## AutomationControl>MotorDrives
ImportTicket-xlsx-zsx22ii8k1q&Tx | ลำดับ | รายละเอียดสินค้า
|  | ชื่อหมวดหมู่ชั้นที่ 1 | ชื่อหมวดหมู่ชั้นที่ 2 | ชื่อหมวดหมู่ชั้นที่ 3 | ชื่อสินค้า | รหัสสินค้า | MPN | Brand | ราคาสินค้า | Picture | Datasheet | รายละเอียดย่อ | รายละเอียดเต็ม | หัวข้อฟีเจอร์ | รายละเอียดฟีเจอร์
Example > | 0 | Product Category 1 | Product Sub 1 | Product Sub-sec 1 | Example Product | P0001 | N/A | Brand 1 | 100000 | https://soneparthailand.com/th/_content_images/product/A4BF5596-06F7-632A-0C7B-5BEB6E7DB749.jpg | https://www.quotewerks.com/download/printlayouts/Samples/QuotationSample_A.pdf | เอ๋เวิลด์ เปราะบางโลโก้มอนสเตอร์รากหญ้าพูล เชอร์รี่ไฮเปอร์ตรวจสอบรันเวย์ฟลอร์ เซรามิก | สเปกแอ็กชั่น มหภาคเทรดคอร์ปมหาอุปราชาเฉิ่ม แป๋วมาร์เก็ตเดบิตแมนชั่น โกลด์วีซ่าเซอร์วิส เฟิร์มสไปเดอร์ ออร์เดอร์เช็ก ฮันนีมูนแชมป์กระดี๊กระด๊ารีวิวดยุค ฟินิกซ์ตื้บสมาพันธ์ซัพพลายเออร์โรแมนติก หลวงปู่บู๊ฮาลาลแซ็กโซโฟน ป๋าแอสเตอร์แดรี่ภคันทลาพาธ บอกซ์เยนโหลนเมคอัพ รูบิก จูเนียร์ไอติมเคลียร์ฟลุทมอคคา ทอม แฟกซ์รวมมิตรฟอยล์ แซนด์วิชลอร์ดสคริปต์ยากูซ่า สแล็กผ้าห่มรีสอร์ตแดรี่ สเตย์ธรรมา เที่ยงคืนแอปเปิ้ล คำสาปแคมปัสท็อปบูต สัมนาศิลปากรพาร์บ๊วยอมาตยาธิปไตย แจ๊สไงจัมโบ้ดั๊มพ์ วิว เกจิเคลียร์ ว้อดก้ามั้งคอมพ์ แหม็บโยเกิร์ตซัมเมอร์ ป่าไม้นิวละติน เทคโนแครตเวิร์กช็อปฮาราคีรี แคนยอนแกรนด์ โปรเจ็กต์ เต๊ะแบคโฮเหี่ยวย่นละอ่อนคาปูชิโน วันเวย์ ครูเสดแตงโมฟีเวอร์เจ๊คอลเล็กชั่น ดั๊มพ์วิลเลจกับดัก ชัตเตอร์โบว์ ออเดอร์แชมป์ อุปทานมาร์จินฮิบรูโทรโข่ง จูน แดรี่โยโย่ บุ๋น เอ็นเตอร์เทนดีพาร์ทเมนต์ลีเมอร์ สต็อกเซาท์ มายาคติโกเต็กซ์ไวอากร้าลิมูซีน ออร์เดอร์โมเดิร์นวอล์กร็อคไฮไลต์ ซีเนียร์ริกเตอร์สมาพันธ์ เจ๊วาฟเฟิลฟลุกฮิตคัตเอาต์ คูลเลอร์ยากูซ่า ราสเบอร์รีไฟแนนซ์แคนู ยาวี แม่ค้าชีสเซี้ยว อิกัวนาแมมโบ้ ซีเรียสกุมภาพันธ์ ซัพพลายเออร์ฟลุท เป่ายิ้งฉุบโลโก้หลวงพี่ กีวีตุ๊กตุ๊กเซ็กส์อาร์ติสต์ อริยสงฆ์บาบูนไฮไลท์ซาร์ดีน เมเปิลปาสกาลแรงใจ ปาร์ตี้มาร์กเซนเซอร์แคมเปญ เบอร์รีแพทยสภาวาฟเฟิลแบคโฮแมกกาซีน ชีสสังโฆวิน เซ่นไหว้จิ๊กโก๋กฤษณ์บูติคจอหงวน โคโยตีจังโก้บัลลาสต์คอลเล็กชั่น โปรเจ็ครีเสิร์ช แชมเปญ โปรโมเตอร์แกรนด์สตรอว์เบอร์รีแพกเกจ จีดีพีคลาสสิกแทคติค ฮัมซามูไรเคอร์ฟิวแมชชีน เทเลกราฟแอปเปิ้ลวิลล์ แฟรนไชส์ต่อยอดรีสอร์ต ออร์เดอร์ฟอยล์อ่อนด้อยช็อป รันเวย์ชีสแจ็กพอตอาว์มาราธอน ไตรมาสจอหงวน รอยัลตี้เมจิคชัตเตอร์ ชาร์จแมชีนก๋ากั่นเซฟตี้ ง่าวแมคเคอเรล หม่านโถวโยเกิร์ต แช่แข็งอันตรกิริยา แจ็กพ็อตมะกันล็อบบี้ซิมแผดเผา คาร์ดีพาร์ตเมนต์บลูเบอร์รีโคโยตี้เครป ฮันนีมูนเจลรวมมิตรเซี้ยว | Feature Name 1 | This is feature detail.
Start > | 1 | Automation and Control | Motors and Drives | Motor Starter Combinations | TESYS LE ENCLOSED DOL STARTER 3.7-5.5A 220VAC COIL | 2004908 | LE1M35M712 | SCHNEIDER ELECTRIC | 3115 | https://pim-kvc.soneparsea.com:3443/PictureServer/default.aspx/schneider-le1m35m712_image1.jpg?A3889C9397807479A2A1C7A8BAA5959DB4AAC672BE9C61A1837AC17C83698F9DBDA6BBAA83659AA4B7 | https://pim-kvc.soneparsea.com:3443/PictureServer/default.aspx/schneider-LE1M35M712.pdf?81788B76AEAA939CBEAABDA9B7A95D809576A178878467658273C4A9B8 | TESYS LE ENCLOSED DOL STARTER 3.7-5.5A 220VAC COIL | A large range of enclosed DOL and soft start starters, simple to choose, install and use. These compact, ergonomically designed starters can be wall-mounted or located remotely on a machine. Applications: Industry, infrastructure, buildings, etc. All machines requiring: DOL motor starting or stopping, simple soft starting, overload protection | Type of motor starter | Direct online starter (DOL)
| 1 | Automation and Control | Motors and Drives | Motor Starter Combinations | TESYS LE ENCLOSED DOL STARTER 3.7-5.5A 220VAC COIL | 2004908 | LE1M35M712 | SCHNEIDER ELECTRIC | 3115 | https://pim-kvc.soneparsea.com:3443/PictureServer/default.aspx/schneider-le1m35m712_image1.jpg?A3889C9397807479A2A1C7A8BAA5959DB4AAC672BE9C61A1837AC17C83698F9DBDA6BBAA83659AA4B7 | https://pim-kvc.soneparsea.com:3443/PictureServer/default.aspx/schneider-LE1M35M712.pdf?81788B76AEAA939CBEAABDA9B7A95D809576A178878467658273C4A9B8 | TESYS LE ENCLOSED DOL STARTER 3.7-5.5A 220VAC COIL | A large range of enclosed DOL and soft start starters, simple to choose, install and use. These compact, ergonomically designed starters can be wall-mounted or located remotely on a machine. Applications: Industry, infrastructure, buildings, etc. All machines requiring: DOL motor starting or stopping, simple soft starting, overload protection | With short-circuit release | no
| 1 | Automation and Control | Motors and Drives | Motor Starter Combinations | TESYS LE ENCLOSED DOL STARTER 3.7-5.5A 220VAC COIL | 2004908 | LE1M35M712 | SCHNEIDER ELECTRIC | 3115 | https://pim-kvc.soneparsea.com:3443/PictureServer/default.aspx/schneider-le1m35m712_image1.jpg?A3889C9397807479A2A1C7A8BAA5959DB4AAC672BE9C61A1837AC17C83698F9DBDA6BBAA83659AA4B7 | https://pim-kvc.soneparsea.com:3443/PictureServer/default.aspx/schneider-LE1M35M712.pdf?81788B76AEAA939CBEAABDA9B7A95D809576A178878467658273C4A9B8 | TESYS LE ENCLOSED DOL STARTER 3.7-5.5A 220VAC COIL | A large range of enclosed DOL and soft start starters, simple to choose, install and use. These compact, ergonomically designed starters can be wall-mounted or located remotely on a machine. Applications: Industry, infrastructure, buildings, etc. All machines requiring: DOL motor starting or stopping, simple soft starting, overload protection | Rated control supply voltage Us at AC 50HZ | 220...220V
| 1 | Automation and Control | Motors and Drives | Motor Starter Combinations | TESYS LE ENCLOSED DOL STARTER 3.7-5.5A 220VAC COIL | 2004908 | LE1M35M712 | SCHNEIDER ELECTRIC | 3115 | https://pim-kvc.soneparsea.com:3443/PictureServer/default.aspx/schneider-le1m35m712_image1.jpg?A3889C9397807479A2A1C7A8BAA5959DB4AAC672BE9C61A1837AC17C83698F9DBDA6BBAA83659AA4B7 | https://pim-kvc.soneparsea.com:3443/PictureServer/default.aspx/schneider-LE1M35M712.pdf?81788B76AEAA939CBEAABDA9B7A95D809576A178878467658273C4A9B8 | TESYS LE ENCLOSED DOL STARTER 3.7-5.5A 220VAC COIL | A large range of enclosed DOL and soft start starters, simple to choose, install and use. These compact, ergonomically designed starters can be wall-mounted or located remotely on a machine. Applications: Industry, infrastructure, buildings, etc. All machines requiring: DOL motor starting or stopping, simple soft starting, overload protection | Rated control supply voltage Us at AC 60HZ | 220...220V
| 1 | Automation and Control | Motors and Drives | Motor Starter Combinations | TESYS LE ENCLOSED DOL STARTER 3.7-5.5A 220VAC COIL | 2004908 | LE1M35M712 | SCHNEIDER ELECTRIC | 3115 | https://pim-kvc.soneparsea.com:3443/PictureServer/default.aspx/schneider-le1m35m712_image1.jpg?A3889C9397807479A2A1C7A8BAA5959DB4AAC672BE9C61A1837AC17C83698F9DBDA6BBAA83659AA4B7 | https://pim-kvc.soneparsea.com:3443/PictureServer/default.aspx/schneider-LE1M35M712.pdf?81788B76AEAA939CBEAABDA9B7A95D809576A178878467658273C4A9B8 | TESYS LE ENCLOSED DOL STARTER 3.7-5.5A 220VAC COIL | A large range of enclosed DOL and soft start starters, simple to choose, install and use. These compact, ergonomically designed starters can be wall-mounted or located remotely on a machine. Applications: Industry, infrastructure, buildings, etc. All machines requiring: DOL motor starting or stopping, simple soft starting, overload protection | Rated control supply voltage Us at DC | 0...0V
| 1 | Automation and Control | Motors and Drives | Motor Starter Combinations | TESYS LE ENCLOSED DOL STARTER 3.7-5.5A 220VAC COIL | 2004908 | LE1M35M712 | SCHNEIDER ELECTRIC | 3115 | https://pim-kvc.soneparsea.com:3443/PictureServer/default.aspx/schneider-le1m35m712_image1.jpg?A3889C9397807479A2A1C7A8BAA5959DB4AAC672BE9C61A1837AC17C83698F9DBDA6BBAA83659AA4B7 | https://pim-kvc.soneparsea.com:3443/PictureServer/default.aspx/schneider-LE1M35M712.pdf?81788B76AEAA939CBEAABDA9B7A95D809576A178878467658273C4A9B8 | TESYS LE ENCLOSED DOL STARTER 3.7-5.5A 220VAC COIL | A large range of enclosed DOL and soft start starters, simple to choose, install and use. These compact, ergonomically designed starters can be wall-mounted or located remotely on a machine. Applications: Industry, infrastructure, buildings, etc. All machines requiring: DOL motor starting or stopping, simple soft starting, overload protection | Voltage type for actuating | AC
| 1 | Automation and Control | Motors and Drives | Motor Starter Combinations | TESYS LE ENCLOSED DOL STARTER 3.7-5.5A 220VAC COIL | 2004908 | LE1M35M712 | SCHNEIDER ELECTRIC | 3115 | https://pim-kvc.soneparsea.com:3443/PictureServer/default.aspx/schneider-le1m35m712_image1.jpg?A3889C9397807479A2A1C7A8BAA5959DB4AAC672BE9C61A1837AC17C83698F9DBDA6BBAA83659AA4B7 | https://pim-kvc.soneparsea.com:3443/PictureServer/default.aspx/schneider-LE1M35M712.pdf?81788B76AEAA939CBEAABDA9B7A95D809576A178878467658273C4A9B8 | TESYS LE ENCLOSED DOL STARTER 3.7-5.5A 220VAC COIL | A large range of enclosed DOL and soft start starters, simple to choose, install and use. These compact, ergonomically designed starters can be wall-mounted or located remotely on a machine. Applications: Industry, infrastructure, buildings, etc. All machines requiring: DOL motor starting or stopping, simple soft starting, overload protection | Rated operation power at AC-3, 230 V, 3-phase | 1.1kW
| 1 | Automation and Control | Motors and Drives | Motor Starter Combinations | TESYS LE ENCLOSED DOL STARTER 3.7-5.5A 220VAC COIL | 2004908 | LE1M35M712 | SCHNEIDER ELECTRIC | 3115 | https://pim-kvc.soneparsea.com:3443/PictureServer/default.aspx/schneider-le1m35m712_image1.jpg?A3889C9397807479A2A1C7A8BAA5959DB4AAC672BE9C61A1837AC17C83698F9DBDA6BBAA83659AA4B7 | https://pim-kvc.soneparsea.com:3443/PictureServer/default.aspx/schneider-LE1M35M712.pdf?81788B76AEAA939CBEAABDA9B7A95D809576A178878467658273C4A9B8 | TESYS LE ENCLOSED DOL STARTER 3.7-5.5A 220VAC COIL | A large range of enclosed DOL and soft start starters, simple to choose, install and use. These compact, ergonomically designed starters can be wall-mounted or located remotely on a machine. Applications: Industry, infrastructure, buildings, etc. All machines requiring: DOL motor starting or stopping, simple soft starting, overload protection | Rated operation power at AC-3, 400 V | 2.2kW
| 1 | Automation and Control | Motors and Drives | Motor Starter Combinations | TESYS LE ENCLOSED DOL STARTER 3.7-5.5A 220VAC COIL | 2004908 | LE1M35M712 | SCHNEIDER ELECTRIC | 3115 | https://pim-kvc.soneparsea.com:3443/PictureServer/default.aspx/schneider-le1m35m712_image1.jpg?A3889C9397807479A2A1C7A8BAA5959DB4AAC672BE9C61A1837AC17C83698F9DBDA6BBAA83659AA4B7 | https://pim-kvc.soneparsea.com:3443/PictureServer/default.aspx/schneider-LE1M35M712.pdf?81788B76AEAA939CBEAABDA9B7A95D809576A178878467658273C4A9B8 | TESYS LE ENCLOSED DOL STARTER 3.7-5.5A 220VAC COIL | A large range of enclosed DOL and soft start starters, simple to choose, install and use. These compact, ergonomically designed starters can be wall-mounted or located remotely on a machine. Applications: Industry, infrastructure, buildings, etc. All machines requiring: DOL motor starting or stopping, simple soft starting, overload protection | Rated operation current Ie | 5.5A
| 1 | Automation and Control | Motors and Drives | Motor Starter Combinations | TESYS LE ENCLOSED DOL STARTER 3.7-5.5A 220VAC COIL | 2004908 | LE1M35M712 | SCHNEIDER ELECTRIC | 3115 | https://pim-kvc.soneparsea.com:3443/PictureServer/default.aspx/schneider-le1m35m712_image1.jpg?A3889C9397807479A2A1C7A8BAA5959DB4AAC672BE9C61A1837AC17C83698F9DBDA6BBAA83659AA4B7 | https://pim-kvc.soneparsea.com:3443/PictureServer/default.aspx/schneider-LE1M35M712.pdf?81788B76AEAA939CBEAABDA9B7A95D809576A178878467658273C4A9B8 | TESYS LE ENCLOSED DOL STARTER 3.7-5.5A 220VAC COIL | A large range of enclosed DOL and soft start starters, simple to choose, install and use. These compact, ergonomically designed starters can be wall-mounted or located remotely on a machine. Applications: Industry, infrastructure, buildings, etc. All machines requiring: DOL motor starting or stopping, simple soft starting, overload protection | Rated operation current at AC-3, 400 V | 5.5A
| 1 | Automation and Control | Motors and Drives | Motor Starter Combinations | TESYS LE ENCLOSED DOL STARTER 3.7-5.5A 220VAC COIL | 2004908 | LE1M35M712 | SCHNEIDER ELECTRIC | 3115 | https://pim-kvc.soneparsea.com:3443/PictureServer/default.aspx/schneider-le1m35m712_image1.jpg?A3889C9397807479A2A1C7A8BAA5959DB4AAC672BE9C61A1837AC17C83698F9DBDA6BBAA83659AA4B7 | https://pim-kvc.soneparsea.com:3443/PictureServer/default.aspx/schneider-LE1M35M712.pdf?81788B76AEAA939CBEAABDA9B7A95D809576A178878467658273C4A9B8 | TESYS LE ENCLOSED DOL STARTER 3.7-5.5A 220VAC COIL | A large range of enclosed DOL and soft start starters, simple to choose, install and use. These compact, ergonomically designed starters can be wall-mounted or located remotely on a machine. Applications: Industry, infrastructure, buildings, etc. All machines requiring: DOL motor starting or stopping, simple soft starting, overload protection | Overload release current setting | 3.7...5.5A
| 1 | Automation and Control | Motors and Drives | Motor Starter Combinations | TESYS LE ENCLOSED DOL STARTER 3.7-5.5A 220VAC COIL | 2004908 | LE1M35M712 | SCHNEIDER ELECTRIC | 3115 | https://pim-kvc.soneparsea.com:3443/PictureServer/default.aspx/schneider-le1m35m712_image1.jpg?A3889C9397807479A2A1C7A8BAA5959DB4AAC672BE9C61A1837AC17C83698F9DBDA6BBAA83659AA4B7 | https://pim-kvc.soneparsea.com:3443/PictureServer/default.aspx/schneider-LE1M35M712.pdf?81788B76AEAA939CBEAABDA9B7A95D809576A178878467658273C4A9B8 | TESYS LE ENCLOSED DOL STARTER 3.7-5.5A 220VAC COIL | A large range of enclosed DOL and soft start starters, simple to choose, install and use. These compact, ergonomically designed starters can be wall-mounted or located remotely on a machine. Applications: Industry, infrastructure, buildings, etc. All machines requiring: DOL motor starting or stopping, simple soft starting, overload protection | Number of auxiliary contacts as normally open contact | 0
| 1 | Automation and Control | Motors and Drives | Motor Starter Combinations | TESYS LE ENCLOSED DOL STARTER 3.7-5.5A 220VAC COIL | 2004908 | LE1M35M712 | SCHNEIDER ELECTRIC | 3115 | https://pim-kvc.soneparsea.com:3443/PictureServer/default.aspx/schneider-le1m35m712_image1.jpg?A3889C9397807479A2A1C7A8BAA5959DB4AAC672BE9C61A1837AC17C83698F9DBDA6BBAA83659AA4B7 | https://pim-kvc.soneparsea.com:3443/PictureServer/default.aspx/schneider-LE1M35M712.pdf?81788B76AEAA939CBEAABDA9B7A95D809576A178878467658273C4A9B8 | TESYS LE ENCLOSED DOL STARTER 3.7-5.5A 220VAC COIL | A large range of enclosed DOL and soft start starters, simple to choose, install and use. These compact, ergonomically designed starters can be wall-mounted or located remotely on a machine. Applications: Industry, infrastructure, buildings, etc. All machines requiring: DOL motor starting or stopping, simple soft starting, overload protection | Number of auxiliary contacts as normally closed contact | 0
| 1 | Automation and Control | Motors and Drives | Motor Starter Combinations | TESYS LE ENCLOSED DOL STARTER 3.7-5.5A 220VAC COIL | 2004908 | LE1M35M712 | SCHNEIDER ELECTRIC | 3115 | https://pim-kvc.soneparsea.com:3443/PictureServer/default.aspx/schneider-le1m35m712_image1.jpg?A3889C9397807479A2A1C7A8BAA5959DB4AAC672BE9C61A1837AC17C83698F9DBDA6BBAA83659AA4B7 | https://pim-kvc.soneparsea.com:3443/PictureServer/default.aspx/schneider-LE1M35M712.pdf?81788B76AEAA939CBEAABDA9B7A95D809576A178878467658273C4A9B8 | TESYS LE ENCLOSED DOL STARTER 3.7-5.5A 220VAC COIL | A large range of enclosed DOL and soft start starters, simple to choose, install and use. These compact, ergonomically designed starters can be wall-mounted or located remotely on a machine. Applications: Industry, infrastructure, buildings, etc. All machines requiring: DOL motor starting or stopping, simple soft starting, overload protection | Ambient temperature, upper operating limit | 40°C
| 1 | Automation and Control | Motors and Drives | Motor Starter Combinations | TESYS LE ENCLOSED DOL STARTER 3.7-5.5A 220VAC COIL | 2004908 | LE1M35M712 | SCHNEIDER ELECTRIC | 3115 | https://pim-kvc.soneparsea.com:3443/PictureServer/default.aspx/schneider-le1m35m712_image1.jpg?A3889C9397807479A2A1C7A8BAA5959DB4AAC672BE9C61A1837AC17C83698F9DBDA6BBAA83659AA4B7 | https://pim-kvc.soneparsea.com:3443/PictureServer/default.aspx/schneider-LE1M35M712.pdf?81788B76AEAA939CBEAABDA9B7A95D809576A178878467658273C4A9B8 | TESYS LE ENCLOSED DOL STARTER 3.7-5.5A 220VAC COIL | A large range of enclosed DOL and soft start starters, simple to choose, install and use. These compact, ergonomically designed starters can be wall-mounted or located remotely on a machine. Applications: Industry, infrastructure, buildings, etc. All machines requiring: DOL motor starting or stopping, simple soft starting, overload protection | Type of electrical connection of main circuit | Screw connection
| 1 | Automation and Control | Motors and Drives | Motor Starter Combinations | TESYS LE ENCLOSED DOL STARTER 3.7-5.5A 220VAC COIL | 2004908 | LE1M35M712 | SCHNEIDER ELECTRIC | 3115 | https://pim-kvc.soneparsea.com:3443/PictureServer/default.aspx/schneider-le1m35m712_image1.jpg?A3889C9397807479A2A1C7A8BAA5959DB4AAC672BE9C61A1837AC17C83698F9DBDA6BBAA83659AA4B7 | https://pim-kvc.soneparsea.com:3443/PictureServer/default.aspx/schneider-LE1M35M712.pdf?81788B76AEAA939CBEAABDA9B7A95D809576A178878467658273C4A9B8 | TESYS LE ENCLOSED DOL STARTER 3.7-5.5A 220VAC COIL | A large range of enclosed DOL and soft start starters, simple to choose, install and use. These compact, ergonomically designed starters can be wall-mounted or located remotely on a machine. Applications: Industry, infrastructure, buildings, etc. All machines requiring: DOL motor starting or stopping, simple soft starting, overload protection | Type of electrical connection for auxiliary- and control current circuit | Screw connection
| 1 | Automation and Control | Motors and Drives | Motor Starter Combinations | TESYS LE ENCLOSED DOL STARTER 3.7-5.5A 220VAC COIL | 2004908 | LE1M35M712 | SCHNEIDER ELECTRIC | 3115 | https://pim-kvc.soneparsea.com:3443/PictureServer/default.aspx/schneider-le1m35m712_image1.jpg?A3889C9397807479A2A1C7A8BAA5959DB4AAC672BE9C61A1837AC17C83698F9DBDA6BBAA83659AA4B7 | https://pim-kvc.soneparsea.com:3443/PictureServer/default.aspx/schneider-LE1M35M712.pdf?81788B76AEAA939CBEAABDA9B7A95D809576A178878467658273C4A9B8 | TESYS LE ENCLOSED DOL STARTER 3.7-5.5A 220VAC COIL | A large range of enclosed DOL and soft start starters, simple to choose, install and use. These compact, ergonomically designed starters can be wall-mounted or located remotely on a machine. Applications: Industry, infrastructure, buildings, etc. All machines requiring: DOL motor starting or stopping, simple soft starting, overload protection | Rail mounting possible | no
| 1 | Automation and Control | Motors and Drives | Motor Starter Combinations | TESYS LE ENCLOSED DOL STARTER 3.7-5.5A 220VAC COIL | 2004908 | LE1M35M712 | SCHNEIDER ELECTRIC | 3115 | https://pim-kvc.soneparsea.com:3443/PictureServer/default.aspx/schneider-le1m35m712_image1.jpg?A3889C9397807479A2A1C7A8BAA5959DB4AAC672BE9C61A1837AC17C83698F9DBDA6BBAA83659AA4B7 | https://pim-kvc.soneparsea.com:3443/PictureServer/default.aspx/schneider-LE1M35M712.pdf?81788B76AEAA939CBEAABDA9B7A95D809576A178878467658273C4A9B8 | TESYS LE ENCLOSED DOL STARTER 3.7-5.5A 220VAC COIL | A large range of enclosed DOL and soft start starters, simple to choose, install and use. These compact, ergonomically designed starters can be wall-mounted or located remotely on a machine. Applications: Industry, infrastructure, buildings, etc. All machines requiring: DOL motor starting or stopping, simple soft starting, overload protection | Degree of protection (IP) | IP65
| 1 | Automation and Control | Motors and Drives | Motor Starter Combinations | TESYS LE ENCLOSED DOL STARTER 3.7-5.5A 220VAC COIL | 2004908 | LE1M35M712 | SCHNEIDER ELECTRIC | 3115 | https://pim-kvc.soneparsea.com:3443/PictureServer/default.aspx/schneider-le1m35m712_image1.jpg?A3889C9397807479A2A1C7A8BAA5959DB4AAC672BE9C61A1837AC17C83698F9DBDA6BBAA83659AA4B7 | https://pim-kvc.soneparsea.com:3443/PictureServer/default.aspx/schneider-LE1M35M712.pdf?81788B76AEAA939CBEAABDA9B7A95D809576A178878467658273C4A9B8 | TESYS LE ENCLOSED DOL STARTER 3.7-5.5A 220VAC COIL | A large range of enclosed DOL and soft start starters, simple to choose, install and use. These compact, ergonomically designed starters can be wall-mounted or located remotely on a machine. Applications: Industry, infrastructure, buildings, etc. All machines requiring: DOL motor starting or stopping, simple soft starting, overload protection | Supporting protocol for TCP/IP | no
| 1 | Automation and Control | Motors and Drives | Motor Starter Combinations | TESYS LE ENCLOSED DOL STARTER 3.7-5.5A 220VAC COIL | 2004908 | LE1M35M712 | SCHNEIDER ELECTRIC | 3115 | https://pim-kvc.soneparsea.com:3443/PictureServer/default.aspx/schneider-le1m35m712_image1.jpg?A3889C9397807479A2A1C7A8BAA5959DB4AAC672BE9C61A1837AC17C83698F9DBDA6BBAA83659AA4B7 | https://pim-kvc.soneparsea.com:3443/PictureServer/default.aspx/schneider-LE1M35M712.pdf?81788B76AEAA939CBEAABDA9B7A95D809576A178878467658273C4A9B8 | TESYS LE ENCLOSED DOL STARTER 3.7-5.5A 220VAC COIL | A large range of enclosed DOL and soft start starters, simple to choose, install and use. These compact, ergonomically designed starters can be wall-mounted or located remotely on a machine. Applications: Industry, infrastructure, buildings, etc. All machines requiring: DOL motor starting or stopping, simple soft starting, overload protection | Supporting protocol for PROFIBUS | no
| 2 | Automation and Control | Motors and Drives | Soft Starters | ALTISTART 48 SOFT STARTER 35A 230-415V 7.5-30KW | 2004965 | ATS48D38Q | SCHNEIDER ELECTRIC | 44850 | https://pim-kvc.soneparsea.com:3443/PictureServer/default.aspx/schneider-ATS48D38Q_Image1.jpg?A3889C9397807479A2A1C7A8BAA5959DB4AAC672938B83688889877DA39679A1B1ACB97680A1A09B | https://pim-kvc.soneparsea.com:3443/PictureServer/default.aspx/TM-ATS-48D38Q.pdf?81788B76AE8B7D619199A772866F7467889682B5B69D | ALTISTART 48 SOFT STARTER FOR ASYNCHRONOUS MOTOR 35A 230-415V 7.5-30KW | Taming energy. Altistart 48 offers you the benefits of its patented Torque Control System (TCS). Ready for immediate start-up, with simplified wiring and extended communication functions, it can be integrated at the heart of your applications in complete simplicity. Applications: Pumps, Fans and high inertia machines, Compressors Conveyors. | Rated operation current Ie at 40 °C Tu | 38A
| 2 | Automation and Control | Motors and Drives | Soft Starters | ALTISTART 48 SOFT STARTER 35A 230-415V 7.5-30KW | 2004965 | ATS48D38Q | SCHNEIDER ELECTRIC | 44850 | https://pim-kvc.soneparsea.com:3443/PictureServer/default.aspx/schneider-ATS48D38Q_Image1.jpg?A3889C9397807479A2A1C7A8BAA5959DB4AAC672938B83688889877DA39679A1B1ACB97680A1A09B | https://pim-kvc.soneparsea.com:3443/PictureServer/default.aspx/TM-ATS-48D38Q.pdf?81788B76AE8B7D619199A772866F7467889682B5B69D | ALTISTART 48 SOFT STARTER FOR ASYNCHRONOUS MOTOR 35A 230-415V 7.5-30KW | Taming energy. Altistart 48 offers you the benefits of its patented Torque Control System (TCS). Ready for immediate start-up, with simplified wiring and extended communication functions, it can be integrated at the heart of your applications in complete simplicity. Applications: Pumps, Fans and high inertia machines, Compressors Conveyors. | Rated operating voltage Ue | 230...415V
| 2 | Automation and Control | Motors and Drives | Soft Starters | ALTISTART 48 SOFT STARTER 35A 230-415V 7.5-30KW | 2004965 | ATS48D38Q | SCHNEIDER ELECTRIC | 44850 | https://pim-kvc.soneparsea.com:3443/PictureServer/default.aspx/schneider-ATS48D38Q_Image1.jpg?A3889C9397807479A2A1C7A8BAA5959DB4AAC672938B83688889877DA39679A1B1ACB97680A1A09B | https://pim-kvc.soneparsea.com:3443/PictureServer/default.aspx/TM-ATS-48D38Q.pdf?81788B76AE8B7D619199A772866F7467889682B5B69D | ALTISTART 48 SOFT STARTER FOR ASYNCHRONOUS MOTOR 35A 230-415V 7.5-30KW | Taming energy. Altistart 48 offers you the benefits of its patented Torque Control System (TCS). Ready for immediate start-up, with simplified wiring and extended communication functions, it can be integrated at the heart of your applications in complete simplicity. Applications: Pumps, Fans and high inertia machines, Compressors Conveyors. | Rated power three-phase motor, inline, at 230 V | 9kW
| 2 | Automation and Control | Motors and Drives | Soft Starters | ALTISTART 48 SOFT STARTER 35A 230-415V 7.5-30KW | 2004965 | ATS48D38Q | SCHNEIDER ELECTRIC | 44850 | https://pim-kvc.soneparsea.com:3443/PictureServer/default.aspx/schneider-ATS48D38Q_Image1.jpg?A3889C9397807479A2A1C7A8BAA5959DB4AAC672938B83688889877DA39679A1B1ACB97680A1A09B | https://pim-kvc.soneparsea.com:3443/PictureServer/default.aspx/TM-ATS-48D38Q.pdf?81788B76AE8B7D619199A772866F7467889682B5B69D | ALTISTART 48 SOFT STARTER FOR ASYNCHRONOUS MOTOR 35A 230-415V 7.5-30KW | Taming energy. Altistart 48 offers you the benefits of its patented Torque Control System (TCS). Ready for immediate start-up, with simplified wiring and extended communication functions, it can be integrated at the heart of your applications in complete simplicity. Applications: Pumps, Fans and high inertia machines, Compressors Conveyors. | Rated power three-phase motor, inline, at 400 V | 18.5kW
| 2 | Automation and Control | Motors and Drives | Soft Starters | ALTISTART 48 SOFT STARTER 35A 230-415V 7.5-30KW | 2004965 | ATS48D38Q | SCHNEIDER ELECTRIC | 44850 | https://pim-kvc.soneparsea.com:3443/PictureServer/default.aspx/schneider-ATS48D38Q_Image1.jpg?A3889C9397807479A2A1C7A8BAA5959DB4AAC672938B83688889877DA39679A1B1ACB97680A1A09B | https://pim-kvc.soneparsea.com:3443/PictureServer/default.aspx/TM-ATS-48D38Q.pdf?81788B76AE8B7D619199A772866F7467889682B5B69D | ALTISTART 48 SOFT STARTER FOR ASYNCHRONOUS MOTOR 35A 230-415V 7.5-30KW | Taming energy. Altistart 48 offers you the benefits of its patented Torque Control System (TCS). Ready for immediate start-up, with simplified wiring and extended communication functions, it can be integrated at the heart of your applications in complete simplicity. Applications: Pumps, Fans and high inertia machines, Compressors Conveyors. | Rated power three-phase motor, inside delta, at 230 V | 18.5kW
| 2 | Automation and Control | Motors and Drives | Soft Starters | ALTISTART 48 SOFT STARTER 35A 230-415V 7.5-30KW | 2004965 | ATS48D38Q | SCHNEIDER ELECTRIC | 44850 | https://pim-kvc.soneparsea.com:3443/PictureServer/default.aspx/schneider-ATS48D38Q_Image1.jpg?A3889C9397807479A2A1C7A8BAA5959DB4AAC672938B83688889877DA39679A1B1ACB97680A1A09B | https://pim-kvc.soneparsea.com:3443/PictureServer/default.aspx/TM-ATS-48D38Q.pdf?81788B76AE8B7D619199A772866F7467889682B5B69D | ALTISTART 48 SOFT STARTER FOR ASYNCHRONOUS MOTOR 35A 230-415V 7.5-30KW | Taming energy. Altistart 48 offers you the benefits of its patented Torque Control System (TCS). Ready for immediate start-up, with simplified wiring and extended communication functions, it can be integrated at the heart of your applications in complete simplicity. Applications: Pumps, Fans and high inertia machines, Compressors Conveyors. | Rated power three-phase motor, inside delta, at 400 V | 30kW
| 2 | Automation and Control | Motors and Drives | Soft Starters | ALTISTART 48 SOFT STARTER 35A 230-415V 7.5-30KW | 2004965 | ATS48D38Q | SCHNEIDER ELECTRIC | 44850 | https://pim-kvc.soneparsea.com:3443/PictureServer/default.aspx/schneider-ATS48D38Q_Image1.jpg?A3889C9397807479A2A1C7A8BAA5959DB4AAC672938B83688889877DA39679A1B1ACB97680A1A09B | https://pim-kvc.soneparsea.com:3443/PictureServer/default.aspx/TM-ATS-48D38Q.pdf?81788B76AE8B7D619199A772866F7467889682B5B69D | ALTISTART 48 SOFT STARTER FOR ASYNCHRONOUS MOTOR 35A 230-415V 7.5-30KW | Taming energy. Altistart 48 offers you the benefits of its patented Torque Control System (TCS). Ready for immediate start-up, with simplified wiring and extended communication functions, it can be integrated at the heart of your applications in complete simplicity. Applications: Pumps, Fans and high inertia machines, Compressors Conveyors. | Function | Single direction
| 2 | Automation and Control | Motors and Drives | Soft Starters | ALTISTART 48 SOFT STARTER 35A 230-415V 7.5-30KW | 2004965 | ATS48D38Q | SCHNEIDER ELECTRIC | 44850 | https://pim-kvc.soneparsea.com:3443/PictureServer/default.aspx/schneider-ATS48D38Q_Image1.jpg?A3889C9397807479A2A1C7A8BAA5959DB4AAC672938B83688889877DA39679A1B1ACB97680A1A09B | https://pim-kvc.soneparsea.com:3443/PictureServer/default.aspx/TM-ATS-48D38Q.pdf?81788B76AE8B7D619199A772866F7467889682B5B69D | ALTISTART 48 SOFT STARTER FOR ASYNCHRONOUS MOTOR 35A 230-415V 7.5-30KW | Taming energy. Altistart 48 offers you the benefits of its patented Torque Control System (TCS). Ready for immediate start-up, with simplified wiring and extended communication functions, it can be integrated at the heart of your applications in complete simplicity. Applications: Pumps, Fans and high inertia machines, Compressors Conveyors. | Internal bypass | no
| 2 | Automation and Control | Motors and Drives | Soft Starters | ALTISTART 48 SOFT STARTER 35A 230-415V 7.5-30KW | 2004965 | ATS48D38Q | SCHNEIDER ELECTRIC | 44850 | https://pim-kvc.soneparsea.com:3443/PictureServer/default.aspx/schneider-ATS48D38Q_Image1.jpg?A3889C9397807479A2A1C7A8BAA5959DB4AAC672938B83688889877DA39679A1B1ACB97680A1A09B | https://pim-kvc.soneparsea.com:3443/PictureServer/default.aspx/TM-ATS-48D38Q.pdf?81788B76AE8B7D619199A772866F7467889682B5B69D | ALTISTART 48 SOFT STARTER FOR ASYNCHRONOUS MOTOR 35A 230-415V 7.5-30KW | Taming energy. Altistart 48 offers you the benefits of its patented Torque Control System (TCS). Ready for immediate start-up, with simplified wiring and extended communication functions, it can be integrated at the heart of your applications in complete simplicity. Applications: Pumps, Fans and high inertia machines, Compressors Conveyors. | With display | no
| 2 | Automation and Control | Motors and Drives | Soft Starters | ALTISTART 48 SOFT STARTER 35A 230-415V 7.5-30KW | 2004965 | ATS48D38Q | SCHNEIDER ELECTRIC | 44850 | https://pim-kvc.soneparsea.com:3443/PictureServer/default.aspx/schneider-ATS48D38Q_Image1.jpg?A3889C9397807479A2A1C7A8BAA5959DB4AAC672938B83688889877DA39679A1B1ACB97680A1A09B | https://pim-kvc.soneparsea.com:3443/PictureServer/default.aspx/TM-ATS-48D38Q.pdf?81788B76AE8B7D619199A772866F7467889682B5B69D | ALTISTART 48 SOFT STARTER FOR ASYNCHRONOUS MOTOR 35A 230-415V 7.5-30KW | Taming energy. Altistart 48 offers you the benefits of its patented Torque Control System (TCS). Ready for immediate start-up, with simplified wiring and extended communication functions, it can be integrated at the heart of your applications in complete simplicity. Applications: Pumps, Fans and high inertia machines, Compressors Conveyors. | Torque control | yes
| 2 | Automation and Control | Motors and Drives | Soft Starters | ALTISTART 48 SOFT STARTER 35A 230-415V 7.5-30KW | 2004965 | ATS48D38Q | SCHNEIDER ELECTRIC | 44850 | https://pim-kvc.soneparsea.com:3443/PictureServer/default.aspx/schneider-ATS48D38Q_Image1.jpg?A3889C9397807479A2A1C7A8BAA5959DB4AAC672938B83688889877DA39679A1B1ACB97680A1A09B | https://pim-kvc.soneparsea.com:3443/PictureServer/default.aspx/TM-ATS-48D38Q.pdf?81788B76AE8B7D619199A772866F7467889682B5B69D | ALTISTART 48 SOFT STARTER FOR ASYNCHRONOUS MOTOR 35A 230-415V 7.5-30KW | Taming energy. Altistart 48 offers you the benefits of its patented Torque Control System (TCS). Ready for immediate start-up, with simplified wiring and extended communication functions, it can be integrated at the heart of your applications in complete simplicity. Applications: Pumps, Fans and high inertia machines, Compressors Conveyors. | Rated surrounding temperature without derating | 40°C
| 2 | Automation and Control | Motors and Drives | Soft Starters | ALTISTART 48 SOFT STARTER 35A 230-415V 7.5-30KW | 2004965 | ATS48D38Q | SCHNEIDER ELECTRIC | 44850 | https://pim-kvc.soneparsea.com:3443/PictureServer/default.aspx/schneider-ATS48D38Q_Image1.jpg?A3889C9397807479A2A1C7A8BAA5959DB4AAC672938B83688889877DA39679A1B1ACB97680A1A09B | https://pim-kvc.soneparsea.com:3443/PictureServer/default.aspx/TM-ATS-48D38Q.pdf?81788B76AE8B7D619199A772866F7467889682B5B69D | ALTISTART 48 SOFT STARTER FOR ASYNCHRONOUS MOTOR 35A 230-415V 7.5-30KW | Taming energy. Altistart 48 offers you the benefits of its patented Torque Control System (TCS). Ready for immediate start-up, with simplified wiring and extended communication functions, it can be integrated at the heart of your applications in complete simplicity. Applications: Pumps, Fans and high inertia machines, Compressors Conveyors. | Rated control supply voltage Us at AC 50HZ | 220...415V
| 2 | Automation and Control | Motors and Drives | Soft Starters | ALTISTART 48 SOFT STARTER 35A 230-415V 7.5-30KW | 2004965 | ATS48D38Q | SCHNEIDER ELECTRIC | 44850 | https://pim-kvc.soneparsea.com:3443/PictureServer/default.aspx/schneider-ATS48D38Q_Image1.jpg?A3889C9397807479A2A1C7A8BAA5959DB4AAC672938B83688889877DA39679A1B1ACB97680A1A09B | https://pim-kvc.soneparsea.com:3443/PictureServer/default.aspx/TM-ATS-48D38Q.pdf?81788B76AE8B7D619199A772866F7467889682B5B69D | ALTISTART 48 SOFT STARTER FOR ASYNCHRONOUS MOTOR 35A 230-415V 7.5-30KW | Taming energy. Altistart 48 offers you the benefits of its patented Torque Control System (TCS). Ready for immediate start-up, with simplified wiring and extended communication functions, it can be integrated at the heart of your applications in complete simplicity. Applications: Pumps, Fans and high inertia machines, Compressors Conveyors. | Rated control supply voltage Us at AC 60HZ | 220...415V
| 2 | Automation and Control | Motors and Drives | Soft Starters | ALTISTART 48 SOFT STARTER 35A 230-415V 7.5-30KW | 2004965 | ATS48D38Q | SCHNEIDER ELECTRIC | 44850 | https://pim-kvc.soneparsea.com:3443/PictureServer/default.aspx/schneider-ATS48D38Q_Image1.jpg?A3889C9397807479A2A1C7A8BAA5959DB4AAC672938B83688889877DA39679A1B1ACB97680A1A09B | https://pim-kvc.soneparsea.com:3443/PictureServer/default.aspx/TM-ATS-48D38Q.pdf?81788B76AE8B7D619199A772866F7467889682B5B69D | ALTISTART 48 SOFT STARTER FOR ASYNCHRONOUS MOTOR 35A 230-415V 7.5-30KW | Taming energy. Altistart 48 offers you the benefits of its patented Torque Control System (TCS). Ready for immediate start-up, with simplified wiring and extended communication functions, it can be integrated at the heart of your applications in complete simplicity. Applications: Pumps, Fans and high inertia machines, Compressors Conveyors. | Rated control supply voltage Us at DC | 0...0V
| 2 | Automation and Control | Motors and Drives | Soft Starters | ALTISTART 48 SOFT STARTER 35A 230-415V 7.5-30KW | 2004965 | ATS48D38Q | SCHNEIDER ELECTRIC | 44850 | https://pim-kvc.soneparsea.com:3443/PictureServer/default.aspx/schneider-ATS48D38Q_Image1.jpg?A3889C9397807479A2A1C7A8BAA5959DB4AAC672938B83688889877DA39679A1B1ACB97680A1A09B | https://pim-kvc.soneparsea.com:3443/PictureServer/default.aspx/TM-ATS-48D38Q.pdf?81788B76AE8B7D619199A772866F7467889682B5B69D | ALTISTART 48 SOFT STARTER FOR ASYNCHRONOUS MOTOR 35A 230-415V 7.5-30KW | Taming energy. Altistart 48 offers you the benefits of its patented Torque Control System (TCS). Ready for immediate start-up, with simplified wiring and extended communication functions, it can be integrated at the heart of your applications in complete simplicity. Applications: Pumps, Fans and high inertia machines, Compressors Conveyors. | Voltage type for actuating | AC/DC
| 2 | Automation and Control | Motors and Drives | Soft Starters | ALTISTART 48 SOFT STARTER 35A 230-415V 7.5-30KW | 2004965 | ATS48D38Q | SCHNEIDER ELECTRIC | 44850 | https://pim-kvc.soneparsea.com:3443/PictureServer/default.aspx/schneider-ATS48D38Q_Image1.jpg?A3889C9397807479A2A1C7A8BAA5959DB4AAC672938B83688889877DA39679A1B1ACB97680A1A09B | https://pim-kvc.soneparsea.com:3443/PictureServer/default.aspx/TM-ATS-48D38Q.pdf?81788B76AE8B7D619199A772866F7467889682B5B69D | ALTISTART 48 SOFT STARTER FOR ASYNCHRONOUS MOTOR 35A 230-415V 7.5-30KW | Taming energy. Altistart 48 offers you the benefits of its patented Torque Control System (TCS). Ready for immediate start-up, with simplified wiring and extended communication functions, it can be integrated at the heart of your applications in complete simplicity. Applications: Pumps, Fans and high inertia machines, Compressors Conveyors. | Integrated motor overload protection | yes
| 2 | Automation and Control | Motors and Drives | Soft Starters | ALTISTART 48 SOFT STARTER 35A 230-415V 7.5-30KW | 2004965 | ATS48D38Q | SCHNEIDER ELECTRIC | 44850 | https://pim-kvc.soneparsea.com:3443/PictureServer/default.aspx/schneider-ATS48D38Q_Image1.jpg?A3889C9397807479A2A1C7A8BAA5959DB4AAC672938B83688889877DA39679A1B1ACB97680A1A09B | https://pim-kvc.soneparsea.com:3443/PictureServer/default.aspx/TM-ATS-48D38Q.pdf?81788B76AE8B7D619199A772866F7467889682B5B69D | ALTISTART 48 SOFT STARTER FOR ASYNCHRONOUS MOTOR 35A 230-415V 7.5-30KW | Taming energy. Altistart 48 offers you the benefits of its patented Torque Control System (TCS). Ready for immediate start-up, with simplified wiring and extended communication functions, it can be integrated at the heart of your applications in complete simplicity. Applications: Pumps, Fans and high inertia machines, Compressors Conveyors. | Release class | Other
| 2 | Automation and Control | Motors and Drives | Soft Starters | ALTISTART 48 SOFT STARTER 35A 230-415V 7.5-30KW | 2004965 | ATS48D38Q | SCHNEIDER ELECTRIC | 44850 | https://pim-kvc.soneparsea.com:3443/PictureServer/default.aspx/schneider-ATS48D38Q_Image1.jpg?A3889C9397807479A2A1C7A8BAA5959DB4AAC672938B83688889877DA39679A1B1ACB97680A1A09B | https://pim-kvc.soneparsea.com:3443/PictureServer/default.aspx/TM-ATS-48D38Q.pdf?81788B76AE8B7D619199A772866F7467889682B5B69D | ALTISTART 48 SOFT STARTER FOR ASYNCHRONOUS MOTOR 35A 230-415V 7.5-30KW | Taming energy. Altistart 48 offers you the benefits of its patented Torque Control System (TCS). Ready for immediate start-up, with simplified wiring and extended communication functions, it can be integrated at the heart of your applications in complete simplicity. Applications: Pumps, Fans and high inertia machines, Compressors Conveyors. | Degree of protection (IP) | IP20
| 3 | Automation and Control | Motors and Drives | Soft Starters | ALTISTART 48 SOFT STARTER 81A 81A 230-415V 18.6-75KW | 2004966 | ATS48D88Q | SCHNEIDER ELECTRIC | 81550 | https://pim-kvc.soneparsea.com:3443/PictureServer/default.aspx/schneider-ATS48D88Q_Image1.jpg?A3889C9397807479A2A1C7A8BAA5959DB4AAC672938B836888898C7DA39679A1B1ACB97680A1A09B | https://pim-kvc.soneparsea.com:3443/PictureServer/default.aspx/schneider-ats48d88q.pdf?81788B76AEAA939CBEAABDA9B7A95D95C4B8887DB66F68A57EB5B8AB | ALTISTART 48 SOFT STARTER FOR ASYNCHRONOUS MOTOR 81A 230..415V -18.6.75KW | Taming energy. Altistart 48 offers you the benefits of its patented Torque Control System (TCS). Ready for immediate start-up, with simplified wiring and extended communication functions, it can be integrated at the heart of your applications in complete simplicity. Applications: Pumps, Fans and high inertia machines, Compressors Conveyors. | Rated operation current Ie at 40 °C Tu | 88A
| 3 | Automation and Control | Motors and Drives | Soft Starters | ALTISTART 48 SOFT STARTER 81A 81A 230-415V 18.6-75KW | 2004966 | ATS48D88Q | SCHNEIDER ELECTRIC | 81550 | https://pim-kvc.soneparsea.com:3443/PictureServer/default.aspx/schneider-ATS48D88Q_Image1.jpg?A3889C9397807479A2A1C7A8BAA5959DB4AAC672938B836888898C7DA39679A1B1ACB97680A1A09B | https://pim-kvc.soneparsea.com:3443/PictureServer/default.aspx/schneider-ats48d88q.pdf?81788B76AEAA939CBEAABDA9B7A95D95C4B8887DB66F68A57EB5B8AB | ALTISTART 48 SOFT STARTER FOR ASYNCHRONOUS MOTOR 81A 230..415V -18.6.75KW | Taming energy. Altistart 48 offers you the benefits of its patented Torque Control System (TCS). Ready for immediate start-up, with simplified wiring and extended communication functions, it can be integrated at the heart of your applications in complete simplicity. Applications: Pumps, Fans and high inertia machines, Compressors Conveyors. | Rated operating voltage Ue | 230...415V
| 3 | Automation and Control | Motors and Drives | Soft Starters | ALTISTART 48 SOFT STARTER 81A 81A 230-415V 18.6-75KW | 2004966 | ATS48D88Q | SCHNEIDER ELECTRIC | 81550 | https://pim-kvc.soneparsea.com:3443/PictureServer/default.aspx/schneider-ATS48D88Q_Image1.jpg?A3889C9397807479A2A1C7A8BAA5959DB4AAC672938B836888898C7DA39679A1B1ACB97680A1A09B | https://pim-kvc.soneparsea.com:3443/PictureServer/default.aspx/schneider-ats48d88q.pdf?81788B76AEAA939CBEAABDA9B7A95D95C4B8887DB66F68A57EB5B8AB | ALTISTART 48 SOFT STARTER FOR ASYNCHRONOUS MOTOR 81A 230..415V -18.6.75KW | Taming energy. Altistart 48 offers you the benefits of its patented Torque Control System (TCS). Ready for immediate start-up, with simplified wiring and extended communication functions, it can be integrated at the heart of your applications in complete simplicity. Applications: Pumps, Fans and high inertia machines, Compressors Conveyors. | Rated power three-phase motor, inline, at 230 V | 22kW
| 3 | Automation and Control | Motors and Drives | Soft Starters | ALTISTART 48 SOFT STARTER 81A 81A 230-415V 18.6-75KW | 2004966 | ATS48D88Q | SCHNEIDER ELECTRIC | 81550 | https://pim-kvc.soneparsea.com:3443/PictureServer/default.aspx/schneider-ATS48D88Q_Image1.jpg?A3889C9397807479A2A1C7A8BAA5959DB4AAC672938B836888898C7DA39679A1B1ACB97680A1A09B | https://pim-kvc.soneparsea.com:3443/PictureServer/default.aspx/schneider-ats48d88q.pdf?81788B76AEAA939CBEAABDA9B7A95D95C4B8887DB66F68A57EB5B8AB | ALTISTART 48 SOFT STARTER FOR ASYNCHRONOUS MOTOR 81A 230..415V -18.6.75KW | Taming energy. Altistart 48 offers you the benefits of its patented Torque Control System (TCS). Ready for immediate start-up, with simplified wiring and extended communication functions, it can be integrated at the heart of your applications in complete simplicity. Applications: Pumps, Fans and high inertia machines, Compressors Conveyors. | Rated power three-phase motor, inline, at 400 V | 45kW
| 3 | Automation and Control | Motors and Drives | Soft Starters | ALTISTART 48 SOFT STARTER 81A 81A 230-415V 18.6-75KW | 2004966 | ATS48D88Q | SCHNEIDER ELECTRIC | 81550 | https://pim-kvc.soneparsea.com:3443/PictureServer/default.aspx/schneider-ATS48D88Q_Image1.jpg?A3889C9397807479A2A1C7A8BAA5959DB4AAC672938B836888898C7DA39679A1B1ACB97680A1A09B | https://pim-kvc.soneparsea.com:3443/PictureServer/default.aspx/schneider-ats48d88q.pdf?81788B76AEAA939CBEAABDA9B7A95D95C4B8887DB66F68A57EB5B8AB | ALTISTART 48 SOFT STARTER FOR ASYNCHRONOUS MOTOR 81A 230..415V -18.6.75KW | Taming energy. Altistart 48 offers you the benefits of its patented Torque Control System (TCS). Ready for immediate start-up, with simplified wiring and extended communication functions, it can be integrated at the heart of your applications in complete simplicity. Applications: Pumps, Fans and high inertia machines, Compressors Conveyors. | Rated power three-phase motor, inside delta, at 230 V | 45kW
| 3 | Automation and Control | Motors and Drives | Soft Starters | ALTISTART 48 SOFT STARTER 81A 81A 230-415V 18.6-75KW | 2004966 | ATS48D88Q | SCHNEIDER ELECTRIC | 81550 | https://pim-kvc.soneparsea.com:3443/PictureServer/default.aspx/schneider-ATS48D88Q_Image1.jpg?A3889C9397807479A2A1C7A8BAA5959DB4AAC672938B836888898C7DA39679A1B1ACB97680A1A09B | https://pim-kvc.soneparsea.com:3443/PictureServer/default.aspx/schneider-ats48d88q.pdf?81788B76AEAA939CBEAABDA9B7A95D95C4B8887DB66F68A57EB5B8AB | ALTISTART 48 SOFT STARTER FOR ASYNCHRONOUS MOTOR 81A 230..415V -18.6.75KW | Taming energy. Altistart 48 offers you the benefits of its patented Torque Control System (TCS). Ready for immediate start-up, with simplified wiring and extended communication functions, it can be integrated at the heart of your applications in complete simplicity. Applications: Pumps, Fans and high inertia machines, Compressors Conveyors. | Rated power three-phase motor, inside delta, at 400 V | 75kW
| 3 | Automation and Control | Motors and Drives | Soft Starters | ALTISTART 48 SOFT STARTER 81A 81A 230-415V 18.6-75KW | 2004966 | ATS48D88Q | SCHNEIDER ELECTRIC | 81550 | https://pim-kvc.soneparsea.com:3443/PictureServer/default.aspx/schneider-ATS48D88Q_Image1.jpg?A3889C9397807479A2A1C7A8BAA5959DB4AAC672938B836888898C7DA39679A1B1ACB97680A1A09B | https://pim-kvc.soneparsea.com:3443/PictureServer/default.aspx/schneider-ats48d88q.pdf?81788B76AEAA939CBEAABDA9B7A95D95C4B8887DB66F68A57EB5B8AB | ALTISTART 48 SOFT STARTER FOR ASYNCHRONOUS MOTOR 81A 230..415V -18.6.75KW | Taming energy. Altistart 48 offers you the benefits of its patented Torque Control System (TCS). Ready for immediate start-up, with simplified wiring and extended communication functions, it can be integrated at the heart of your applications in complete simplicity. Applications: Pumps, Fans and high inertia machines, Compressors Conveyors. | Function | Single direction
| 3 | Automation and Control | Motors and Drives | Soft Starters | ALTISTART 48 SOFT STARTER 81A 81A 230-415V 18.6-75KW | 2004966 | ATS48D88Q | SCHNEIDER ELECTRIC | 81550 | https://pim-kvc.soneparsea.com:3443/PictureServer/default.aspx/schneider-ATS48D88Q_Image1.jpg?A3889C9397807479A2A1C7A8BAA5959DB4AAC672938B836888898C7DA39679A1B1ACB97680A1A09B | https://pim-kvc.soneparsea.com:3443/PictureServer/default.aspx/schneider-ats48d88q.pdf?81788B76AEAA939CBEAABDA9B7A95D95C4B8887DB66F68A57EB5B8AB | ALTISTART 48 SOFT STARTER FOR ASYNCHRONOUS MOTOR 81A 230..415V -18.6.75KW | Taming energy. Altistart 48 offers you the benefits of its patented Torque Control System (TCS). Ready for immediate start-up, with simplified wiring and extended communication functions, it can be integrated at the heart of your applications in complete simplicity. Applications: Pumps, Fans and high inertia machines, Compressors Conveyors. | Internal bypass | no
| 3 | Automation and Control | Motors and Drives | Soft Starters | ALTISTART 48 SOFT STARTER 81A 81A 230-415V 18.6-75KW | 2004966 | ATS48D88Q | SCHNEIDER ELECTRIC | 81550 | https://pim-kvc.soneparsea.com:3443/PictureServer/default.aspx/schneider-ATS48D88Q_Image1.jpg?A3889C9397807479A2A1C7A8BAA5959DB4AAC672938B836888898C7DA39679A1B1ACB97680A1A09B | https://pim-kvc.soneparsea.com:3443/PictureServer/default.aspx/schneider-ats48d88q.pdf?81788B76AEAA939CBEAABDA9B7A95D95C4B8887DB66F68A57EB5B8AB | ALTISTART 48 SOFT STARTER FOR ASYNCHRONOUS MOTOR 81A 230..415V -18.6.75KW | Taming energy. Altistart 48 offers you the benefits of its patented Torque Control System (TCS). Ready for immediate start-up, with simplified wiring and extended communication functions, it can be integrated at the heart of your applications in complete simplicity. Applications: Pumps, Fans and high inertia machines, Compressors Conveyors. | With display | no
| 3 | Automation and Control | Motors and Drives | Soft Starters | ALTISTART 48 SOFT STARTER 81A 81A 230-415V 18.6-75KW | 2004966 | ATS48D88Q | SCHNEIDER ELECTRIC | 81550 | https://pim-kvc.soneparsea.com:3443/PictureServer/default.aspx/schneider-ATS48D88Q_Image1.jpg?A3889C9397807479A2A1C7A8BAA5959DB4AAC672938B836888898C7DA39679A1B1ACB97680A1A09B | https://pim-kvc.soneparsea.com:3443/PictureServer/default.aspx/schneider-ats48d88q.pdf?81788B76AEAA939CBEAABDA9B7A95D95C4B8887DB66F68A57EB5B8AB | ALTISTART 48 SOFT STARTER FOR ASYNCHRONOUS MOTOR 81A 230..415V -18.6.75KW | Taming energy. Altistart 48 offers you the benefits of its patented Torque Control System (TCS). Ready for immediate start-up, with simplified wiring and extended communication functions, it can be integrated at the heart of your applications in complete simplicity. Applications: Pumps, Fans and high inertia machines, Compressors Conveyors. | Torque control | yes
| 3 | Automation and Control | Motors and Drives | Soft Starters | ALTISTART 48 SOFT STARTER 81A 81A 230-415V 18.6-75KW | 2004966 | ATS48D88Q | SCHNEIDER ELECTRIC | 81550 | https://pim-kvc.soneparsea.com:3443/PictureServer/default.aspx/schneider-ATS48D88Q_Image1.jpg?A3889C9397807479A2A1C7A8BAA5959DB4AAC672938B836888898C7DA39679A1B1ACB97680A1A09B | https://pim-kvc.soneparsea.com:3443/PictureServer/default.aspx/schneider-ats48d88q.pdf?81788B76AEAA939CBEAABDA9B7A95D95C4B8887DB66F68A57EB5B8AB | ALTISTART 48 SOFT STARTER FOR ASYNCHRONOUS MOTOR 81A 230..415V -18.6.75KW | Taming energy. Altistart 48 offers you the benefits of its patented Torque Control System (TCS). Ready for immediate start-up, with simplified wiring and extended communication functions, it can be integrated at the heart of your applications in complete simplicity. Applications: Pumps, Fans and high inertia machines, Compressors Conveyors. | Rated surrounding temperature without derating | 40°C
| 3 | Automation and Control | Motors and Drives | Soft Starters | ALTISTART 48 SOFT STARTER 81A 81A 230-415V 18.6-75KW | 2004966 | ATS48D88Q | SCHNEIDER ELECTRIC | 81550 | https://pim-kvc.soneparsea.com:3443/PictureServer/default.aspx/schneider-ATS48D88Q_Image1.jpg?A3889C9397807479A2A1C7A8BAA5959DB4AAC672938B836888898C7DA39679A1B1ACB97680A1A09B | https://pim-kvc.soneparsea.com:3443/PictureServer/default.aspx/schneider-ats48d88q.pdf?81788B76AEAA939CBEAABDA9B7A95D95C4B8887DB66F68A57EB5B8AB | ALTISTART 48 SOFT STARTER FOR ASYNCHRONOUS MOTOR 81A 230..415V -18.6.75KW | Taming energy. Altistart 48 offers you the benefits of its patented Torque Control System (TCS). Ready for immediate start-up, with simplified wiring and extended communication functions, it can be integrated at the heart of your applications in complete simplicity. Applications: Pumps, Fans and high inertia machines, Compressors Conveyors. | Rated control supply voltage Us at AC 50HZ | 220...415V
| 3 | Automation and Control | Motors and Drives | Soft Starters | ALTISTART 48 SOFT STARTER 81A 81A 230-415V 18.6-75KW | 2004966 | ATS48D88Q | SCHNEIDER ELECTRIC | 81550 | https://pim-kvc.soneparsea.com:3443/PictureServer/default.aspx/schneider-ATS48D88Q_Image1.jpg?A3889C9397807479A2A1C7A8BAA5959DB4AAC672938B836888898C7DA39679A1B1ACB97680A1A09B | https://pim-kvc.soneparsea.com:3443/PictureServer/default.aspx/schneider-ats48d88q.pdf?81788B76AEAA939CBEAABDA9B7A95D95C4B8887DB66F68A57EB5B8AB | ALTISTART 48 SOFT STARTER FOR ASYNCHRONOUS MOTOR 81A 230..415V -18.6.75KW | Taming energy. Altistart 48 offers you the benefits of its patented Torque Control System (TCS). Ready for immediate start-up, with simplified wiring and extended communication functions, it can be integrated at the heart of your applications in complete simplicity. Applications: Pumps, Fans and high inertia machines, Compressors Conveyors. | Rated control supply voltage Us at AC 60HZ | 220...415V
| 3 | Automation and Control | Motors and Drives | Soft Starters | ALTISTART 48 SOFT STARTER 81A 81A 230-415V 18.6-75KW | 2004966 | ATS48D88Q | SCHNEIDER ELECTRIC | 81550 | https://pim-kvc.soneparsea.com:3443/PictureServer/default.aspx/schneider-ATS48D88Q_Image1.jpg?A3889C9397807479A2A1C7A8BAA5959DB4AAC672938B836888898C7DA39679A1B1ACB97680A1A09B | https://pim-kvc.soneparsea.com:3443/PictureServer/default.aspx/schneider-ats48d88q.pdf?81788B76AEAA939CBEAABDA9B7A95D95C4B8887DB66F68A57EB5B8AB | ALTISTART 48 SOFT STARTER FOR ASYNCHRONOUS MOTOR 81A 230..415V -18.6.75KW | Taming energy. Altistart 48 offers you the benefits of its patented Torque Control System (TCS). Ready for immediate start-up, with simplified wiring and extended communication functions, it can be integrated at the heart of your applications in complete simplicity. Applications: Pumps, Fans and high inertia machines, Compressors Conveyors. | Rated control supply voltage Us at DC | 0...0V
| 3 | Automation and Control | Motors and Drives | Soft Starters | ALTISTART 48 SOFT STARTER 81A 81A 230-415V 18.6-75KW | 2004966 | ATS48D88Q | SCHNEIDER ELECTRIC | 81550 | https://pim-kvc.soneparsea.com:3443/PictureServer/default.aspx/schneider-ATS48D88Q_Image1.jpg?A3889C9397807479A2A1C7A8BAA5959DB4AAC672938B836888898C7DA39679A1B1ACB97680A1A09B | https://pim-kvc.soneparsea.com:3443/PictureServer/default.aspx/schneider-ats48d88q.pdf?81788B76AEAA939CBEAABDA9B7A95D95C4B8887DB66F68A57EB5B8AB | ALTISTART 48 SOFT STARTER FOR ASYNCHRONOUS MOTOR 81A 230..415V -18.6.75KW | Taming energy. Altistart 48 offers you the benefits of its patented Torque Control System (TCS). Ready for immediate start-up, with simplified wiring and extended communication functions, it can be integrated at the heart of your applications in complete simplicity. Applications: Pumps, Fans and high inertia machines, Compressors Conveyors. | Voltage type for actuating | AC/DC
| 3 | Automation and Control | Motors and Drives | Soft Starters | ALTISTART 48 SOFT STARTER 81A 81A 230-415V 18.6-75KW | 2004966 | ATS48D88Q | SCHNEIDER ELECTRIC | 81550 | https://pim-kvc.soneparsea.com:3443/PictureServer/default.aspx/schneider-ATS48D88Q_Image1.jpg?A3889C9397807479A2A1C7A8BAA5959DB4AAC672938B836888898C7DA39679A1B1ACB97680A1A09B | https://pim-kvc.soneparsea.com:3443/PictureServer/default.aspx/schneider-ats48d88q.pdf?81788B76AEAA939CBEAABDA9B7A95D95C4B8887DB66F68A57EB5B8AB | ALTISTART 48 SOFT STARTER FOR ASYNCHRONOUS MOTOR 81A 230..415V -18.6.75KW | Taming energy. Altistart 48 offers you the benefits of its patented Torque Control System (TCS). Ready for immediate start-up, with simplified wiring and extended communication functions, it can be integrated at the heart of your applications in complete simplicity. Applications: Pumps, Fans and high inertia machines, Compressors Conveyors. | Integrated motor overload protection | yes
| 3 | Automation and Control | Motors and Drives | Soft Starters | ALTISTART 48 SOFT STARTER 81A 81A 230-415V 18.6-75KW | 2004966 | ATS48D88Q | SCHNEIDER ELECTRIC | 81550 | https://pim-kvc.soneparsea.com:3443/PictureServer/default.aspx/schneider-ATS48D88Q_Image1.jpg?A3889C9397807479A2A1C7A8BAA5959DB4AAC672938B836888898C7DA39679A1B1ACB97680A1A09B | https://pim-kvc.soneparsea.com:3443/PictureServer/default.aspx/schneider-ats48d88q.pdf?81788B76AEAA939CBEAABDA9B7A95D95C4B8887DB66F68A57EB5B8AB | ALTISTART 48 SOFT STARTER FOR ASYNCHRONOUS MOTOR 81A 230..415V -18.6.75KW | Taming energy. Altistart 48 offers you the benefits of its patented Torque Control System (TCS). Ready for immediate start-up, with simplified wiring and extended communication functions, it can be integrated at the heart of your applications in complete simplicity. Applications: Pumps, Fans and high inertia machines, Compressors Conveyors. | Release class | Other
| 3 | Automation and Control | Motors and Drives | Soft Starters | ALTISTART 48 SOFT STARTER 81A 81A 230-415V 18.6-75KW | 2004966 | ATS48D88Q | SCHNEIDER ELECTRIC | 81550 | https://pim-kvc.soneparsea.com:3443/PictureServer/default.aspx/schneider-ATS48D88Q_Image1.jpg?A3889C9397807479A2A1C7A8BAA5959DB4AAC672938B836888898C7DA39679A1B1ACB97680A1A09B | https://pim-kvc.soneparsea.com:3443/PictureServer/default.aspx/schneider-ats48d88q.pdf?81788B76AEAA939CBEAABDA9B7A95D95C4B8887DB66F68A57EB5B8AB | ALTISTART 48 SOFT STARTER FOR ASYNCHRONOUS MOTOR 81A 230..415V -18.6.75KW | Taming energy. Altistart 48 offers you the benefits of its patented Torque Control System (TCS). Ready for immediate start-up, with simplified wiring and extended communication functions, it can be integrated at the heart of your applications in complete simplicity. Applications: Pumps, Fans and high inertia machines, Compressors Conveyors. | Degree of protection (IP) | IP20
| 4 | Automation and Control | Motors and Drives | Motor Starter Accessories | ALTIVAR DOOR MOUNTING KIT FOR REMOTE GRAPHIC TERMINAL VARIAB | 2006584 | VW3A1102 | SCHNEIDER ELECTRIC | 6460 | https://pim-kvc.soneparsea.com:3443/PictureServer/default.aspx/schneider-VW3A1102_Image1.jpg?A3889C9397807479A2A1C7A8BAA5959DB4AAC672A88E637581768477B1809D95B7AA8573BCA797 | https://pim-kvc.soneparsea.com:3443/PictureServer/default.aspx/schneider-vw3a1102.pdf?81788B76AEAA939CBEAABDA9B7A95DAAC778B57683676262C0A9BA | ALTIVAR DOOR MOUNTING KIT FOR REMOTE GRAPHIC TERMINAL VARIABLE SPEED DRIVE IP54 | Frequency inverters for 3-phase synchronous and asynchronous motors from 0.37 to 630 Kw. | Type of accessory/spare part | Mounting set
| 4 | Automation and Control | Motors and Drives | Motor Starter Accessories | ALTIVAR DOOR MOUNTING KIT FOR REMOTE GRAPHIC TERMINAL VARIAB | 2006584 | VW3A1102 | SCHNEIDER ELECTRIC | 6460 | https://pim-kvc.soneparsea.com:3443/PictureServer/default.aspx/schneider-VW3A1102_Image1.jpg?A3889C9397807479A2A1C7A8BAA5959DB4AAC672A88E637581768477B1809D95B7AA8573BCA797 | https://pim-kvc.soneparsea.com:3443/PictureServer/default.aspx/schneider-vw3a1102.pdf?81788B76AEAA939CBEAABDA9B7A95DAAC778B57683676262C0A9BA | ALTIVAR DOOR MOUNTING KIT FOR REMOTE GRAPHIC TERMINAL VARIABLE SPEED DRIVE IP54 | Frequency inverters for 3-phase synchronous and asynchronous motors from 0.37 to 630 Kw. | Accessory | yes
| 4 | Automation and Control | Motors and Drives | Motor Starter Accessories | ALTIVAR DOOR MOUNTING KIT FOR REMOTE GRAPHIC TERMINAL VARIAB | 2006584 | VW3A1102 | SCHNEIDER ELECTRIC | 6460 | https://pim-kvc.soneparsea.com:3443/PictureServer/default.aspx/schneider-VW3A1102_Image1.jpg?A3889C9397807479A2A1C7A8BAA5959DB4AAC672A88E637581768477B1809D95B7AA8573BCA797 | https://pim-kvc.soneparsea.com:3443/PictureServer/default.aspx/schneider-vw3a1102.pdf?81788B76AEAA939CBEAABDA9B7A95DAAC778B57683676262C0A9BA | ALTIVAR DOOR MOUNTING KIT FOR REMOTE GRAPHIC TERMINAL VARIABLE SPEED DRIVE IP54 | Frequency inverters for 3-phase synchronous and asynchronous motors from 0.37 to 630 Kw. | Spare part | no
| 5 | Automation and Control | Motors and Drives | Motor Starter Combinations | TESYS LE ENCLOSED DOL STARTER 5.5-8A 220VAC COIL | 2008438 | LE1M35M714 | SCHNEIDER ELECTRIC | 3630 | https://pim-kvc.soneparsea.com:3443/PictureServer/default.aspx/schneider-le1m35m714_image1.jpg?A3889C9397807479A2A1C7A8BAA5959DB4AAC672BE9C61A1837AC17C836B8F9DBDA6BBAA83659AA4B7 | https://pim-kvc.soneparsea.com:3443/PictureServer/default.aspx/SCHNEIDER-LE1M35M714.pdf?81788B76AE8A737C9E8A9D8997895D809576A178878467658473C4A9B8 | TESYS LE ENCLOSED DOL STARTER 5.5-8A 220 VAC COIL | A large range of enclosed DOL and soft start starters, simple to choose, install and use. These compact, ergonomically designed starters can be wall-mounted or located remotely on a machine. Applications: Industry, infrastructure, buildings, etc. All machines requiring: DOL motor starting or stopping, simple soft starting, overload protection | Type of motor starter | Direct online starter (DOL)
| 5 | Automation and Control | Motors and Drives | Motor Starter Combinations | TESYS LE ENCLOSED DOL STARTER 5.5-8A 220VAC COIL | 2008438 | LE1M35M714 | SCHNEIDER ELECTRIC | 3630 | https://pim-kvc.soneparsea.com:3443/PictureServer/default.aspx/schneider-le1m35m714_image1.jpg?A3889C9397807479A2A1C7A8BAA5959DB4AAC672BE9C61A1837AC17C836B8F9DBDA6BBAA83659AA4B7 | https://pim-kvc.soneparsea.com:3443/PictureServer/default.aspx/SCHNEIDER-LE1M35M714.pdf?81788B76AE8A737C9E8A9D8997895D809576A178878467658473C4A9B8 | TESYS LE ENCLOSED DOL STARTER 5.5-8A 220 VAC COIL | A large range of enclosed DOL and soft start starters, simple to choose, install and use. These compact, ergonomically designed starters can be wall-mounted or located remotely on a machine. Applications: Industry, infrastructure, buildings, etc. All machines requiring: DOL motor starting or stopping, simple soft starting, overload protection | With short-circuit release | no
| 5 | Automation and Control | Motors and Drives | Motor Starter Combinations | TESYS LE ENCLOSED DOL STARTER 5.5-8A 220VAC COIL | 2008438 | LE1M35M714 | SCHNEIDER ELECTRIC | 3630 | https://pim-kvc.soneparsea.com:3443/PictureServer/default.aspx/schneider-le1m35m714_image1.jpg?A3889C9397807479A2A1C7A8BAA5959DB4AAC672BE9C61A1837AC17C836B8F9DBDA6BBAA83659AA4B7 | https://pim-kvc.soneparsea.com:3443/PictureServer/default.aspx/SCHNEIDER-LE1M35M714.pdf?81788B76AE8A737C9E8A9D8997895D809576A178878467658473C4A9B8 | TESYS LE ENCLOSED DOL STARTER 5.5-8A 220 VAC COIL | A large range of enclosed DOL and soft start starters, simple to choose, install and use. These compact, ergonomically designed starters can be wall-mounted or located remotely on a machine. Applications: Industry, infrastructure, buildings, etc. All machines requiring: DOL motor starting or stopping, simple soft starting, overload protection | Rated control supply voltage Us at AC 50HZ | 220...220V
| 5 | Automation and Control | Motors and Drives | Motor Starter Combinations | TESYS LE ENCLOSED DOL STARTER 5.5-8A 220VAC COIL | 2008438 | LE1M35M714 | SCHNEIDER ELECTRIC | 3630 | https://pim-kvc.soneparsea.com:3443/PictureServer/default.aspx/schneider-le1m35m714_image1.jpg?A3889C9397807479A2A1C7A8BAA5959DB4AAC672BE9C61A1837AC17C836B8F9DBDA6BBAA83659AA4B7 | https://pim-kvc.soneparsea.com:3443/PictureServer/default.aspx/SCHNEIDER-LE1M35M714.pdf?81788B76AE8A737C9E8A9D8997895D809576A178878467658473C4A9B8 | TESYS LE ENCLOSED DOL STARTER 5.5-8A 220 VAC COIL | A large range of enclosed DOL and soft start starters, simple to choose, install and use. These compact, ergonomically designed starters can be wall-mounted or located remotely on a machine. Applications: Industry, infrastructure, buildings, etc. All machines requiring: DOL motor starting or stopping, simple soft starting, overload protection | Rated control supply voltage Us at AC 60HZ | 220...220V
| 5 | Automation and Control | Motors and Drives | Motor Starter Combinations | TESYS LE ENCLOSED DOL STARTER 5.5-8A 220VAC COIL | 2008438 | LE1M35M714 | SCHNEIDER ELECTRIC | 3630 | https://pim-kvc.soneparsea.com:3443/PictureServer/default.aspx/schneider-le1m35m714_image1.jpg?A3889C9397807479A2A1C7A8BAA5959DB4AAC672BE9C61A1837AC17C836B8F9DBDA6BBAA83659AA4B7 | https://pim-kvc.soneparsea.com:3443/PictureServer/default.aspx/SCHNEIDER-LE1M35M714.pdf?81788B76AE8A737C9E8A9D8997895D809576A178878467658473C4A9B8 | TESYS LE ENCLOSED DOL STARTER 5.5-8A 220 VAC COIL | A large range of enclosed DOL and soft start starters, simple to choose, install and use. These compact, ergonomically designed starters can be wall-mounted or located remotely on a machine. Applications: Industry, infrastructure, buildings, etc. All machines requiring: DOL motor starting or stopping, simple soft starting, overload protection | Rated control supply voltage Us at DC | 0...0V
| 5 | Automation and Control | Motors and Drives | Motor Starter Combinations | TESYS LE ENCLOSED DOL STARTER 5.5-8A 220VAC COIL | 2008438 | LE1M35M714 | SCHNEIDER ELECTRIC | 3630 | https://pim-kvc.soneparsea.com:3443/PictureServer/default.aspx/schneider-le1m35m714_image1.jpg?A3889C9397807479A2A1C7A8BAA5959DB4AAC672BE9C61A1837AC17C836B8F9DBDA6BBAA83659AA4B7 | https://pim-kvc.soneparsea.com:3443/PictureServer/default.aspx/SCHNEIDER-LE1M35M714.pdf?81788B76AE8A737C9E8A9D8997895D809576A178878467658473C4A9B8 | TESYS LE ENCLOSED DOL STARTER 5.5-8A 220 VAC COIL | A large range of enclosed DOL and soft start starters, simple to choose, install and use. These compact, ergonomically designed starters can be wall-mounted or located remotely on a machine. Applications: Industry, infrastructure, buildings, etc. All machines requiring: DOL motor starting or stopping, simple soft starting, overload protection | Voltage type for actuating | AC
| 5 | Automation and Control | Motors and Drives | Motor Starter Combinations | TESYS LE ENCLOSED DOL STARTER 5.5-8A 220VAC COIL | 2008438 | LE1M35M714 | SCHNEIDER ELECTRIC | 3630 | https://pim-kvc.soneparsea.com:3443/PictureServer/default.aspx/schneider-le1m35m714_image1.jpg?A3889C9397807479A2A1C7A8BAA5959DB4AAC672BE9C61A1837AC17C836B8F9DBDA6BBAA83659AA4B7 | https://pim-kvc.soneparsea.com:3443/PictureServer/default.aspx/SCHNEIDER-LE1M35M714.pdf?81788B76AE8A737C9E8A9D8997895D809576A178878467658473C4A9B8 | TESYS LE ENCLOSED DOL STARTER 5.5-8A 220 VAC COIL | A large range of enclosed DOL and soft start starters, simple to choose, install and use. These compact, ergonomically designed starters can be wall-mounted or located remotely on a machine. Applications: Industry, infrastructure, buildings, etc. All machines requiring: DOL motor starting or stopping, simple soft starting, overload protection | Rated operation power at AC-3, 230 V, 3-phase | 1.5kW
| 5 | Automation and Control | Motors and Drives | Motor Starter Combinations | TESYS LE ENCLOSED DOL STARTER 5.5-8A 220VAC COIL | 2008438 | LE1M35M714 | SCHNEIDER ELECTRIC | 3630 | https://pim-kvc.soneparsea.com:3443/PictureServer/default.aspx/schneider-le1m35m714_image1.jpg?A3889C9397807479A2A1C7A8BAA5959DB4AAC672BE9C61A1837AC17C836B8F9DBDA6BBAA83659AA4B7 | https://pim-kvc.soneparsea.com:3443/PictureServer/default.aspx/SCHNEIDER-LE1M35M714.pdf?81788B76AE8A737C9E8A9D8997895D809576A178878467658473C4A9B8 | TESYS LE ENCLOSED DOL STARTER 5.5-8A 220 VAC COIL | A large range of enclosed DOL and soft start starters, simple to choose, install and use. These compact, ergonomically designed starters can be wall-mounted or located remotely on a machine. Applications: Industry, infrastructure, buildings, etc. All machines requiring: DOL motor starting or stopping, simple soft starting, overload protection | Rated operation power at AC-3, 400 V | 3kW
| 5 | Automation and Control | Motors and Drives | Motor Starter Combinations | TESYS LE ENCLOSED DOL STARTER 5.5-8A 220VAC COIL | 2008438 | LE1M35M714 | SCHNEIDER ELECTRIC | 3630 | https://pim-kvc.soneparsea.com:3443/PictureServer/default.aspx/schneider-le1m35m714_image1.jpg?A3889C9397807479A2A1C7A8BAA5959DB4AAC672BE9C61A1837AC17C836B8F9DBDA6BBAA83659AA4B7 | https://pim-kvc.soneparsea.com:3443/PictureServer/default.aspx/SCHNEIDER-LE1M35M714.pdf?81788B76AE8A737C9E8A9D8997895D809576A178878467658473C4A9B8 | TESYS LE ENCLOSED DOL STARTER 5.5-8A 220 VAC COIL | A large range of enclosed DOL and soft start starters, simple to choose, install and use. These compact, ergonomically designed starters can be wall-mounted or located remotely on a machine. Applications: Industry, infrastructure, buildings, etc. All machines requiring: DOL motor starting or stopping, simple soft starting, overload protection | Rated operation current Ie | 8A
| 5 | Automation and Control | Motors and Drives | Motor Starter Combinations | TESYS LE ENCLOSED DOL STARTER 5.5-8A 220VAC COIL | 2008438 | LE1M35M714 | SCHNEIDER ELECTRIC | 3630 | https://pim-kvc.soneparsea.com:3443/PictureServer/default.aspx/schneider-le1m35m714_image1.jpg?A3889C9397807479A2A1C7A8BAA5959DB4AAC672BE9C61A1837AC17C836B8F9DBDA6BBAA83659AA4B7 | https://pim-kvc.soneparsea.com:3443/PictureServer/default.aspx/SCHNEIDER-LE1M35M714.pdf?81788B76AE8A737C9E8A9D8997895D809576A178878467658473C4A9B8 | TESYS LE ENCLOSED DOL STARTER 5.5-8A 220 VAC COIL | A large range of enclosed DOL and soft start starters, simple to choose, install and use. These compact, ergonomically designed starters can be wall-mounted or located remotely on a machine. Applications: Industry, infrastructure, buildings, etc. All machines requiring: DOL motor starting or stopping, simple soft starting, overload protection | Rated operation current at AC-3, 400 V | 8A
| 5 | Automation and Control | Motors and Drives | Motor Starter Combinations | TESYS LE ENCLOSED DOL STARTER 5.5-8A 220VAC COIL | 2008438 | LE1M35M714 | SCHNEIDER ELECTRIC | 3630 | https://pim-kvc.soneparsea.com:3443/PictureServer/default.aspx/schneider-le1m35m714_image1.jpg?A3889C9397807479A2A1C7A8BAA5959DB4AAC672BE9C61A1837AC17C836B8F9DBDA6BBAA83659AA4B7 | https://pim-kvc.soneparsea.com:3443/PictureServer/default.aspx/SCHNEIDER-LE1M35M714.pdf?81788B76AE8A737C9E8A9D8997895D809576A178878467658473C4A9B8 | TESYS LE ENCLOSED DOL STARTER 5.5-8A 220 VAC COIL | A large range of enclosed DOL and soft start starters, simple to choose, install and use. These compact, ergonomically designed starters can be wall-mounted or located remotely on a machine. Applications: Industry, infrastructure, buildings, etc. All machines requiring: DOL motor starting or stopping, simple soft starting, overload protection | Overload release current setting | 5.5...8A
| 5 | Automation and Control | Motors and Drives | Motor Starter Combinations | TESYS LE ENCLOSED DOL STARTER 5.5-8A 220VAC COIL | 2008438 | LE1M35M714 | SCHNEIDER ELECTRIC | 3630 | https://pim-kvc.soneparsea.com:3443/PictureServer/default.aspx/schneider-le1m35m714_image1.jpg?A3889C9397807479A2A1C7A8BAA5959DB4AAC672BE9C61A1837AC17C836B8F9DBDA6BBAA83659AA4B7 | https://pim-kvc.soneparsea.com:3443/PictureServer/default.aspx/SCHNEIDER-LE1M35M714.pdf?81788B76AE8A737C9E8A9D8997895D809576A178878467658473C4A9B8 | TESYS LE ENCLOSED DOL STARTER 5.5-8A 220 VAC COIL | A large range of enclosed DOL and soft start starters, simple to choose, install and use. These compact, ergonomically designed starters can be wall-mounted or located remotely on a machine. Applications: Industry, infrastructure, buildings, etc. All machines requiring: DOL motor starting or stopping, simple soft starting, overload protection | Number of auxiliary contacts as normally open contact | 0
| 5 | Automation and Control | Motors and Drives | Motor Starter Combinations | TESYS LE ENCLOSED DOL STARTER 5.5-8A 220VAC COIL | 2008438 | LE1M35M714 | SCHNEIDER ELECTRIC | 3630 | https://pim-kvc.soneparsea.com:3443/PictureServer/default.aspx/schneider-le1m35m714_image1.jpg?A3889C9397807479A2A1C7A8BAA5959DB4AAC672BE9C61A1837AC17C836B8F9DBDA6BBAA83659AA4B7 | https://pim-kvc.soneparsea.com:3443/PictureServer/default.aspx/SCHNEIDER-LE1M35M714.pdf?81788B76AE8A737C9E8A9D8997895D809576A178878467658473C4A9B8 | TESYS LE ENCLOSED DOL STARTER 5.5-8A 220 VAC COIL | A large range of enclosed DOL and soft start starters, simple to choose, install and use. These compact, ergonomically designed starters can be wall-mounted or located remotely on a machine. Applications: Industry, infrastructure, buildings, etc. All machines requiring: DOL motor starting or stopping, simple soft starting, overload protection | Number of auxiliary contacts as normally closed contact | 0
| 5 | Automation and Control | Motors and Drives | Motor Starter Combinations | TESYS LE ENCLOSED DOL STARTER 5.5-8A 220VAC COIL | 2008438 | LE1M35M714 | SCHNEIDER ELECTRIC | 3630 | https://pim-kvc.soneparsea.com:3443/PictureServer/default.aspx/schneider-le1m35m714_image1.jpg?A3889C9397807479A2A1C7A8BAA5959DB4AAC672BE9C61A1837AC17C836B8F9DBDA6BBAA83659AA4B7 | https://pim-kvc.soneparsea.com:3443/PictureServer/default.aspx/SCHNEIDER-LE1M35M714.pdf?81788B76AE8A737C9E8A9D8997895D809576A178878467658473C4A9B8 | TESYS LE ENCLOSED DOL STARTER 5.5-8A 220 VAC COIL | A large range of enclosed DOL and soft start starters, simple to choose, install and use. These compact, ergonomically designed starters can be wall-mounted or located remotely on a machine. Applications: Industry, infrastructure, buildings, etc. All machines requiring: DOL motor starting or stopping, simple soft starting, overload protection | Ambient temperature, upper operating limit | 40°C
| 5 | Automation and Control | Motors and Drives | Motor Starter Combinations | TESYS LE ENCLOSED DOL STARTER 5.5-8A 220VAC COIL | 2008438 | LE1M35M714 | SCHNEIDER ELECTRIC | 3630 | https://pim-kvc.soneparsea.com:3443/PictureServer/default.aspx/schneider-le1m35m714_image1.jpg?A3889C9397807479A2A1C7A8BAA5959DB4AAC672BE9C61A1837AC17C836B8F9DBDA6BBAA83659AA4B7 | https://pim-kvc.soneparsea.com:3443/PictureServer/default.aspx/SCHNEIDER-LE1M35M714.pdf?81788B76AE8A737C9E8A9D8997895D809576A178878467658473C4A9B8 | TESYS LE ENCLOSED DOL STARTER 5.5-8A 220 VAC COIL | A large range of enclosed DOL and soft start starters, simple to choose, install and use. These compact, ergonomically designed starters can be wall-mounted or located remotely on a machine. Applications: Industry, infrastructure, buildings, etc. All machines requiring: DOL motor starting or stopping, simple soft starting, overload protection | Temperature compensated overload protection | yes
| 5 | Automation and Control | Motors and Drives | Motor Starter Combinations | TESYS LE ENCLOSED DOL STARTER 5.5-8A 220VAC COIL | 2008438 | LE1M35M714 | SCHNEIDER ELECTRIC | 3630 | https://pim-kvc.soneparsea.com:3443/PictureServer/default.aspx/schneider-le1m35m714_image1.jpg?A3889C9397807479A2A1C7A8BAA5959DB4AAC672BE9C61A1837AC17C836B8F9DBDA6BBAA83659AA4B7 | https://pim-kvc.soneparsea.com:3443/PictureServer/default.aspx/SCHNEIDER-LE1M35M714.pdf?81788B76AE8A737C9E8A9D8997895D809576A178878467658473C4A9B8 | TESYS LE ENCLOSED DOL STARTER 5.5-8A 220 VAC COIL | A large range of enclosed DOL and soft start starters, simple to choose, install and use. These compact, ergonomically designed starters can be wall-mounted or located remotely on a machine. Applications: Industry, infrastructure, buildings, etc. All machines requiring: DOL motor starting or stopping, simple soft starting, overload protection | Release class | CLASS 10 A
| 5 | Automation and Control | Motors and Drives | Motor Starter Combinations | TESYS LE ENCLOSED DOL STARTER 5.5-8A 220VAC COIL | 2008438 | LE1M35M714 | SCHNEIDER ELECTRIC | 3630 | https://pim-kvc.soneparsea.com:3443/PictureServer/default.aspx/schneider-le1m35m714_image1.jpg?A3889C9397807479A2A1C7A8BAA5959DB4AAC672BE9C61A1837AC17C836B8F9DBDA6BBAA83659AA4B7 | https://pim-kvc.soneparsea.com:3443/PictureServer/default.aspx/SCHNEIDER-LE1M35M714.pdf?81788B76AE8A737C9E8A9D8997895D809576A178878467658473C4A9B8 | TESYS LE ENCLOSED DOL STARTER 5.5-8A 220 VAC COIL | A large range of enclosed DOL and soft start starters, simple to choose, install and use. These compact, ergonomically designed starters can be wall-mounted or located remotely on a machine. Applications: Industry, infrastructure, buildings, etc. All machines requiring: DOL motor starting or stopping, simple soft starting, overload protection | Type of electrical connection of main circuit | Screw connection
| 5 | Automation and Control | Motors and Drives | Motor Starter Combinations | TESYS LE ENCLOSED DOL STARTER 5.5-8A 220VAC COIL | 2008438 | LE1M35M714 | SCHNEIDER ELECTRIC | 3630 | https://pim-kvc.soneparsea.com:3443/PictureServer/default.aspx/schneider-le1m35m714_image1.jpg?A3889C9397807479A2A1C7A8BAA5959DB4AAC672BE9C61A1837AC17C836B8F9DBDA6BBAA83659AA4B7 | https://pim-kvc.soneparsea.com:3443/PictureServer/default.aspx/SCHNEIDER-LE1M35M714.pdf?81788B76AE8A737C9E8A9D8997895D809576A178878467658473C4A9B8 | TESYS LE ENCLOSED DOL STARTER 5.5-8A 220 VAC COIL | A large range of enclosed DOL and soft start starters, simple to choose, install and use. These compact, ergonomically designed starters can be wall-mounted or located remotely on a machine. Applications: Industry, infrastructure, buildings, etc. All machines requiring: DOL motor starting or stopping, simple soft starting, overload protection | Type of electrical connection for auxiliary- and control current circuit | Screw connection
| 5 | Automation and Control | Motors and Drives | Motor Starter Combinations | TESYS LE ENCLOSED DOL STARTER 5.5-8A 220VAC COIL | 2008438 | LE1M35M714 | SCHNEIDER ELECTRIC | 3630 | https://pim-kvc.soneparsea.com:3443/PictureServer/default.aspx/schneider-le1m35m714_image1.jpg?A3889C9397807479A2A1C7A8BAA5959DB4AAC672BE9C61A1837AC17C836B8F9DBDA6BBAA83659AA4B7 | https://pim-kvc.soneparsea.com:3443/PictureServer/default.aspx/SCHNEIDER-LE1M35M714.pdf?81788B76AE8A737C9E8A9D8997895D809576A178878467658473C4A9B8 | TESYS LE ENCLOSED DOL STARTER 5.5-8A 220 VAC COIL | A large range of enclosed DOL and soft start starters, simple to choose, install and use. These compact, ergonomically designed starters can be wall-mounted or located remotely on a machine. Applications: Industry, infrastructure, buildings, etc. All machines requiring: DOL motor starting or stopping, simple soft starting, overload protection | Rail mounting possible | no
| 5 | Automation and Control | Motors and Drives | Motor Starter Combinations | TESYS LE ENCLOSED DOL STARTER 5.5-8A 220VAC COIL | 2008438 | LE1M35M714 | SCHNEIDER ELECTRIC | 3630 | https://pim-kvc.soneparsea.com:3443/PictureServer/default.aspx/schneider-le1m35m714_image1.jpg?A3889C9397807479A2A1C7A8BAA5959DB4AAC672BE9C61A1837AC17C836B8F9DBDA6BBAA83659AA4B7 | https://pim-kvc.soneparsea.com:3443/PictureServer/default.aspx/SCHNEIDER-LE1M35M714.pdf?81788B76AE8A737C9E8A9D8997895D809576A178878467658473C4A9B8 | TESYS LE ENCLOSED DOL STARTER 5.5-8A 220 VAC COIL | A large range of enclosed DOL and soft start starters, simple to choose, install and use. These compact, ergonomically designed starters can be wall-mounted or located remotely on a machine. Applications: Industry, infrastructure, buildings, etc. All machines requiring: DOL motor starting or stopping, simple soft starting, overload protection | With transformer | no
| 6 | Automation and Control | Motors and Drives | Soft Starters | ALTISTART 01 SOFT STARTER 12A 110-480V 1.5-5.5KW | 2009289 | ATS01N112FT | SCHNEIDER ELECTRIC | 10250 | https://pim-kvc.soneparsea.com:3443/PictureServer/default.aspx/schneider-ats01n112ft_image1.jpg?A3889C9397807479A2A1C7A8BAA5959DB4AAC672B3ABA36481B38576849DA493B9B2B5ACB7685E9EC0AC | https://pim-kvc.soneparsea.com:3443/PictureServer/default.aspx/schneider-ATS-01N112FT.pdf?81788B76AEAA939CBEAABDA9B7A95D75A498817583856165828BA873C29B96 | ALTISTART 01 SOFT STARTER FOR ASYNCHRONOUS MOTOR 12 A 110..480V 1.5..5.5 KW | This Schneider Electric Altistart 01 soft-starter is DIN rail mounted and can feed single or 3-phase asynchronous motors with a rating up to 12 amperes. This Altistart 01 can be used for a motor rated power up to 5.5kW or 7.5hp for 3-phase (110 to 480Vac) and up to 1.5kW for single phase (110 to 230Vac). Dimensions: 45mm width, 124mm heigh, 131mm deep. | Rated operation current Ie at 40 °C Tu | 12A
| 6 | Automation and Control | Motors and Drives | Soft Starters | ALTISTART 01 SOFT STARTER 12A 110-480V 1.5-5.5KW | 2009289 | ATS01N112FT | SCHNEIDER ELECTRIC | 10250 | https://pim-kvc.soneparsea.com:3443/PictureServer/default.aspx/schneider-ats01n112ft_image1.jpg?A3889C9397807479A2A1C7A8BAA5959DB4AAC672B3ABA36481B38576849DA493B9B2B5ACB7685E9EC0AC | https://pim-kvc.soneparsea.com:3443/PictureServer/default.aspx/schneider-ATS-01N112FT.pdf?81788B76AEAA939CBEAABDA9B7A95D75A498817583856165828BA873C29B96 | ALTISTART 01 SOFT STARTER FOR ASYNCHRONOUS MOTOR 12 A 110..480V 1.5..5.5 KW | This Schneider Electric Altistart 01 soft-starter is DIN rail mounted and can feed single or 3-phase asynchronous motors with a rating up to 12 amperes. This Altistart 01 can be used for a motor rated power up to 5.5kW or 7.5hp for 3-phase (110 to 480Vac) and up to 1.5kW for single phase (110 to 230Vac). Dimensions: 45mm width, 124mm heigh, 131mm deep. | Rated operating voltage Ue | 110...480V
| 6 | Automation and Control | Motors and Drives | Soft Starters | ALTISTART 01 SOFT STARTER 12A 110-480V 1.5-5.5KW | 2009289 | ATS01N112FT | SCHNEIDER ELECTRIC | 10250 | https://pim-kvc.soneparsea.com:3443/PictureServer/default.aspx/schneider-ats01n112ft_image1.jpg?A3889C9397807479A2A1C7A8BAA5959DB4AAC672B3ABA36481B38576849DA493B9B2B5ACB7685E9EC0AC | https://pim-kvc.soneparsea.com:3443/PictureServer/default.aspx/schneider-ATS-01N112FT.pdf?81788B76AEAA939CBEAABDA9B7A95D75A498817583856165828BA873C29B96 | ALTISTART 01 SOFT STARTER FOR ASYNCHRONOUS MOTOR 12 A 110..480V 1.5..5.5 KW | This Schneider Electric Altistart 01 soft-starter is DIN rail mounted and can feed single or 3-phase asynchronous motors with a rating up to 12 amperes. This Altistart 01 can be used for a motor rated power up to 5.5kW or 7.5hp for 3-phase (110 to 480Vac) and up to 1.5kW for single phase (110 to 230Vac). Dimensions: 45mm width, 124mm heigh, 131mm deep. | Rated power three-phase motor, inline, at 230 V | 2.2kW
| 6 | Automation and Control | Motors and Drives | Soft Starters | ALTISTART 01 SOFT STARTER 12A 110-480V 1.5-5.5KW | 2009289 | ATS01N112FT | SCHNEIDER ELECTRIC | 10250 | https://pim-kvc.soneparsea.com:3443/PictureServer/default.aspx/schneider-ats01n112ft_image1.jpg?A3889C9397807479A2A1C7A8BAA5959DB4AAC672B3ABA36481B38576849DA493B9B2B5ACB7685E9EC0AC | https://pim-kvc.soneparsea.com:3443/PictureServer/default.aspx/schneider-ATS-01N112FT.pdf?81788B76AEAA939CBEAABDA9B7A95D75A498817583856165828BA873C29B96 | ALTISTART 01 SOFT STARTER FOR ASYNCHRONOUS MOTOR 12 A 110..480V 1.5..5.5 KW | This Schneider Electric Altistart 01 soft-starter is DIN rail mounted and can feed single or 3-phase asynchronous motors with a rating up to 12 amperes. This Altistart 01 can be used for a motor rated power up to 5.5kW or 7.5hp for 3-phase (110 to 480Vac) and up to 1.5kW for single phase (110 to 230Vac). Dimensions: 45mm width, 124mm heigh, 131mm deep. | Rated power three-phase motor, inline, at 400 V | 5.5kW
| 6 | Automation and Control | Motors and Drives | Soft Starters | ALTISTART 01 SOFT STARTER 12A 110-480V 1.5-5.5KW | 2009289 | ATS01N112FT | SCHNEIDER ELECTRIC | 10250 | https://pim-kvc.soneparsea.com:3443/PictureServer/default.aspx/schneider-ats01n112ft_image1.jpg?A3889C9397807479A2A1C7A8BAA5959DB4AAC672B3ABA36481B38576849DA493B9B2B5ACB7685E9EC0AC | https://pim-kvc.soneparsea.com:3443/PictureServer/default.aspx/schneider-ATS-01N112FT.pdf?81788B76AEAA939CBEAABDA9B7A95D75A498817583856165828BA873C29B96 | ALTISTART 01 SOFT STARTER FOR ASYNCHRONOUS MOTOR 12 A 110..480V 1.5..5.5 KW | This Schneider Electric Altistart 01 soft-starter is DIN rail mounted and can feed single or 3-phase asynchronous motors with a rating up to 12 amperes. This Altistart 01 can be used for a motor rated power up to 5.5kW or 7.5hp for 3-phase (110 to 480Vac) and up to 1.5kW for single phase (110 to 230Vac). Dimensions: 45mm width, 124mm heigh, 131mm deep. | Rated power three-phase motor, inside delta, at 230 V | 0kW
| 6 | Automation and Control | Motors and Drives | Soft Starters | ALTISTART 01 SOFT STARTER 12A 110-480V 1.5-5.5KW | 2009289 | ATS01N112FT | SCHNEIDER ELECTRIC | 10250 | https://pim-kvc.soneparsea.com:3443/PictureServer/default.aspx/schneider-ats01n112ft_image1.jpg?A3889C9397807479A2A1C7A8BAA5959DB4AAC672B3ABA36481B38576849DA493B9B2B5ACB7685E9EC0AC | https://pim-kvc.soneparsea.com:3443/PictureServer/default.aspx/schneider-ATS-01N112FT.pdf?81788B76AEAA939CBEAABDA9B7A95D75A498817583856165828BA873C29B96 | ALTISTART 01 SOFT STARTER FOR ASYNCHRONOUS MOTOR 12 A 110..480V 1.5..5.5 KW | This Schneider Electric Altistart 01 soft-starter is DIN rail mounted and can feed single or 3-phase asynchronous motors with a rating up to 12 amperes. This Altistart 01 can be used for a motor rated power up to 5.5kW or 7.5hp for 3-phase (110 to 480Vac) and up to 1.5kW for single phase (110 to 230Vac). Dimensions: 45mm width, 124mm heigh, 131mm deep. | Rated power three-phase motor, inside delta, at 400 V | 0kW
| 6 | Automation and Control | Motors and Drives | Soft Starters | ALTISTART 01 SOFT STARTER 12A 110-480V 1.5-5.5KW | 2009289 | ATS01N112FT | SCHNEIDER ELECTRIC | 10250 | https://pim-kvc.soneparsea.com:3443/PictureServer/default.aspx/schneider-ats01n112ft_image1.jpg?A3889C9397807479A2A1C7A8BAA5959DB4AAC672B3ABA36481B38576849DA493B9B2B5ACB7685E9EC0AC | https://pim-kvc.soneparsea.com:3443/PictureServer/default.aspx/schneider-ATS-01N112FT.pdf?81788B76AEAA939CBEAABDA9B7A95D75A498817583856165828BA873C29B96 | ALTISTART 01 SOFT STARTER FOR ASYNCHRONOUS MOTOR 12 A 110..480V 1.5..5.5 KW | This Schneider Electric Altistart 01 soft-starter is DIN rail mounted and can feed single or 3-phase asynchronous motors with a rating up to 12 amperes. This Altistart 01 can be used for a motor rated power up to 5.5kW or 7.5hp for 3-phase (110 to 480Vac) and up to 1.5kW for single phase (110 to 230Vac). Dimensions: 45mm width, 124mm heigh, 131mm deep. | Function | Single direction
| 6 | Automation and Control | Motors and Drives | Soft Starters | ALTISTART 01 SOFT STARTER 12A 110-480V 1.5-5.5KW | 2009289 | ATS01N112FT | SCHNEIDER ELECTRIC | 10250 | https://pim-kvc.soneparsea.com:3443/PictureServer/default.aspx/schneider-ats01n112ft_image1.jpg?A3889C9397807479A2A1C7A8BAA5959DB4AAC672B3ABA36481B38576849DA493B9B2B5ACB7685E9EC0AC | https://pim-kvc.soneparsea.com:3443/PictureServer/default.aspx/schneider-ATS-01N112FT.pdf?81788B76AEAA939CBEAABDA9B7A95D75A498817583856165828BA873C29B96 | ALTISTART 01 SOFT STARTER FOR ASYNCHRONOUS MOTOR 12 A 110..480V 1.5..5.5 KW | This Schneider Electric Altistart 01 soft-starter is DIN rail mounted and can feed single or 3-phase asynchronous motors with a rating up to 12 amperes. This Altistart 01 can be used for a motor rated power up to 5.5kW or 7.5hp for 3-phase (110 to 480Vac) and up to 1.5kW for single phase (110 to 230Vac). Dimensions: 45mm width, 124mm heigh, 131mm deep. | Internal bypass | yes
| 6 | Automation and Control | Motors and Drives | Soft Starters | ALTISTART 01 SOFT STARTER 12A 110-480V 1.5-5.5KW | 2009289 | ATS01N112FT | SCHNEIDER ELECTRIC | 10250 | https://pim-kvc.soneparsea.com:3443/PictureServer/default.aspx/schneider-ats01n112ft_image1.jpg?A3889C9397807479A2A1C7A8BAA5959DB4AAC672B3ABA36481B38576849DA493B9B2B5ACB7685E9EC0AC | https://pim-kvc.soneparsea.com:3443/PictureServer/default.aspx/schneider-ATS-01N112FT.pdf?81788B76AEAA939CBEAABDA9B7A95D75A498817583856165828BA873C29B96 | ALTISTART 01 SOFT STARTER FOR ASYNCHRONOUS MOTOR 12 A 110..480V 1.5..5.5 KW | This Schneider Electric Altistart 01 soft-starter is DIN rail mounted and can feed single or 3-phase asynchronous motors with a rating up to 12 amperes. This Altistart 01 can be used for a motor rated power up to 5.5kW or 7.5hp for 3-phase (110 to 480Vac) and up to 1.5kW for single phase (110 to 230Vac). Dimensions: 45mm width, 124mm heigh, 131mm deep. | With display | no
| 6 | Automation and Control | Motors and Drives | Soft Starters | ALTISTART 01 SOFT STARTER 12A 110-480V 1.5-5.5KW | 2009289 | ATS01N112FT | SCHNEIDER ELECTRIC | 10250 | https://pim-kvc.soneparsea.com:3443/PictureServer/default.aspx/schneider-ats01n112ft_image1.jpg?A3889C9397807479A2A1C7A8BAA5959DB4AAC672B3ABA36481B38576849DA493B9B2B5ACB7685E9EC0AC | https://pim-kvc.soneparsea.com:3443/PictureServer/default.aspx/schneider-ATS-01N112FT.pdf?81788B76AEAA939CBEAABDA9B7A95D75A498817583856165828BA873C29B96 | ALTISTART 01 SOFT STARTER FOR ASYNCHRONOUS MOTOR 12 A 110..480V 1.5..5.5 KW | This Schneider Electric Altistart 01 soft-starter is DIN rail mounted and can feed single or 3-phase asynchronous motors with a rating up to 12 amperes. This Altistart 01 can be used for a motor rated power up to 5.5kW or 7.5hp for 3-phase (110 to 480Vac) and up to 1.5kW for single phase (110 to 230Vac). Dimensions: 45mm width, 124mm heigh, 131mm deep. | Torque control | no
| 6 | Automation and Control | Motors and Drives | Soft Starters | ALTISTART 01 SOFT STARTER 12A 110-480V 1.5-5.5KW | 2009289 | ATS01N112FT | SCHNEIDER ELECTRIC | 10250 | https://pim-kvc.soneparsea.com:3443/PictureServer/default.aspx/schneider-ats01n112ft_image1.jpg?A3889C9397807479A2A1C7A8BAA5959DB4AAC672B3ABA36481B38576849DA493B9B2B5ACB7685E9EC0AC | https://pim-kvc.soneparsea.com:3443/PictureServer/default.aspx/schneider-ATS-01N112FT.pdf?81788B76AEAA939CBEAABDA9B7A95D75A498817583856165828BA873C29B96 | ALTISTART 01 SOFT STARTER FOR ASYNCHRONOUS MOTOR 12 A 110..480V 1.5..5.5 KW | This Schneider Electric Altistart 01 soft-starter is DIN rail mounted and can feed single or 3-phase asynchronous motors with a rating up to 12 amperes. This Altistart 01 can be used for a motor rated power up to 5.5kW or 7.5hp for 3-phase (110 to 480Vac) and up to 1.5kW for single phase (110 to 230Vac). Dimensions: 45mm width, 124mm heigh, 131mm deep. | Rated surrounding temperature without derating | 40°C
| 6 | Automation and Control | Motors and Drives | Soft Starters | ALTISTART 01 SOFT STARTER 12A 110-480V 1.5-5.5KW | 2009289 | ATS01N112FT | SCHNEIDER ELECTRIC | 10250 | https://pim-kvc.soneparsea.com:3443/PictureServer/default.aspx/schneider-ats01n112ft_image1.jpg?A3889C9397807479A2A1C7A8BAA5959DB4AAC672B3ABA36481B38576849DA493B9B2B5ACB7685E9EC0AC | https://pim-kvc.soneparsea.com:3443/PictureServer/default.aspx/schneider-ATS-01N112FT.pdf?81788B76AEAA939CBEAABDA9B7A95D75A498817583856165828BA873C29B96 | ALTISTART 01 SOFT STARTER FOR ASYNCHRONOUS MOTOR 12 A 110..480V 1.5..5.5 KW | This Schneider Electric Altistart 01 soft-starter is DIN rail mounted and can feed single or 3-phase asynchronous motors with a rating up to 12 amperes. This Altistart 01 can be used for a motor rated power up to 5.5kW or 7.5hp for 3-phase (110 to 480Vac) and up to 1.5kW for single phase (110 to 230Vac). Dimensions: 45mm width, 124mm heigh, 131mm deep. | Rated control supply voltage Us at AC 50HZ | 110...240V
| 6 | Automation and Control | Motors and Drives | Soft Starters | ALTISTART 01 SOFT STARTER 12A 110-480V 1.5-5.5KW | 2009289 | ATS01N112FT | SCHNEIDER ELECTRIC | 10250 | https://pim-kvc.soneparsea.com:3443/PictureServer/default.aspx/schneider-ats01n112ft_image1.jpg?A3889C9397807479A2A1C7A8BAA5959DB4AAC672B3ABA36481B38576849DA493B9B2B5ACB7685E9EC0AC | https://pim-kvc.soneparsea.com:3443/PictureServer/default.aspx/schneider-ATS-01N112FT.pdf?81788B76AEAA939CBEAABDA9B7A95D75A498817583856165828BA873C29B96 | ALTISTART 01 SOFT STARTER FOR ASYNCHRONOUS MOTOR 12 A 110..480V 1.5..5.5 KW | This Schneider Electric Altistart 01 soft-starter is DIN rail mounted and can feed single or 3-phase asynchronous motors with a rating up to 12 amperes. This Altistart 01 can be used for a motor rated power up to 5.5kW or 7.5hp for 3-phase (110 to 480Vac) and up to 1.5kW for single phase (110 to 230Vac). Dimensions: 45mm width, 124mm heigh, 131mm deep. | Rated control supply voltage Us at AC 60HZ | 110...240V
| 6 | Automation and Control | Motors and Drives | Soft Starters | ALTISTART 01 SOFT STARTER 12A 110-480V 1.5-5.5KW | 2009289 | ATS01N112FT | SCHNEIDER ELECTRIC | 10250 | https://pim-kvc.soneparsea.com:3443/PictureServer/default.aspx/schneider-ats01n112ft_image1.jpg?A3889C9397807479A2A1C7A8BAA5959DB4AAC672B3ABA36481B38576849DA493B9B2B5ACB7685E9EC0AC | https://pim-kvc.soneparsea.com:3443/PictureServer/default.aspx/schneider-ATS-01N112FT.pdf?81788B76AEAA939CBEAABDA9B7A95D75A498817583856165828BA873C29B96 | ALTISTART 01 SOFT STARTER FOR ASYNCHRONOUS MOTOR 12 A 110..480V 1.5..5.5 KW | This Schneider Electric Altistart 01 soft-starter is DIN rail mounted and can feed single or 3-phase asynchronous motors with a rating up to 12 amperes. This Altistart 01 can be used for a motor rated power up to 5.5kW or 7.5hp for 3-phase (110 to 480Vac) and up to 1.5kW for single phase (110 to 230Vac). Dimensions: 45mm width, 124mm heigh, 131mm deep. | Rated control supply voltage Us at DC | 24...24V
| 6 | Automation and Control | Motors and Drives | Soft Starters | ALTISTART 01 SOFT STARTER 12A 110-480V 1.5-5.5KW | 2009289 | ATS01N112FT | SCHNEIDER ELECTRIC | 10250 | https://pim-kvc.soneparsea.com:3443/PictureServer/default.aspx/schneider-ats01n112ft_image1.jpg?A3889C9397807479A2A1C7A8BAA5959DB4AAC672B3ABA36481B38576849DA493B9B2B5ACB7685E9EC0AC | https://pim-kvc.soneparsea.com:3443/PictureServer/default.aspx/schneider-ATS-01N112FT.pdf?81788B76AEAA939CBEAABDA9B7A95D75A498817583856165828BA873C29B96 | ALTISTART 01 SOFT STARTER FOR ASYNCHRONOUS MOTOR 12 A 110..480V 1.5..5.5 KW | This Schneider Electric Altistart 01 soft-starter is DIN rail mounted and can feed single or 3-phase asynchronous motors with a rating up to 12 amperes. This Altistart 01 can be used for a motor rated power up to 5.5kW or 7.5hp for 3-phase (110 to 480Vac) and up to 1.5kW for single phase (110 to 230Vac). Dimensions: 45mm width, 124mm heigh, 131mm deep. | Voltage type for actuating | AC/DC
| 6 | Automation and Control | Motors and Drives | Soft Starters | ALTISTART 01 SOFT STARTER 12A 110-480V 1.5-5.5KW | 2009289 | ATS01N112FT | SCHNEIDER ELECTRIC | 10250 | https://pim-kvc.soneparsea.com:3443/PictureServer/default.aspx/schneider-ats01n112ft_image1.jpg?A3889C9397807479A2A1C7A8BAA5959DB4AAC672B3ABA36481B38576849DA493B9B2B5ACB7685E9EC0AC | https://pim-kvc.soneparsea.com:3443/PictureServer/default.aspx/schneider-ATS-01N112FT.pdf?81788B76AEAA939CBEAABDA9B7A95D75A498817583856165828BA873C29B96 | ALTISTART 01 SOFT STARTER FOR ASYNCHRONOUS MOTOR 12 A 110..480V 1.5..5.5 KW | This Schneider Electric Altistart 01 soft-starter is DIN rail mounted and can feed single or 3-phase asynchronous motors with a rating up to 12 amperes. This Altistart 01 can be used for a motor rated power up to 5.5kW or 7.5hp for 3-phase (110 to 480Vac) and up to 1.5kW for single phase (110 to 230Vac). Dimensions: 45mm width, 124mm heigh, 131mm deep. | Integrated motor overload protection | no
| 6 | Automation and Control | Motors and Drives | Soft Starters | ALTISTART 01 SOFT STARTER 12A 110-480V 1.5-5.5KW | 2009289 | ATS01N112FT | SCHNEIDER ELECTRIC | 10250 | https://pim-kvc.soneparsea.com:3443/PictureServer/default.aspx/schneider-ats01n112ft_image1.jpg?A3889C9397807479A2A1C7A8BAA5959DB4AAC672B3ABA36481B38576849DA493B9B2B5ACB7685E9EC0AC | https://pim-kvc.soneparsea.com:3443/PictureServer/default.aspx/schneider-ATS-01N112FT.pdf?81788B76AEAA939CBEAABDA9B7A95D75A498817583856165828BA873C29B96 | ALTISTART 01 SOFT STARTER FOR ASYNCHRONOUS MOTOR 12 A 110..480V 1.5..5.5 KW | This Schneider Electric Altistart 01 soft-starter is DIN rail mounted and can feed single or 3-phase asynchronous motors with a rating up to 12 amperes. This Altistart 01 can be used for a motor rated power up to 5.5kW or 7.5hp for 3-phase (110 to 480Vac) and up to 1.5kW for single phase (110 to 230Vac). Dimensions: 45mm width, 124mm heigh, 131mm deep. | Release class | Other
| 6 | Automation and Control | Motors and Drives | Soft Starters | ALTISTART 01 SOFT STARTER 12A 110-480V 1.5-5.5KW | 2009289 | ATS01N112FT | SCHNEIDER ELECTRIC | 10250 | https://pim-kvc.soneparsea.com:3443/PictureServer/default.aspx/schneider-ats01n112ft_image1.jpg?A3889C9397807479A2A1C7A8BAA5959DB4AAC672B3ABA36481B38576849DA493B9B2B5ACB7685E9EC0AC | https://pim-kvc.soneparsea.com:3443/PictureServer/default.aspx/schneider-ATS-01N112FT.pdf?81788B76AEAA939CBEAABDA9B7A95D75A498817583856165828BA873C29B96 | ALTISTART 01 SOFT STARTER FOR ASYNCHRONOUS MOTOR 12 A 110..480V 1.5..5.5 KW | This Schneider Electric Altistart 01 soft-starter is DIN rail mounted and can feed single or 3-phase asynchronous motors with a rating up to 12 amperes. This Altistart 01 can be used for a motor rated power up to 5.5kW or 7.5hp for 3-phase (110 to 480Vac) and up to 1.5kW for single phase (110 to 230Vac). Dimensions: 45mm width, 124mm heigh, 131mm deep. | Degree of protection (IP) | IP20
| 7 | Automation and Control | Motors and Drives | Soft Starters | ALTISTART 48 SOFT STARTER 100A 230-415V 22-90KW | 2011381 | ATS48C11Q | SCHNEIDER ELECTRIC | 89800 | https://pim-kvc.soneparsea.com:3443/PictureServer/default.aspx/schneider-ATS48C11Q_Image1.jpg?A3889C9397807479A2A1C7A8BAA5959DB4AAC672938B836888888576A39679A1B1ACB97680A1A09B | https://pim-kvc.soneparsea.com:3443/PictureServer/default.aspx/schneider-ATS-48C11Q.pdf?81788B76AEAA939CBEAABDA9B7A95D75A49881798A7A6165A173C4A9B8 | ALTISTART 48 SOFT STARTER FOR ASYNCHRONOUS MOTOR 100A 230-415V 22-90KW | Taming energy. Altistart 48 offers you the benefits of its patented Torque Control System (TCS). Ready for immediate start-up, with simplified wiring and extended communication functions, it can be integrated at the heart of your applications in complete simplicity. Applications: Pumps, Fans and high inertia machines, Compressors Conveyors. | Rated operation current Ie at 40 °C Tu | 110A
| 7 | Automation and Control | Motors and Drives | Soft Starters | ALTISTART 48 SOFT STARTER 100A 230-415V 22-90KW | 2011381 | ATS48C11Q | SCHNEIDER ELECTRIC | 89800 | https://pim-kvc.soneparsea.com:3443/PictureServer/default.aspx/schneider-ATS48C11Q_Image1.jpg?A3889C9397807479A2A1C7A8BAA5959DB4AAC672938B836888888576A39679A1B1ACB97680A1A09B | https://pim-kvc.soneparsea.com:3443/PictureServer/default.aspx/schneider-ATS-48C11Q.pdf?81788B76AEAA939CBEAABDA9B7A95D75A49881798A7A6165A173C4A9B8 | ALTISTART 48 SOFT STARTER FOR ASYNCHRONOUS MOTOR 100A 230-415V 22-90KW | Taming energy. Altistart 48 offers you the benefits of its patented Torque Control System (TCS). Ready for immediate start-up, with simplified wiring and extended communication functions, it can be integrated at the heart of your applications in complete simplicity. Applications: Pumps, Fans and high inertia machines, Compressors Conveyors. | Rated operating voltage Ue | 230...415V
| 7 | Automation and Control | Motors and Drives | Soft Starters | ALTISTART 48 SOFT STARTER 100A 230-415V 22-90KW | 2011381 | ATS48C11Q | SCHNEIDER ELECTRIC | 89800 | https://pim-kvc.soneparsea.com:3443/PictureServer/default.aspx/schneider-ATS48C11Q_Image1.jpg?A3889C9397807479A2A1C7A8BAA5959DB4AAC672938B836888888576A39679A1B1ACB97680A1A09B | https://pim-kvc.soneparsea.com:3443/PictureServer/default.aspx/schneider-ATS-48C11Q.pdf?81788B76AEAA939CBEAABDA9B7A95D75A49881798A7A6165A173C4A9B8 | ALTISTART 48 SOFT STARTER FOR ASYNCHRONOUS MOTOR 100A 230-415V 22-90KW | Taming energy. Altistart 48 offers you the benefits of its patented Torque Control System (TCS). Ready for immediate start-up, with simplified wiring and extended communication functions, it can be integrated at the heart of your applications in complete simplicity. Applications: Pumps, Fans and high inertia machines, Compressors Conveyors. | Rated power three-phase motor, inline, at 230 V | 30kW
| 7 | Automation and Control | Motors and Drives | Soft Starters | ALTISTART 48 SOFT STARTER 100A 230-415V 22-90KW | 2011381 | ATS48C11Q | SCHNEIDER ELECTRIC | 89800 | https://pim-kvc.soneparsea.com:3443/PictureServer/default.aspx/schneider-ATS48C11Q_Image1.jpg?A3889C9397807479A2A1C7A8BAA5959DB4AAC672938B836888888576A39679A1B1ACB97680A1A09B | https://pim-kvc.soneparsea.com:3443/PictureServer/default.aspx/schneider-ATS-48C11Q.pdf?81788B76AEAA939CBEAABDA9B7A95D75A49881798A7A6165A173C4A9B8 | ALTISTART 48 SOFT STARTER FOR ASYNCHRONOUS MOTOR 100A 230-415V 22-90KW | Taming energy. Altistart 48 offers you the benefits of its patented Torque Control System (TCS). Ready for immediate start-up, with simplified wiring and extended communication functions, it can be integrated at the heart of your applications in complete simplicity. Applications: Pumps, Fans and high inertia machines, Compressors Conveyors. | Rated power three-phase motor, inline, at 400 V | 55kW
| 7 | Automation and Control | Motors and Drives | Soft Starters | ALTISTART 48 SOFT STARTER 100A 230-415V 22-90KW | 2011381 | ATS48C11Q | SCHNEIDER ELECTRIC | 89800 | https://pim-kvc.soneparsea.com:3443/PictureServer/default.aspx/schneider-ATS48C11Q_Image1.jpg?A3889C9397807479A2A1C7A8BAA5959DB4AAC672938B836888888576A39679A1B1ACB97680A1A09B | https://pim-kvc.soneparsea.com:3443/PictureServer/default.aspx/schneider-ATS-48C11Q.pdf?81788B76AEAA939CBEAABDA9B7A95D75A49881798A7A6165A173C4A9B8 | ALTISTART 48 SOFT STARTER FOR ASYNCHRONOUS MOTOR 100A 230-415V 22-90KW | Taming energy. Altistart 48 offers you the benefits of its patented Torque Control System (TCS). Ready for immediate start-up, with simplified wiring and extended communication functions, it can be integrated at the heart of your applications in complete simplicity. Applications: Pumps, Fans and high inertia machines, Compressors Conveyors. | Rated power three-phase motor, inside delta, at 230 V | 55kW
| 7 | Automation and Control | Motors and Drives | Soft Starters | ALTISTART 48 SOFT STARTER 100A 230-415V 22-90KW | 2011381 | ATS48C11Q | SCHNEIDER ELECTRIC | 89800 | https://pim-kvc.soneparsea.com:3443/PictureServer/default.aspx/schneider-ATS48C11Q_Image1.jpg?A3889C9397807479A2A1C7A8BAA5959DB4AAC672938B836888888576A39679A1B1ACB97680A1A09B | https://pim-kvc.soneparsea.com:3443/PictureServer/default.aspx/schneider-ATS-48C11Q.pdf?81788B76AEAA939CBEAABDA9B7A95D75A49881798A7A6165A173C4A9B8 | ALTISTART 48 SOFT STARTER FOR ASYNCHRONOUS MOTOR 100A 230-415V 22-90KW | Taming energy. Altistart 48 offers you the benefits of its patented Torque Control System (TCS). Ready for immediate start-up, with simplified wiring and extended communication functions, it can be integrated at the heart of your applications in complete simplicity. Applications: Pumps, Fans and high inertia machines, Compressors Conveyors. | Rated power three-phase motor, inside delta, at 400 V | 90kW
| 7 | Automation and Control | Motors and Drives | Soft Starters | ALTISTART 48 SOFT STARTER 100A 230-415V 22-90KW | 2011381 | ATS48C11Q | SCHNEIDER ELECTRIC | 89800 | https://pim-kvc.soneparsea.com:3443/PictureServer/default.aspx/schneider-ATS48C11Q_Image1.jpg?A3889C9397807479A2A1C7A8BAA5959DB4AAC672938B836888888576A39679A1B1ACB97680A1A09B | https://pim-kvc.soneparsea.com:3443/PictureServer/default.aspx/schneider-ATS-48C11Q.pdf?81788B76AEAA939CBEAABDA9B7A95D75A49881798A7A6165A173C4A9B8 | ALTISTART 48 SOFT STARTER FOR ASYNCHRONOUS MOTOR 100A 230-415V 22-90KW | Taming energy. Altistart 48 offers you the benefits of its patented Torque Control System (TCS). Ready for immediate start-up, with simplified wiring and extended communication functions, it can be integrated at the heart of your applications in complete simplicity. Applications: Pumps, Fans and high inertia machines, Compressors Conveyors. | Function | Single direction
| 7 | Automation and Control | Motors and Drives | Soft Starters | ALTISTART 48 SOFT STARTER 100A 230-415V 22-90KW | 2011381 | ATS48C11Q | SCHNEIDER ELECTRIC | 89800 | https://pim-kvc.soneparsea.com:3443/PictureServer/default.aspx/schneider-ATS48C11Q_Image1.jpg?A3889C9397807479A2A1C7A8BAA5959DB4AAC672938B836888888576A39679A1B1ACB97680A1A09B | https://pim-kvc.soneparsea.com:3443/PictureServer/default.aspx/schneider-ATS-48C11Q.pdf?81788B76AEAA939CBEAABDA9B7A95D75A49881798A7A6165A173C4A9B8 | ALTISTART 48 SOFT STARTER FOR ASYNCHRONOUS MOTOR 100A 230-415V 22-90KW | Taming energy. Altistart 48 offers you the benefits of its patented Torque Control System (TCS). Ready for immediate start-up, with simplified wiring and extended communication functions, it can be integrated at the heart of your applications in complete simplicity. Applications: Pumps, Fans and high inertia machines, Compressors Conveyors. | Internal bypass | no
| 7 | Automation and Control | Motors and Drives | Soft Starters | ALTISTART 48 SOFT STARTER 100A 230-415V 22-90KW | 2011381 | ATS48C11Q | SCHNEIDER ELECTRIC | 89800 | https://pim-kvc.soneparsea.com:3443/PictureServer/default.aspx/schneider-ATS48C11Q_Image1.jpg?A3889C9397807479A2A1C7A8BAA5959DB4AAC672938B836888888576A39679A1B1ACB97680A1A09B | https://pim-kvc.soneparsea.com:3443/PictureServer/default.aspx/schneider-ATS-48C11Q.pdf?81788B76AEAA939CBEAABDA9B7A95D75A49881798A7A6165A173C4A9B8 | ALTISTART 48 SOFT STARTER FOR ASYNCHRONOUS MOTOR 100A 230-415V 22-90KW | Taming energy. Altistart 48 offers you the benefits of its patented Torque Control System (TCS). Ready for immediate start-up, with simplified wiring and extended communication functions, it can be integrated at the heart of your applications in complete simplicity. Applications: Pumps, Fans and high inertia machines, Compressors Conveyors. | With display | no
| 7 | Automation and Control | Motors and Drives | Soft Starters | ALTISTART 48 SOFT STARTER 100A 230-415V 22-90KW | 2011381 | ATS48C11Q | SCHNEIDER ELECTRIC | 89800 | https://pim-kvc.soneparsea.com:3443/PictureServer/default.aspx/schneider-ATS48C11Q_Image1.jpg?A3889C9397807479A2A1C7A8BAA5959DB4AAC672938B836888888576A39679A1B1ACB97680A1A09B | https://pim-kvc.soneparsea.com:3443/PictureServer/default.aspx/schneider-ATS-48C11Q.pdf?81788B76AEAA939CBEAABDA9B7A95D75A49881798A7A6165A173C4A9B8 | ALTISTART 48 SOFT STARTER FOR ASYNCHRONOUS MOTOR 100A 230-415V 22-90KW | Taming energy. Altistart 48 offers you the benefits of its patented Torque Control System (TCS). Ready for immediate start-up, with simplified wiring and extended communication functions, it can be integrated at the heart of your applications in complete simplicity. Applications: Pumps, Fans and high inertia machines, Compressors Conveyors. | Torque control | yes
| 7 | Automation and Control | Motors and Drives | Soft Starters | ALTISTART 48 SOFT STARTER 100A 230-415V 22-90KW | 2011381 | ATS48C11Q | SCHNEIDER ELECTRIC | 89800 | https://pim-kvc.soneparsea.com:3443/PictureServer/default.aspx/schneider-ATS48C11Q_Image1.jpg?A3889C9397807479A2A1C7A8BAA5959DB4AAC672938B836888888576A39679A1B1ACB97680A1A09B | https://pim-kvc.soneparsea.com:3443/PictureServer/default.aspx/schneider-ATS-48C11Q.pdf?81788B76AEAA939CBEAABDA9B7A95D75A49881798A7A6165A173C4A9B8 | ALTISTART 48 SOFT STARTER FOR ASYNCHRONOUS MOTOR 100A 230-415V 22-90KW | Taming energy. Altistart 48 offers you the benefits of its patented Torque Control System (TCS). Ready for immediate start-up, with simplified wiring and extended communication functions, it can be integrated at the heart of your applications in complete simplicity. Applications: Pumps, Fans and high inertia machines, Compressors Conveyors. | Rated surrounding temperature without derating | 40°C
| 7 | Automation and Control | Motors and Drives | Soft Starters | ALTISTART 48 SOFT STARTER 100A 230-415V 22-90KW | 2011381 | ATS48C11Q | SCHNEIDER ELECTRIC | 89800 | https://pim-kvc.soneparsea.com:3443/PictureServer/default.aspx/schneider-ATS48C11Q_Image1.jpg?A3889C9397807479A2A1C7A8BAA5959DB4AAC672938B836888888576A39679A1B1ACB97680A1A09B | https://pim-kvc.soneparsea.com:3443/PictureServer/default.aspx/schneider-ATS-48C11Q.pdf?81788B76AEAA939CBEAABDA9B7A95D75A49881798A7A6165A173C4A9B8 | ALTISTART 48 SOFT STARTER FOR ASYNCHRONOUS MOTOR 100A 230-415V 22-90KW | Taming energy. Altistart 48 offers you the benefits of its patented Torque Control System (TCS). Ready for immediate start-up, with simplified wiring and extended communication functions, it can be integrated at the heart of your applications in complete simplicity. Applications: Pumps, Fans and high inertia machines, Compressors Conveyors. | Rated control supply voltage Us at AC 50HZ | 220...415V
| 7 | Automation and Control | Motors and Drives | Soft Starters | ALTISTART 48 SOFT STARTER 100A 230-415V 22-90KW | 2011381 | ATS48C11Q | SCHNEIDER ELECTRIC | 89800 | https://pim-kvc.soneparsea.com:3443/PictureServer/default.aspx/schneider-ATS48C11Q_Image1.jpg?A3889C9397807479A2A1C7A8BAA5959DB4AAC672938B836888888576A39679A1B1ACB97680A1A09B | https://pim-kvc.soneparsea.com:3443/PictureServer/default.aspx/schneider-ATS-48C11Q.pdf?81788B76AEAA939CBEAABDA9B7A95D75A49881798A7A6165A173C4A9B8 | ALTISTART 48 SOFT STARTER FOR ASYNCHRONOUS MOTOR 100A 230-415V 22-90KW | Taming energy. Altistart 48 offers you the benefits of its patented Torque Control System (TCS). Ready for immediate start-up, with simplified wiring and extended communication functions, it can be integrated at the heart of your applications in complete simplicity. Applications: Pumps, Fans and high inertia machines, Compressors Conveyors. | Rated control supply voltage Us at AC 60HZ | 220...415V
| 7 | Automation and Control | Motors and Drives | Soft Starters | ALTISTART 48 SOFT STARTER 100A 230-415V 22-90KW | 2011381 | ATS48C11Q | SCHNEIDER ELECTRIC | 89800 | https://pim-kvc.soneparsea.com:3443/PictureServer/default.aspx/schneider-ATS48C11Q_Image1.jpg?A3889C9397807479A2A1C7A8BAA5959DB4AAC672938B836888888576A39679A1B1ACB97680A1A09B | https://pim-kvc.soneparsea.com:3443/PictureServer/default.aspx/schneider-ATS-48C11Q.pdf?81788B76AEAA939CBEAABDA9B7A95D75A49881798A7A6165A173C4A9B8 | ALTISTART 48 SOFT STARTER FOR ASYNCHRONOUS MOTOR 100A 230-415V 22-90KW | Taming energy. Altistart 48 offers you the benefits of its patented Torque Control System (TCS). Ready for immediate start-up, with simplified wiring and extended communication functions, it can be integrated at the heart of your applications in complete simplicity. Applications: Pumps, Fans and high inertia machines, Compressors Conveyors. | Rated control supply voltage Us at DC | 0...0V
| 7 | Automation and Control | Motors and Drives | Soft Starters | ALTISTART 48 SOFT STARTER 100A 230-415V 22-90KW | 2011381 | ATS48C11Q | SCHNEIDER ELECTRIC | 89800 | https://pim-kvc.soneparsea.com:3443/PictureServer/default.aspx/schneider-ATS48C11Q_Image1.jpg?A3889C9397807479A2A1C7A8BAA5959DB4AAC672938B836888888576A39679A1B1ACB97680A1A09B | https://pim-kvc.soneparsea.com:3443/PictureServer/default.aspx/schneider-ATS-48C11Q.pdf?81788B76AEAA939CBEAABDA9B7A95D75A49881798A7A6165A173C4A9B8 | ALTISTART 48 SOFT STARTER FOR ASYNCHRONOUS MOTOR 100A 230-415V 22-90KW | Taming energy. Altistart 48 offers you the benefits of its patented Torque Control System (TCS). Ready for immediate start-up, with simplified wiring and extended communication functions, it can be integrated at the heart of your applications in complete simplicity. Applications: Pumps, Fans and high inertia machines, Compressors Conveyors. | Voltage type for actuating | AC/DC
| 7 | Automation and Control | Motors and Drives | Soft Starters | ALTISTART 48 SOFT STARTER 100A 230-415V 22-90KW | 2011381 | ATS48C11Q | SCHNEIDER ELECTRIC | 89800 | https://pim-kvc.soneparsea.com:3443/PictureServer/default.aspx/schneider-ATS48C11Q_Image1.jpg?A3889C9397807479A2A1C7A8BAA5959DB4AAC672938B836888888576A39679A1B1ACB97680A1A09B | https://pim-kvc.soneparsea.com:3443/PictureServer/default.aspx/schneider-ATS-48C11Q.pdf?81788B76AEAA939CBEAABDA9B7A95D75A49881798A7A6165A173C4A9B8 | ALTISTART 48 SOFT STARTER FOR ASYNCHRONOUS MOTOR 100A 230-415V 22-90KW | Taming energy. Altistart 48 offers you the benefits of its patented Torque Control System (TCS). Ready for immediate start-up, with simplified wiring and extended communication functions, it can be integrated at the heart of your applications in complete simplicity. Applications: Pumps, Fans and high inertia machines, Compressors Conveyors. | Integrated motor overload protection | yes
| 7 | Automation and Control | Motors and Drives | Soft Starters | ALTISTART 48 SOFT STARTER 100A 230-415V 22-90KW | 2011381 | ATS48C11Q | SCHNEIDER ELECTRIC | 89800 | https://pim-kvc.soneparsea.com:3443/PictureServer/default.aspx/schneider-ATS48C11Q_Image1.jpg?A3889C9397807479A2A1C7A8BAA5959DB4AAC672938B836888888576A39679A1B1ACB97680A1A09B | https://pim-kvc.soneparsea.com:3443/PictureServer/default.aspx/schneider-ATS-48C11Q.pdf?81788B76AEAA939CBEAABDA9B7A95D75A49881798A7A6165A173C4A9B8 | ALTISTART 48 SOFT STARTER FOR ASYNCHRONOUS MOTOR 100A 230-415V 22-90KW | Taming energy. Altistart 48 offers you the benefits of its patented Torque Control System (TCS). Ready for immediate start-up, with simplified wiring and extended communication functions, it can be integrated at the heart of your applications in complete simplicity. Applications: Pumps, Fans and high inertia machines, Compressors Conveyors. | Release class | Other
| 7 | Automation and Control | Motors and Drives | Soft Starters | ALTISTART 48 SOFT STARTER 100A 230-415V 22-90KW | 2011381 | ATS48C11Q | SCHNEIDER ELECTRIC | 89800 | https://pim-kvc.soneparsea.com:3443/PictureServer/default.aspx/schneider-ATS48C11Q_Image1.jpg?A3889C9397807479A2A1C7A8BAA5959DB4AAC672938B836888888576A39679A1B1ACB97680A1A09B | https://pim-kvc.soneparsea.com:3443/PictureServer/default.aspx/schneider-ATS-48C11Q.pdf?81788B76AEAA939CBEAABDA9B7A95D75A49881798A7A6165A173C4A9B8 | ALTISTART 48 SOFT STARTER FOR ASYNCHRONOUS MOTOR 100A 230-415V 22-90KW | Taming energy. Altistart 48 offers you the benefits of its patented Torque Control System (TCS). Ready for immediate start-up, with simplified wiring and extended communication functions, it can be integrated at the heart of your applications in complete simplicity. Applications: Pumps, Fans and high inertia machines, Compressors Conveyors. | Degree of protection (IP) | IP20
| 8 | Automation and Control | Motors and Drives | Soft Starters | ALTISTART 22 SOFT STARTER CONTROL 220V 30KW | 2020193 | ATS22D62Q | SCHNEIDER ELECTRIC | 51850 | https://pim-kvc.soneparsea.com:3443/PictureServer/default.aspx/schneider-ATS22D62Q_Image1.jpg?A3889C9397807479A2A1C7A8BAA5959DB4AAC672938B836682898A77A39679A1B1ACB97680A1A09B | https://pim-kvc.soneparsea.com:3443/PictureServer/default.aspx/schneider-ATS-22D62Q.pdf?81788B76AEAA939CBEAABDA9B7A95D75A4988177847B6666A173C4A9B8 | ALTISTART 22 SOFT STARTER CONTROL 220V 30KW | This Schneider Electric Altistart 22 soft-start/soft-stop unit can feed 3-phase asynchronous motors in supply line or delta connection with a rating of 62 amperes and 230 to 440V, a rated power up to 30 kW (400 to 440V in supply line) and up to 55 kW (400 to 440V in motor delta connection) | Rated operation current Ie at 40 °C Tu | 62A
| 8 | Automation and Control | Motors and Drives | Soft Starters | ALTISTART 22 SOFT STARTER CONTROL 220V 30KW | 2020193 | ATS22D62Q | SCHNEIDER ELECTRIC | 51850 | https://pim-kvc.soneparsea.com:3443/PictureServer/default.aspx/schneider-ATS22D62Q_Image1.jpg?A3889C9397807479A2A1C7A8BAA5959DB4AAC672938B836682898A77A39679A1B1ACB97680A1A09B | https://pim-kvc.soneparsea.com:3443/PictureServer/default.aspx/schneider-ATS-22D62Q.pdf?81788B76AEAA939CBEAABDA9B7A95D75A4988177847B6666A173C4A9B8 | ALTISTART 22 SOFT STARTER CONTROL 220V 30KW | This Schneider Electric Altistart 22 soft-start/soft-stop unit can feed 3-phase asynchronous motors in supply line or delta connection with a rating of 62 amperes and 230 to 440V, a rated power up to 30 kW (400 to 440V in supply line) and up to 55 kW (400 to 440V in motor delta connection) | Rated operating voltage Ue | 230...440V
| 8 | Automation and Control | Motors and Drives | Soft Starters | ALTISTART 22 SOFT STARTER CONTROL 220V 30KW | 2020193 | ATS22D62Q | SCHNEIDER ELECTRIC | 51850 | https://pim-kvc.soneparsea.com:3443/PictureServer/default.aspx/schneider-ATS22D62Q_Image1.jpg?A3889C9397807479A2A1C7A8BAA5959DB4AAC672938B836682898A77A39679A1B1ACB97680A1A09B | https://pim-kvc.soneparsea.com:3443/PictureServer/default.aspx/schneider-ATS-22D62Q.pdf?81788B76AEAA939CBEAABDA9B7A95D75A4988177847B6666A173C4A9B8 | ALTISTART 22 SOFT STARTER CONTROL 220V 30KW | This Schneider Electric Altistart 22 soft-start/soft-stop unit can feed 3-phase asynchronous motors in supply line or delta connection with a rating of 62 amperes and 230 to 440V, a rated power up to 30 kW (400 to 440V in supply line) and up to 55 kW (400 to 440V in motor delta connection) | Rated power three-phase motor, inline, at 230 V | 15kW
| 8 | Automation and Control | Motors and Drives | Soft Starters | ALTISTART 22 SOFT STARTER CONTROL 220V 30KW | 2020193 | ATS22D62Q | SCHNEIDER ELECTRIC | 51850 | https://pim-kvc.soneparsea.com:3443/PictureServer/default.aspx/schneider-ATS22D62Q_Image1.jpg?A3889C9397807479A2A1C7A8BAA5959DB4AAC672938B836682898A77A39679A1B1ACB97680A1A09B | https://pim-kvc.soneparsea.com:3443/PictureServer/default.aspx/schneider-ATS-22D62Q.pdf?81788B76AEAA939CBEAABDA9B7A95D75A4988177847B6666A173C4A9B8 | ALTISTART 22 SOFT STARTER CONTROL 220V 30KW | This Schneider Electric Altistart 22 soft-start/soft-stop unit can feed 3-phase asynchronous motors in supply line or delta connection with a rating of 62 amperes and 230 to 440V, a rated power up to 30 kW (400 to 440V in supply line) and up to 55 kW (400 to 440V in motor delta connection) | Rated power three-phase motor, inline, at 400 V | 30kW
| 8 | Automation and Control | Motors and Drives | Soft Starters | ALTISTART 22 SOFT STARTER CONTROL 220V 30KW | 2020193 | ATS22D62Q | SCHNEIDER ELECTRIC | 51850 | https://pim-kvc.soneparsea.com:3443/PictureServer/default.aspx/schneider-ATS22D62Q_Image1.jpg?A3889C9397807479A2A1C7A8BAA5959DB4AAC672938B836682898A77A39679A1B1ACB97680A1A09B | https://pim-kvc.soneparsea.com:3443/PictureServer/default.aspx/schneider-ATS-22D62Q.pdf?81788B76AEAA939CBEAABDA9B7A95D75A4988177847B6666A173C4A9B8 | ALTISTART 22 SOFT STARTER CONTROL 220V 30KW | This Schneider Electric Altistart 22 soft-start/soft-stop unit can feed 3-phase asynchronous motors in supply line or delta connection with a rating of 62 amperes and 230 to 440V, a rated power up to 30 kW (400 to 440V in supply line) and up to 55 kW (400 to 440V in motor delta connection) | Rated power three-phase motor, inside delta, at 230 V | 22kW
| 8 | Automation and Control | Motors and Drives | Soft Starters | ALTISTART 22 SOFT STARTER CONTROL 220V 30KW | 2020193 | ATS22D62Q | SCHNEIDER ELECTRIC | 51850 | https://pim-kvc.soneparsea.com:3443/PictureServer/default.aspx/schneider-ATS22D62Q_Image1.jpg?A3889C9397807479A2A1C7A8BAA5959DB4AAC672938B836682898A77A39679A1B1ACB97680A1A09B | https://pim-kvc.soneparsea.com:3443/PictureServer/default.aspx/schneider-ATS-22D62Q.pdf?81788B76AEAA939CBEAABDA9B7A95D75A4988177847B6666A173C4A9B8 | ALTISTART 22 SOFT STARTER CONTROL 220V 30KW | This Schneider Electric Altistart 22 soft-start/soft-stop unit can feed 3-phase asynchronous motors in supply line or delta connection with a rating of 62 amperes and 230 to 440V, a rated power up to 30 kW (400 to 440V in supply line) and up to 55 kW (400 to 440V in motor delta connection) | Rated power three-phase motor, inside delta, at 400 V | 55kW
| 8 | Automation and Control | Motors and Drives | Soft Starters | ALTISTART 22 SOFT STARTER CONTROL 220V 30KW | 2020193 | ATS22D62Q | SCHNEIDER ELECTRIC | 51850 | https://pim-kvc.soneparsea.com:3443/PictureServer/default.aspx/schneider-ATS22D62Q_Image1.jpg?A3889C9397807479A2A1C7A8BAA5959DB4AAC672938B836682898A77A39679A1B1ACB97680A1A09B | https://pim-kvc.soneparsea.com:3443/PictureServer/default.aspx/schneider-ATS-22D62Q.pdf?81788B76AEAA939CBEAABDA9B7A95D75A4988177847B6666A173C4A9B8 | ALTISTART 22 SOFT STARTER CONTROL 220V 30KW | This Schneider Electric Altistart 22 soft-start/soft-stop unit can feed 3-phase asynchronous motors in supply line or delta connection with a rating of 62 amperes and 230 to 440V, a rated power up to 30 kW (400 to 440V in supply line) and up to 55 kW (400 to 440V in motor delta connection) | Function | Single direction
| 8 | Automation and Control | Motors and Drives | Soft Starters | ALTISTART 22 SOFT STARTER CONTROL 220V 30KW | 2020193 | ATS22D62Q | SCHNEIDER ELECTRIC | 51850 | https://pim-kvc.soneparsea.com:3443/PictureServer/default.aspx/schneider-ATS22D62Q_Image1.jpg?A3889C9397807479A2A1C7A8BAA5959DB4AAC672938B836682898A77A39679A1B1ACB97680A1A09B | https://pim-kvc.soneparsea.com:3443/PictureServer/default.aspx/schneider-ATS-22D62Q.pdf?81788B76AEAA939CBEAABDA9B7A95D75A4988177847B6666A173C4A9B8 | ALTISTART 22 SOFT STARTER CONTROL 220V 30KW | This Schneider Electric Altistart 22 soft-start/soft-stop unit can feed 3-phase asynchronous motors in supply line or delta connection with a rating of 62 amperes and 230 to 440V, a rated power up to 30 kW (400 to 440V in supply line) and up to 55 kW (400 to 440V in motor delta connection) | Internal bypass | yes
| 8 | Automation and Control | Motors and Drives | Soft Starters | ALTISTART 22 SOFT STARTER CONTROL 220V 30KW | 2020193 | ATS22D62Q | SCHNEIDER ELECTRIC | 51850 | https://pim-kvc.soneparsea.com:3443/PictureServer/default.aspx/schneider-ATS22D62Q_Image1.jpg?A3889C9397807479A2A1C7A8BAA5959DB4AAC672938B836682898A77A39679A1B1ACB97680A1A09B | https://pim-kvc.soneparsea.com:3443/PictureServer/default.aspx/schneider-ATS-22D62Q.pdf?81788B76AEAA939CBEAABDA9B7A95D75A4988177847B6666A173C4A9B8 | ALTISTART 22 SOFT STARTER CONTROL 220V 30KW | This Schneider Electric Altistart 22 soft-start/soft-stop unit can feed 3-phase asynchronous motors in supply line or delta connection with a rating of 62 amperes and 230 to 440V, a rated power up to 30 kW (400 to 440V in supply line) and up to 55 kW (400 to 440V in motor delta connection) | With display | no
| 8 | Automation and Control | Motors and Drives | Soft Starters | ALTISTART 22 SOFT STARTER CONTROL 220V 30KW | 2020193 | ATS22D62Q | SCHNEIDER ELECTRIC | 51850 | https://pim-kvc.soneparsea.com:3443/PictureServer/default.aspx/schneider-ATS22D62Q_Image1.jpg?A3889C9397807479A2A1C7A8BAA5959DB4AAC672938B836682898A77A39679A1B1ACB97680A1A09B | https://pim-kvc.soneparsea.com:3443/PictureServer/default.aspx/schneider-ATS-22D62Q.pdf?81788B76AEAA939CBEAABDA9B7A95D75A4988177847B6666A173C4A9B8 | ALTISTART 22 SOFT STARTER CONTROL 220V 30KW | This Schneider Electric Altistart 22 soft-start/soft-stop unit can feed 3-phase asynchronous motors in supply line or delta connection with a rating of 62 amperes and 230 to 440V, a rated power up to 30 kW (400 to 440V in supply line) and up to 55 kW (400 to 440V in motor delta connection) | Torque control | yes
| 8 | Automation and Control | Motors and Drives | Soft Starters | ALTISTART 22 SOFT STARTER CONTROL 220V 30KW | 2020193 | ATS22D62Q | SCHNEIDER ELECTRIC | 51850 | https://pim-kvc.soneparsea.com:3443/PictureServer/default.aspx/schneider-ATS22D62Q_Image1.jpg?A3889C9397807479A2A1C7A8BAA5959DB4AAC672938B836682898A77A39679A1B1ACB97680A1A09B | https://pim-kvc.soneparsea.com:3443/PictureServer/default.aspx/schneider-ATS-22D62Q.pdf?81788B76AEAA939CBEAABDA9B7A95D75A4988177847B6666A173C4A9B8 | ALTISTART 22 SOFT STARTER CONTROL 220V 30KW | This Schneider Electric Altistart 22 soft-start/soft-stop unit can feed 3-phase asynchronous motors in supply line or delta connection with a rating of 62 amperes and 230 to 440V, a rated power up to 30 kW (400 to 440V in supply line) and up to 55 kW (400 to 440V in motor delta connection) | Rated surrounding temperature without derating | 40°C
| 8 | Automation and Control | Motors and Drives | Soft Starters | ALTISTART 22 SOFT STARTER CONTROL 220V 30KW | 2020193 | ATS22D62Q | SCHNEIDER ELECTRIC | 51850 | https://pim-kvc.soneparsea.com:3443/PictureServer/default.aspx/schneider-ATS22D62Q_Image1.jpg?A3889C9397807479A2A1C7A8BAA5959DB4AAC672938B836682898A77A39679A1B1ACB97680A1A09B | https://pim-kvc.soneparsea.com:3443/PictureServer/default.aspx/schneider-ATS-22D62Q.pdf?81788B76AEAA939CBEAABDA9B7A95D75A4988177847B6666A173C4A9B8 | ALTISTART 22 SOFT STARTER CONTROL 220V 30KW | This Schneider Electric Altistart 22 soft-start/soft-stop unit can feed 3-phase asynchronous motors in supply line or delta connection with a rating of 62 amperes and 230 to 440V, a rated power up to 30 kW (400 to 440V in supply line) and up to 55 kW (400 to 440V in motor delta connection) | Rated control supply voltage Us at AC 50HZ | 230...230V
| 8 | Automation and Control | Motors and Drives | Soft Starters | ALTISTART 22 SOFT STARTER CONTROL 220V 30KW | 2020193 | ATS22D62Q | SCHNEIDER ELECTRIC | 51850 | https://pim-kvc.soneparsea.com:3443/PictureServer/default.aspx/schneider-ATS22D62Q_Image1.jpg?A3889C9397807479A2A1C7A8BAA5959DB4AAC672938B836682898A77A39679A1B1ACB97680A1A09B | https://pim-kvc.soneparsea.com:3443/PictureServer/default.aspx/schneider-ATS-22D62Q.pdf?81788B76AEAA939CBEAABDA9B7A95D75A4988177847B6666A173C4A9B8 | ALTISTART 22 SOFT STARTER CONTROL 220V 30KW | This Schneider Electric Altistart 22 soft-start/soft-stop unit can feed 3-phase asynchronous motors in supply line or delta connection with a rating of 62 amperes and 230 to 440V, a rated power up to 30 kW (400 to 440V in supply line) and up to 55 kW (400 to 440V in motor delta connection) | Rated control supply voltage Us at AC 60HZ | 220...230V
| 8 | Automation and Control | Motors and Drives | Soft Starters | ALTISTART 22 SOFT STARTER CONTROL 220V 30KW | 2020193 | ATS22D62Q | SCHNEIDER ELECTRIC | 51850 | https://pim-kvc.soneparsea.com:3443/PictureServer/default.aspx/schneider-ATS22D62Q_Image1.jpg?A3889C9397807479A2A1C7A8BAA5959DB4AAC672938B836682898A77A39679A1B1ACB97680A1A09B | https://pim-kvc.soneparsea.com:3443/PictureServer/default.aspx/schneider-ATS-22D62Q.pdf?81788B76AEAA939CBEAABDA9B7A95D75A4988177847B6666A173C4A9B8 | ALTISTART 22 SOFT STARTER CONTROL 220V 30KW | This Schneider Electric Altistart 22 soft-start/soft-stop unit can feed 3-phase asynchronous motors in supply line or delta connection with a rating of 62 amperes and 230 to 440V, a rated power up to 30 kW (400 to 440V in supply line) and up to 55 kW (400 to 440V in motor delta connection) | Rated control supply voltage Us at DC | 24...24V
| 8 | Automation and Control | Motors and Drives | Soft Starters | ALTISTART 22 SOFT STARTER CONTROL 220V 30KW | 2020193 | ATS22D62Q | SCHNEIDER ELECTRIC | 51850 | https://pim-kvc.soneparsea.com:3443/PictureServer/default.aspx/schneider-ATS22D62Q_Image1.jpg?A3889C9397807479A2A1C7A8BAA5959DB4AAC672938B836682898A77A39679A1B1ACB97680A1A09B | https://pim-kvc.soneparsea.com:3443/PictureServer/default.aspx/schneider-ATS-22D62Q.pdf?81788B76AEAA939CBEAABDA9B7A95D75A4988177847B6666A173C4A9B8 | ALTISTART 22 SOFT STARTER CONTROL 220V 30KW | This Schneider Electric Altistart 22 soft-start/soft-stop unit can feed 3-phase asynchronous motors in supply line or delta connection with a rating of 62 amperes and 230 to 440V, a rated power up to 30 kW (400 to 440V in supply line) and up to 55 kW (400 to 440V in motor delta connection) | Voltage type for actuating | AC
| 8 | Automation and Control | Motors and Drives | Soft Starters | ALTISTART 22 SOFT STARTER CONTROL 220V 30KW | 2020193 | ATS22D62Q | SCHNEIDER ELECTRIC | 51850 | https://pim-kvc.soneparsea.com:3443/PictureServer/default.aspx/schneider-ATS22D62Q_Image1.jpg?A3889C9397807479A2A1C7A8BAA5959DB4AAC672938B836682898A77A39679A1B1ACB97680A1A09B | https://pim-kvc.soneparsea.com:3443/PictureServer/default.aspx/schneider-ATS-22D62Q.pdf?81788B76AEAA939CBEAABDA9B7A95D75A4988177847B6666A173C4A9B8 | ALTISTART 22 SOFT STARTER CONTROL 220V 30KW | This Schneider Electric Altistart 22 soft-start/soft-stop unit can feed 3-phase asynchronous motors in supply line or delta connection with a rating of 62 amperes and 230 to 440V, a rated power up to 30 kW (400 to 440V in supply line) and up to 55 kW (400 to 440V in motor delta connection) | Integrated motor overload protection | yes
| 8 | Automation and Control | Motors and Drives | Soft Starters | ALTISTART 22 SOFT STARTER CONTROL 220V 30KW | 2020193 | ATS22D62Q | SCHNEIDER ELECTRIC | 51850 | https://pim-kvc.soneparsea.com:3443/PictureServer/default.aspx/schneider-ATS22D62Q_Image1.jpg?A3889C9397807479A2A1C7A8BAA5959DB4AAC672938B836682898A77A39679A1B1ACB97680A1A09B | https://pim-kvc.soneparsea.com:3443/PictureServer/default.aspx/schneider-ATS-22D62Q.pdf?81788B76AEAA939CBEAABDA9B7A95D75A4988177847B6666A173C4A9B8 | ALTISTART 22 SOFT STARTER CONTROL 220V 30KW | This Schneider Electric Altistart 22 soft-start/soft-stop unit can feed 3-phase asynchronous motors in supply line or delta connection with a rating of 62 amperes and 230 to 440V, a rated power up to 30 kW (400 to 440V in supply line) and up to 55 kW (400 to 440V in motor delta connection) | Release class | Other
| 8 | Automation and Control | Motors and Drives | Soft Starters | ALTISTART 22 SOFT STARTER CONTROL 220V 30KW | 2020193 | ATS22D62Q | SCHNEIDER ELECTRIC | 51850 | https://pim-kvc.soneparsea.com:3443/PictureServer/default.aspx/schneider-ATS22D62Q_Image1.jpg?A3889C9397807479A2A1C7A8BAA5959DB4AAC672938B836682898A77A39679A1B1ACB97680A1A09B | https://pim-kvc.soneparsea.com:3443/PictureServer/default.aspx/schneider-ATS-22D62Q.pdf?81788B76AEAA939CBEAABDA9B7A95D75A4988177847B6666A173C4A9B8 | ALTISTART 22 SOFT STARTER CONTROL 220V 30KW | This Schneider Electric Altistart 22 soft-start/soft-stop unit can feed 3-phase asynchronous motors in supply line or delta connection with a rating of 62 amperes and 230 to 440V, a rated power up to 30 kW (400 to 440V in supply line) and up to 55 kW (400 to 440V in motor delta connection) | Degree of protection (IP) | IP20
| 9 | Automation and Control | Motors and Drives | Drives | ALTIVAR 12 VARIABLE SPEED DRIVE 0.18KW 0.25HP 200-240V 1PH | 2020195 | ATV12H018M2 | SCHNEIDER ELECTRIC | 11350 | https://pim-kvc.soneparsea.com:3443/PictureServer/default.aspx/schneider-ATV12H018M2_Image1.jpg?A3889C9397807479A2A1C7A8BAA5959DB4AAC672938B8665828D84768A84629399B2B5ACB7685E9EC0AC | https://pim-kvc.soneparsea.com:3443/PictureServer/default.aspx/schneider-ATV12H018M2.pdf?81788B76AEAA939CBEAABDA9B7A95D75A49B85779A67616C9D7782B5B69D | ALTIVAR 12 VARIABLE SPEED DRIVE 0.18KW 0.25HP 200-240V 1PH WITH HEAT SINK | This Schneider Electric Altivar 12 variable speed drive / inverter can feed single phase asynchronous motors with a rated power up to 0.18 kilowatts / 0.25 horsepower and a rated voltage from 200 to 240Vac. This variable speed / frequency drive (VSD / VFD) is designed for simple industry and commercial machines and appliances, such as conveyors, pumps, extractors, access barriers and treadmills. Its slim footprint allows for mounting within frames of simple non-industrial appliances. It can be configured before while still in its packaging without even using a power supply, thus minimizing installation time. SoMove software compatibility enables saving and transfering of configurations to spare drive, reducing maintenance downtime. | Mains voltage | 200...240V
| 9 | Automation and Control | Motors and Drives | Drives | ALTIVAR 12 VARIABLE SPEED DRIVE 0.18KW 0.25HP 200-240V 1PH | 2020195 | ATV12H018M2 | SCHNEIDER ELECTRIC | 11350 | https://pim-kvc.soneparsea.com:3443/PictureServer/default.aspx/schneider-ATV12H018M2_Image1.jpg?A3889C9397807479A2A1C7A8BAA5959DB4AAC672938B8665828D84768A84629399B2B5ACB7685E9EC0AC | https://pim-kvc.soneparsea.com:3443/PictureServer/default.aspx/schneider-ATV12H018M2.pdf?81788B76AEAA939CBEAABDA9B7A95D75A49B85779A67616C9D7782B5B69D | ALTIVAR 12 VARIABLE SPEED DRIVE 0.18KW 0.25HP 200-240V 1PH WITH HEAT SINK | This Schneider Electric Altivar 12 variable speed drive / inverter can feed single phase asynchronous motors with a rated power up to 0.18 kilowatts / 0.25 horsepower and a rated voltage from 200 to 240Vac. This variable speed / frequency drive (VSD / VFD) is designed for simple industry and commercial machines and appliances, such as conveyors, pumps, extractors, access barriers and treadmills. Its slim footprint allows for mounting within frames of simple non-industrial appliances. It can be configured before while still in its packaging without even using a power supply, thus minimizing installation time. SoMove software compatibility enables saving and transfering of configurations to spare drive, reducing maintenance downtime. | Mains frequency | 50/60 Hz
| 9 | Automation and Control | Motors and Drives | Drives | ALTIVAR 12 VARIABLE SPEED DRIVE 0.18KW 0.25HP 200-240V 1PH | 2020195 | ATV12H018M2 | SCHNEIDER ELECTRIC | 11350 | https://pim-kvc.soneparsea.com:3443/PictureServer/default.aspx/schneider-ATV12H018M2_Image1.jpg?A3889C9397807479A2A1C7A8BAA5959DB4AAC672938B8665828D84768A84629399B2B5ACB7685E9EC0AC | https://pim-kvc.soneparsea.com:3443/PictureServer/default.aspx/schneider-ATV12H018M2.pdf?81788B76AEAA939CBEAABDA9B7A95D75A49B85779A67616C9D7782B5B69D | ALTIVAR 12 VARIABLE SPEED DRIVE 0.18KW 0.25HP 200-240V 1PH WITH HEAT SINK | This Schneider Electric Altivar 12 variable speed drive / inverter can feed single phase asynchronous motors with a rated power up to 0.18 kilowatts / 0.25 horsepower and a rated voltage from 200 to 240Vac. This variable speed / frequency drive (VSD / VFD) is designed for simple industry and commercial machines and appliances, such as conveyors, pumps, extractors, access barriers and treadmills. Its slim footprint allows for mounting within frames of simple non-industrial appliances. It can be configured before while still in its packaging without even using a power supply, thus minimizing installation time. SoMove software compatibility enables saving and transfering of configurations to spare drive, reducing maintenance downtime. | Number of phases input | 1
| 9 | Automation and Control | Motors and Drives | Drives | ALTIVAR 12 VARIABLE SPEED DRIVE 0.18KW 0.25HP 200-240V 1PH | 2020195 | ATV12H018M2 | SCHNEIDER ELECTRIC | 11350 | https://pim-kvc.soneparsea.com:3443/PictureServer/default.aspx/schneider-ATV12H018M2_Image1.jpg?A3889C9397807479A2A1C7A8BAA5959DB4AAC672938B8665828D84768A84629399B2B5ACB7685E9EC0AC | https://pim-kvc.soneparsea.com:3443/PictureServer/default.aspx/schneider-ATV12H018M2.pdf?81788B76AEAA939CBEAABDA9B7A95D75A49B85779A67616C9D7782B5B69D | ALTIVAR 12 VARIABLE SPEED DRIVE 0.18KW 0.25HP 200-240V 1PH WITH HEAT SINK | This Schneider Electric Altivar 12 variable speed drive / inverter can feed single phase asynchronous motors with a rated power up to 0.18 kilowatts / 0.25 horsepower and a rated voltage from 200 to 240Vac. This variable speed / frequency drive (VSD / VFD) is designed for simple industry and commercial machines and appliances, such as conveyors, pumps, extractors, access barriers and treadmills. Its slim footprint allows for mounting within frames of simple non-industrial appliances. It can be configured before while still in its packaging without even using a power supply, thus minimizing installation time. SoMove software compatibility enables saving and transfering of configurations to spare drive, reducing maintenance downtime. | Number of phases output | 3
| 9 | Automation and Control | Motors and Drives | Drives | ALTIVAR 12 VARIABLE SPEED DRIVE 0.18KW 0.25HP 200-240V 1PH | 2020195 | ATV12H018M2 | SCHNEIDER ELECTRIC | 11350 | https://pim-kvc.soneparsea.com:3443/PictureServer/default.aspx/schneider-ATV12H018M2_Image1.jpg?A3889C9397807479A2A1C7A8BAA5959DB4AAC672938B8665828D84768A84629399B2B5ACB7685E9EC0AC | https://pim-kvc.soneparsea.com:3443/PictureServer/default.aspx/schneider-ATV12H018M2.pdf?81788B76AEAA939CBEAABDA9B7A95D75A49B85779A67616C9D7782B5B69D | ALTIVAR 12 VARIABLE SPEED DRIVE 0.18KW 0.25HP 200-240V 1PH WITH HEAT SINK | This Schneider Electric Altivar 12 variable speed drive / inverter can feed single phase asynchronous motors with a rated power up to 0.18 kilowatts / 0.25 horsepower and a rated voltage from 200 to 240Vac. This variable speed / frequency drive (VSD / VFD) is designed for simple industry and commercial machines and appliances, such as conveyors, pumps, extractors, access barriers and treadmills. Its slim footprint allows for mounting within frames of simple non-industrial appliances. It can be configured before while still in its packaging without even using a power supply, thus minimizing installation time. SoMove software compatibility enables saving and transfering of configurations to spare drive, reducing maintenance downtime. | Max. output frequency | 400Hz
| 9 | Automation and Control | Motors and Drives | Drives | ALTIVAR 12 VARIABLE SPEED DRIVE 0.18KW 0.25HP 200-240V 1PH | 2020195 | ATV12H018M2 | SCHNEIDER ELECTRIC | 11350 | https://pim-kvc.soneparsea.com:3443/PictureServer/default.aspx/schneider-ATV12H018M2_Image1.jpg?A3889C9397807479A2A1C7A8BAA5959DB4AAC672938B8665828D84768A84629399B2B5ACB7685E9EC0AC | https://pim-kvc.soneparsea.com:3443/PictureServer/default.aspx/schneider-ATV12H018M2.pdf?81788B76AEAA939CBEAABDA9B7A95D75A49B85779A67616C9D7782B5B69D | ALTIVAR 12 VARIABLE SPEED DRIVE 0.18KW 0.25HP 200-240V 1PH WITH HEAT SINK | This Schneider Electric Altivar 12 variable speed drive / inverter can feed single phase asynchronous motors with a rated power up to 0.18 kilowatts / 0.25 horsepower and a rated voltage from 200 to 240Vac. This variable speed / frequency drive (VSD / VFD) is designed for simple industry and commercial machines and appliances, such as conveyors, pumps, extractors, access barriers and treadmills. Its slim footprint allows for mounting within frames of simple non-industrial appliances. It can be configured before while still in its packaging without even using a power supply, thus minimizing installation time. SoMove software compatibility enables saving and transfering of configurations to spare drive, reducing maintenance downtime. | Max. output voltage | 230V
| 9 | Automation and Control | Motors and Drives | Drives | ALTIVAR 12 VARIABLE SPEED DRIVE 0.18KW 0.25HP 200-240V 1PH | 2020195 | ATV12H018M2 | SCHNEIDER ELECTRIC | 11350 | https://pim-kvc.soneparsea.com:3443/PictureServer/default.aspx/schneider-ATV12H018M2_Image1.jpg?A3889C9397807479A2A1C7A8BAA5959DB4AAC672938B8665828D84768A84629399B2B5ACB7685E9EC0AC | https://pim-kvc.soneparsea.com:3443/PictureServer/default.aspx/schneider-ATV12H018M2.pdf?81788B76AEAA939CBEAABDA9B7A95D75A49B85779A67616C9D7782B5B69D | ALTIVAR 12 VARIABLE SPEED DRIVE 0.18KW 0.25HP 200-240V 1PH WITH HEAT SINK | This Schneider Electric Altivar 12 variable speed drive / inverter can feed single phase asynchronous motors with a rated power up to 0.18 kilowatts / 0.25 horsepower and a rated voltage from 200 to 240Vac. This variable speed / frequency drive (VSD / VFD) is designed for simple industry and commercial machines and appliances, such as conveyors, pumps, extractors, access barriers and treadmills. Its slim footprint allows for mounting within frames of simple non-industrial appliances. It can be configured before while still in its packaging without even using a power supply, thus minimizing installation time. SoMove software compatibility enables saving and transfering of configurations to spare drive, reducing maintenance downtime. | Nominal output current I2N | 1.4A
| 9 | Automation and Control | Motors and Drives | Drives | ALTIVAR 12 VARIABLE SPEED DRIVE 0.18KW 0.25HP 200-240V 1PH | 2020195 | ATV12H018M2 | SCHNEIDER ELECTRIC | 11350 | https://pim-kvc.soneparsea.com:3443/PictureServer/default.aspx/schneider-ATV12H018M2_Image1.jpg?A3889C9397807479A2A1C7A8BAA5959DB4AAC672938B8665828D84768A84629399B2B5ACB7685E9EC0AC | https://pim-kvc.soneparsea.com:3443/PictureServer/default.aspx/schneider-ATV12H018M2.pdf?81788B76AEAA939CBEAABDA9B7A95D75A49B85779A67616C9D7782B5B69D | ALTIVAR 12 VARIABLE SPEED DRIVE 0.18KW 0.25HP 200-240V 1PH WITH HEAT SINK | This Schneider Electric Altivar 12 variable speed drive / inverter can feed single phase asynchronous motors with a rated power up to 0.18 kilowatts / 0.25 horsepower and a rated voltage from 200 to 240Vac. This variable speed / frequency drive (VSD / VFD) is designed for simple industry and commercial machines and appliances, such as conveyors, pumps, extractors, access barriers and treadmills. Its slim footprint allows for mounting within frames of simple non-industrial appliances. It can be configured before while still in its packaging without even using a power supply, thus minimizing installation time. SoMove software compatibility enables saving and transfering of configurations to spare drive, reducing maintenance downtime. | Max. output at quadratic load at rated output voltage | 0.18kW
| 9 | Automation and Control | Motors and Drives | Drives | ALTIVAR 12 VARIABLE SPEED DRIVE 0.18KW 0.25HP 200-240V 1PH | 2020195 | ATV12H018M2 | SCHNEIDER ELECTRIC | 11350 | https://pim-kvc.soneparsea.com:3443/PictureServer/default.aspx/schneider-ATV12H018M2_Image1.jpg?A3889C9397807479A2A1C7A8BAA5959DB4AAC672938B8665828D84768A84629399B2B5ACB7685E9EC0AC | https://pim-kvc.soneparsea.com:3443/PictureServer/default.aspx/schneider-ATV12H018M2.pdf?81788B76AEAA939CBEAABDA9B7A95D75A49B85779A67616C9D7782B5B69D | ALTIVAR 12 VARIABLE SPEED DRIVE 0.18KW 0.25HP 200-240V 1PH WITH HEAT SINK | This Schneider Electric Altivar 12 variable speed drive / inverter can feed single phase asynchronous motors with a rated power up to 0.18 kilowatts / 0.25 horsepower and a rated voltage from 200 to 240Vac. This variable speed / frequency drive (VSD / VFD) is designed for simple industry and commercial machines and appliances, such as conveyors, pumps, extractors, access barriers and treadmills. Its slim footprint allows for mounting within frames of simple non-industrial appliances. It can be configured before while still in its packaging without even using a power supply, thus minimizing installation time. SoMove software compatibility enables saving and transfering of configurations to spare drive, reducing maintenance downtime. | Max. output at linear load at rated output voltage | 0.18kW
| 9 | Automation and Control | Motors and Drives | Drives | ALTIVAR 12 VARIABLE SPEED DRIVE 0.18KW 0.25HP 200-240V 1PH | 2020195 | ATV12H018M2 | SCHNEIDER ELECTRIC | 11350 | https://pim-kvc.soneparsea.com:3443/PictureServer/default.aspx/schneider-ATV12H018M2_Image1.jpg?A3889C9397807479A2A1C7A8BAA5959DB4AAC672938B8665828D84768A84629399B2B5ACB7685E9EC0AC | https://pim-kvc.soneparsea.com:3443/PictureServer/default.aspx/schneider-ATV12H018M2.pdf?81788B76AEAA939CBEAABDA9B7A95D75A49B85779A67616C9D7782B5B69D | ALTIVAR 12 VARIABLE SPEED DRIVE 0.18KW 0.25HP 200-240V 1PH WITH HEAT SINK | This Schneider Electric Altivar 12 variable speed drive / inverter can feed single phase asynchronous motors with a rated power up to 0.18 kilowatts / 0.25 horsepower and a rated voltage from 200 to 240Vac. This variable speed / frequency drive (VSD / VFD) is designed for simple industry and commercial machines and appliances, such as conveyors, pumps, extractors, access barriers and treadmills. Its slim footprint allows for mounting within frames of simple non-industrial appliances. It can be configured before while still in its packaging without even using a power supply, thus minimizing installation time. SoMove software compatibility enables saving and transfering of configurations to spare drive, reducing maintenance downtime. | Relative symmetric net frequency tolerance | 5%
| 9 | Automation and Control | Motors and Drives | Drives | ALTIVAR 12 VARIABLE SPEED DRIVE 0.18KW 0.25HP 200-240V 1PH | 2020195 | ATV12H018M2 | SCHNEIDER ELECTRIC | 11350 | https://pim-kvc.soneparsea.com:3443/PictureServer/default.aspx/schneider-ATV12H018M2_Image1.jpg?A3889C9397807479A2A1C7A8BAA5959DB4AAC672938B8665828D84768A84629399B2B5ACB7685E9EC0AC | https://pim-kvc.soneparsea.com:3443/PictureServer/default.aspx/schneider-ATV12H018M2.pdf?81788B76AEAA939CBEAABDA9B7A95D75A49B85779A67616C9D7782B5B69D | ALTIVAR 12 VARIABLE SPEED DRIVE 0.18KW 0.25HP 200-240V 1PH WITH HEAT SINK | This Schneider Electric Altivar 12 variable speed drive / inverter can feed single phase asynchronous motors with a rated power up to 0.18 kilowatts / 0.25 horsepower and a rated voltage from 200 to 240Vac. This variable speed / frequency drive (VSD / VFD) is designed for simple industry and commercial machines and appliances, such as conveyors, pumps, extractors, access barriers and treadmills. Its slim footprint allows for mounting within frames of simple non-industrial appliances. It can be configured before while still in its packaging without even using a power supply, thus minimizing installation time. SoMove software compatibility enables saving and transfering of configurations to spare drive, reducing maintenance downtime. | Relative symmetric net voltage tolerance | 10%
| 9 | Automation and Control | Motors and Drives | Drives | ALTIVAR 12 VARIABLE SPEED DRIVE 0.18KW 0.25HP 200-240V 1PH | 2020195 | ATV12H018M2 | SCHNEIDER ELECTRIC | 11350 | https://pim-kvc.soneparsea.com:3443/PictureServer/default.aspx/schneider-ATV12H018M2_Image1.jpg?A3889C9397807479A2A1C7A8BAA5959DB4AAC672938B8665828D84768A84629399B2B5ACB7685E9EC0AC | https://pim-kvc.soneparsea.com:3443/PictureServer/default.aspx/schneider-ATV12H018M2.pdf?81788B76AEAA939CBEAABDA9B7A95D75A49B85779A67616C9D7782B5B69D | ALTIVAR 12 VARIABLE SPEED DRIVE 0.18KW 0.25HP 200-240V 1PH WITH HEAT SINK | This Schneider Electric Altivar 12 variable speed drive / inverter can feed single phase asynchronous motors with a rated power up to 0.18 kilowatts / 0.25 horsepower and a rated voltage from 200 to 240Vac. This variable speed / frequency drive (VSD / VFD) is designed for simple industry and commercial machines and appliances, such as conveyors, pumps, extractors, access barriers and treadmills. Its slim footprint allows for mounting within frames of simple non-industrial appliances. It can be configured before while still in its packaging without even using a power supply, thus minimizing installation time. SoMove software compatibility enables saving and transfering of configurations to spare drive, reducing maintenance downtime. | Number of analogue outputs | 1
| 9 | Automation and Control | Motors and Drives | Drives | ALTIVAR 12 VARIABLE SPEED DRIVE 0.18KW 0.25HP 200-240V 1PH | 2020195 | ATV12H018M2 | SCHNEIDER ELECTRIC | 11350 | https://pim-kvc.soneparsea.com:3443/PictureServer/default.aspx/schneider-ATV12H018M2_Image1.jpg?A3889C9397807479A2A1C7A8BAA5959DB4AAC672938B8665828D84768A84629399B2B5ACB7685E9EC0AC | https://pim-kvc.soneparsea.com:3443/PictureServer/default.aspx/schneider-ATV12H018M2.pdf?81788B76AEAA939CBEAABDA9B7A95D75A49B85779A67616C9D7782B5B69D | ALTIVAR 12 VARIABLE SPEED DRIVE 0.18KW 0.25HP 200-240V 1PH WITH HEAT SINK | This Schneider Electric Altivar 12 variable speed drive / inverter can feed single phase asynchronous motors with a rated power up to 0.18 kilowatts / 0.25 horsepower and a rated voltage from 200 to 240Vac. This variable speed / frequency drive (VSD / VFD) is designed for simple industry and commercial machines and appliances, such as conveyors, pumps, extractors, access barriers and treadmills. Its slim footprint allows for mounting within frames of simple non-industrial appliances. It can be configured before while still in its packaging without even using a power supply, thus minimizing installation time. SoMove software compatibility enables saving and transfering of configurations to spare drive, reducing maintenance downtime. | Number of analogue inputs | 1
| 9 | Automation and Control | Motors and Drives | Drives | ALTIVAR 12 VARIABLE SPEED DRIVE 0.18KW 0.25HP 200-240V 1PH | 2020195 | ATV12H018M2 | SCHNEIDER ELECTRIC | 11350 | https://pim-kvc.soneparsea.com:3443/PictureServer/default.aspx/schneider-ATV12H018M2_Image1.jpg?A3889C9397807479A2A1C7A8BAA5959DB4AAC672938B8665828D84768A84629399B2B5ACB7685E9EC0AC | https://pim-kvc.soneparsea.com:3443/PictureServer/default.aspx/schneider-ATV12H018M2.pdf?81788B76AEAA939CBEAABDA9B7A95D75A49B85779A67616C9D7782B5B69D | ALTIVAR 12 VARIABLE SPEED DRIVE 0.18KW 0.25HP 200-240V 1PH WITH HEAT SINK | This Schneider Electric Altivar 12 variable speed drive / inverter can feed single phase asynchronous motors with a rated power up to 0.18 kilowatts / 0.25 horsepower and a rated voltage from 200 to 240Vac. This variable speed / frequency drive (VSD / VFD) is designed for simple industry and commercial machines and appliances, such as conveyors, pumps, extractors, access barriers and treadmills. Its slim footprint allows for mounting within frames of simple non-industrial appliances. It can be configured before while still in its packaging without even using a power supply, thus minimizing installation time. SoMove software compatibility enables saving and transfering of configurations to spare drive, reducing maintenance downtime. | Number of digital outputs | 1
| 9 | Automation and Control | Motors and Drives | Drives | ALTIVAR 12 VARIABLE SPEED DRIVE 0.18KW 0.25HP 200-240V 1PH | 2020195 | ATV12H018M2 | SCHNEIDER ELECTRIC | 11350 | https://pim-kvc.soneparsea.com:3443/PictureServer/default.aspx/schneider-ATV12H018M2_Image1.jpg?A3889C9397807479A2A1C7A8BAA5959DB4AAC672938B8665828D84768A84629399B2B5ACB7685E9EC0AC | https://pim-kvc.soneparsea.com:3443/PictureServer/default.aspx/schneider-ATV12H018M2.pdf?81788B76AEAA939CBEAABDA9B7A95D75A49B85779A67616C9D7782B5B69D | ALTIVAR 12 VARIABLE SPEED DRIVE 0.18KW 0.25HP 200-240V 1PH WITH HEAT SINK | This Schneider Electric Altivar 12 variable speed drive / inverter can feed single phase asynchronous motors with a rated power up to 0.18 kilowatts / 0.25 horsepower and a rated voltage from 200 to 240Vac. This variable speed / frequency drive (VSD / VFD) is designed for simple industry and commercial machines and appliances, such as conveyors, pumps, extractors, access barriers and treadmills. Its slim footprint allows for mounting within frames of simple non-industrial appliances. It can be configured before while still in its packaging without even using a power supply, thus minimizing installation time. SoMove software compatibility enables saving and transfering of configurations to spare drive, reducing maintenance downtime. | Number of digital inputs | 4
| 9 | Automation and Control | Motors and Drives | Drives | ALTIVAR 12 VARIABLE SPEED DRIVE 0.18KW 0.25HP 200-240V 1PH | 2020195 | ATV12H018M2 | SCHNEIDER ELECTRIC | 11350 | https://pim-kvc.soneparsea.com:3443/PictureServer/default.aspx/schneider-ATV12H018M2_Image1.jpg?A3889C9397807479A2A1C7A8BAA5959DB4AAC672938B8665828D84768A84629399B2B5ACB7685E9EC0AC | https://pim-kvc.soneparsea.com:3443/PictureServer/default.aspx/schneider-ATV12H018M2.pdf?81788B76AEAA939CBEAABDA9B7A95D75A49B85779A67616C9D7782B5B69D | ALTIVAR 12 VARIABLE SPEED DRIVE 0.18KW 0.25HP 200-240V 1PH WITH HEAT SINK | This Schneider Electric Altivar 12 variable speed drive / inverter can feed single phase asynchronous motors with a rated power up to 0.18 kilowatts / 0.25 horsepower and a rated voltage from 200 to 240Vac. This variable speed / frequency drive (VSD / VFD) is designed for simple industry and commercial machines and appliances, such as conveyors, pumps, extractors, access barriers and treadmills. Its slim footprint allows for mounting within frames of simple non-industrial appliances. It can be configured before while still in its packaging without even using a power supply, thus minimizing installation time. SoMove software compatibility enables saving and transfering of configurations to spare drive, reducing maintenance downtime. | With control element | yes
| 9 | Automation and Control | Motors and Drives | Drives | ALTIVAR 12 VARIABLE SPEED DRIVE 0.18KW 0.25HP 200-240V 1PH | 2020195 | ATV12H018M2 | SCHNEIDER ELECTRIC | 11350 | https://pim-kvc.soneparsea.com:3443/PictureServer/default.aspx/schneider-ATV12H018M2_Image1.jpg?A3889C9397807479A2A1C7A8BAA5959DB4AAC672938B8665828D84768A84629399B2B5ACB7685E9EC0AC | https://pim-kvc.soneparsea.com:3443/PictureServer/default.aspx/schneider-ATV12H018M2.pdf?81788B76AEAA939CBEAABDA9B7A95D75A49B85779A67616C9D7782B5B69D | ALTIVAR 12 VARIABLE SPEED DRIVE 0.18KW 0.25HP 200-240V 1PH WITH HEAT SINK | This Schneider Electric Altivar 12 variable speed drive / inverter can feed single phase asynchronous motors with a rated power up to 0.18 kilowatts / 0.25 horsepower and a rated voltage from 200 to 240Vac. This variable speed / frequency drive (VSD / VFD) is designed for simple industry and commercial machines and appliances, such as conveyors, pumps, extractors, access barriers and treadmills. Its slim footprint allows for mounting within frames of simple non-industrial appliances. It can be configured before while still in its packaging without even using a power supply, thus minimizing installation time. SoMove software compatibility enables saving and transfering of configurations to spare drive, reducing maintenance downtime. | Application in industrial area permitted | yes
| 9 | Automation and Control | Motors and Drives | Drives | ALTIVAR 12 VARIABLE SPEED DRIVE 0.18KW 0.25HP 200-240V 1PH | 2020195 | ATV12H018M2 | SCHNEIDER ELECTRIC | 11350 | https://pim-kvc.soneparsea.com:3443/PictureServer/default.aspx/schneider-ATV12H018M2_Image1.jpg?A3889C9397807479A2A1C7A8BAA5959DB4AAC672938B8665828D84768A84629399B2B5ACB7685E9EC0AC | https://pim-kvc.soneparsea.com:3443/PictureServer/default.aspx/schneider-ATV12H018M2.pdf?81788B76AEAA939CBEAABDA9B7A95D75A49B85779A67616C9D7782B5B69D | ALTIVAR 12 VARIABLE SPEED DRIVE 0.18KW 0.25HP 200-240V 1PH WITH HEAT SINK | This Schneider Electric Altivar 12 variable speed drive / inverter can feed single phase asynchronous motors with a rated power up to 0.18 kilowatts / 0.25 horsepower and a rated voltage from 200 to 240Vac. This variable speed / frequency drive (VSD / VFD) is designed for simple industry and commercial machines and appliances, such as conveyors, pumps, extractors, access barriers and treadmills. Its slim footprint allows for mounting within frames of simple non-industrial appliances. It can be configured before while still in its packaging without even using a power supply, thus minimizing installation time. SoMove software compatibility enables saving and transfering of configurations to spare drive, reducing maintenance downtime. | Application in domestic- and commercial area permitted | yes
| 9 | Automation and Control | Motors and Drives | Drives | ALTIVAR 12 VARIABLE SPEED DRIVE 0.18KW 0.25HP 200-240V 1PH | 2020195 | ATV12H018M2 | SCHNEIDER ELECTRIC | 11350 | https://pim-kvc.soneparsea.com:3443/PictureServer/default.aspx/schneider-ATV12H018M2_Image1.jpg?A3889C9397807479A2A1C7A8BAA5959DB4AAC672938B8665828D84768A84629399B2B5ACB7685E9EC0AC | https://pim-kvc.soneparsea.com:3443/PictureServer/default.aspx/schneider-ATV12H018M2.pdf?81788B76AEAA939CBEAABDA9B7A95D75A49B85779A67616C9D7782B5B69D | ALTIVAR 12 VARIABLE SPEED DRIVE 0.18KW 0.25HP 200-240V 1PH WITH HEAT SINK | This Schneider Electric Altivar 12 variable speed drive / inverter can feed single phase asynchronous motors with a rated power up to 0.18 kilowatts / 0.25 horsepower and a rated voltage from 200 to 240Vac. This variable speed / frequency drive (VSD / VFD) is designed for simple industry and commercial machines and appliances, such as conveyors, pumps, extractors, access barriers and treadmills. Its slim footprint allows for mounting within frames of simple non-industrial appliances. It can be configured before while still in its packaging without even using a power supply, thus minimizing installation time. SoMove software compatibility enables saving and transfering of configurations to spare drive, reducing maintenance downtime. | Supporting protocol for TCP/IP | no
| 9 | Automation and Control | Motors and Drives | Drives | ALTIVAR 12 VARIABLE SPEED DRIVE 0.18KW 0.25HP 200-240V 1PH | 2020195 | ATV12H018M2 | SCHNEIDER ELECTRIC | 11350 | https://pim-kvc.soneparsea.com:3443/PictureServer/default.aspx/schneider-ATV12H018M2_Image1.jpg?A3889C9397807479A2A1C7A8BAA5959DB4AAC672938B8665828D84768A84629399B2B5ACB7685E9EC0AC | https://pim-kvc.soneparsea.com:3443/PictureServer/default.aspx/schneider-ATV12H018M2.pdf?81788B76AEAA939CBEAABDA9B7A95D75A49B85779A67616C9D7782B5B69D | ALTIVAR 12 VARIABLE SPEED DRIVE 0.18KW 0.25HP 200-240V 1PH WITH HEAT SINK | This Schneider Electric Altivar 12 variable speed drive / inverter can feed single phase asynchronous motors with a rated power up to 0.18 kilowatts / 0.25 horsepower and a rated voltage from 200 to 240Vac. This variable speed / frequency drive (VSD / VFD) is designed for simple industry and commercial machines and appliances, such as conveyors, pumps, extractors, access barriers and treadmills. Its slim footprint allows for mounting within frames of simple non-industrial appliances. It can be configured before while still in its packaging without even using a power supply, thus minimizing installation time. SoMove software compatibility enables saving and transfering of configurations to spare drive, reducing maintenance downtime. | Supporting protocol for PROFIBUS | no
| 10 | Automation and Control | Motors and Drives | Motor Starter Combinations | TESYS LE ENCLOSED DOL STARTER 2.6-3.7A 220VAC COIL | 2020849 | LE1M35M710 | SCHNEIDER ELECTRIC | 3115 | https://pim-kvc.soneparsea.com:3443/PictureServer/default.aspx/schneider-le1m35m710_image1.jpg?A3889C9397807479A2A1C7A8BAA5959DB4AAC672BE9C61A1837AC17C83678F9DBDA6BBAA83659AA4B7 | https://pim-kvc.soneparsea.com:3443/PictureServer/default.aspx/schneider-LE1M35M710.pdf?81788B76AEAA939CBEAABDA9B7A95D809576A178878467658073C4A9B8 | TESYS LE ENCLOSED DOL STARTER 2.6-3.7A 220 VAC COIL | A large range of enclosed DOL and soft start starters, simple to choose, install and use. These compact, ergonomically designed starters can be wall-mounted or located remotely on a machine. Applications: Industry, infrastructure, buildings, etc. All machines requiring: DOL motor starting or stopping, simple soft starting, overload protection | Type of motor starter | Direct online starter (DOL)
| 10 | Automation and Control | Motors and Drives | Motor Starter Combinations | TESYS LE ENCLOSED DOL STARTER 2.6-3.7A 220VAC COIL | 2020849 | LE1M35M710 | SCHNEIDER ELECTRIC | 3115 | https://pim-kvc.soneparsea.com:3443/PictureServer/default.aspx/schneider-le1m35m710_image1.jpg?A3889C9397807479A2A1C7A8BAA5959DB4AAC672BE9C61A1837AC17C83678F9DBDA6BBAA83659AA4B7 | https://pim-kvc.soneparsea.com:3443/PictureServer/default.aspx/schneider-LE1M35M710.pdf?81788B76AEAA939CBEAABDA9B7A95D809576A178878467658073C4A9B8 | TESYS LE ENCLOSED DOL STARTER 2.6-3.7A 220 VAC COIL | A large range of enclosed DOL and soft start starters, simple to choose, install and use. These compact, ergonomically designed starters can be wall-mounted or located remotely on a machine. Applications: Industry, infrastructure, buildings, etc. All machines requiring: DOL motor starting or stopping, simple soft starting, overload protection | With short-circuit release | no
| 10 | Automation and Control | Motors and Drives | Motor Starter Combinations | TESYS LE ENCLOSED DOL STARTER 2.6-3.7A 220VAC COIL | 2020849 | LE1M35M710 | SCHNEIDER ELECTRIC | 3115 | https://pim-kvc.soneparsea.com:3443/PictureServer/default.aspx/schneider-le1m35m710_image1.jpg?A3889C9397807479A2A1C7A8BAA5959DB4AAC672BE9C61A1837AC17C83678F9DBDA6BBAA83659AA4B7 | https://pim-kvc.soneparsea.com:3443/PictureServer/default.aspx/schneider-LE1M35M710.pdf?81788B76AEAA939CBEAABDA9B7A95D809576A178878467658073C4A9B8 | TESYS LE ENCLOSED DOL STARTER 2.6-3.7A 220 VAC COIL | A large range of enclosed DOL and soft start starters, simple to choose, install and use. These compact, ergonomically designed starters can be wall-mounted or located remotely on a machine. Applications: Industry, infrastructure, buildings, etc. All machines requiring: DOL motor starting or stopping, simple soft starting, overload protection | Rated control supply voltage Us at AC 50HZ | 220...220V
| 10 | Automation and Control | Motors and Drives | Motor Starter Combinations | TESYS LE ENCLOSED DOL STARTER 2.6-3.7A 220VAC COIL | 2020849 | LE1M35M710 | SCHNEIDER ELECTRIC | 3115 | https://pim-kvc.soneparsea.com:3443/PictureServer/default.aspx/schneider-le1m35m710_image1.jpg?A3889C9397807479A2A1C7A8BAA5959DB4AAC672BE9C61A1837AC17C83678F9DBDA6BBAA83659AA4B7 | https://pim-kvc.soneparsea.com:3443/PictureServer/default.aspx/schneider-LE1M35M710.pdf?81788B76AEAA939CBEAABDA9B7A95D809576A178878467658073C4A9B8 | TESYS LE ENCLOSED DOL STARTER 2.6-3.7A 220 VAC COIL | A large range of enclosed DOL and soft start starters, simple to choose, install and use. These compact, ergonomically designed starters can be wall-mounted or located remotely on a machine. Applications: Industry, infrastructure, buildings, etc. All machines requiring: DOL motor starting or stopping, simple soft starting, overload protection | Rated control supply voltage Us at AC 60HZ | 220...220V
| 10 | Automation and Control | Motors and Drives | Motor Starter Combinations | TESYS LE ENCLOSED DOL STARTER 2.6-3.7A 220VAC COIL | 2020849 | LE1M35M710 | SCHNEIDER ELECTRIC | 3115 | https://pim-kvc.soneparsea.com:3443/PictureServer/default.aspx/schneider-le1m35m710_image1.jpg?A3889C9397807479A2A1C7A8BAA5959DB4AAC672BE9C61A1837AC17C83678F9DBDA6BBAA83659AA4B7 | https://pim-kvc.soneparsea.com:3443/PictureServer/default.aspx/schneider-LE1M35M710.pdf?81788B76AEAA939CBEAABDA9B7A95D809576A178878467658073C4A9B8 | TESYS LE ENCLOSED DOL STARTER 2.6-3.7A 220 VAC COIL | A large range of enclosed DOL and soft start starters, simple to choose, install and use. These compact, ergonomically designed starters can be wall-mounted or located remotely on a machine. Applications: Industry, infrastructure, buildings, etc. All machines requiring: DOL motor starting or stopping, simple soft starting, overload protection | Rated control supply voltage Us at DC | 0...0V
| 10 | Automation and Control | Motors and Drives | Motor Starter Combinations | TESYS LE ENCLOSED DOL STARTER 2.6-3.7A 220VAC COIL | 2020849 | LE1M35M710 | SCHNEIDER ELECTRIC | 3115 | https://pim-kvc.soneparsea.com:3443/PictureServer/default.aspx/schneider-le1m35m710_image1.jpg?A3889C9397807479A2A1C7A8BAA5959DB4AAC672BE9C61A1837AC17C83678F9DBDA6BBAA83659AA4B7 | https://pim-kvc.soneparsea.com:3443/PictureServer/default.aspx/schneider-LE1M35M710.pdf?81788B76AEAA939CBEAABDA9B7A95D809576A178878467658073C4A9B8 | TESYS LE ENCLOSED DOL STARTER 2.6-3.7A 220 VAC COIL | A large range of enclosed DOL and soft start starters, simple to choose, install and use. These compact, ergonomically designed starters can be wall-mounted or located remotely on a machine. Applications: Industry, infrastructure, buildings, etc. All machines requiring: DOL motor starting or stopping, simple soft starting, overload protection | Voltage type for actuating | AC
| 10 | Automation and Control | Motors and Drives | Motor Starter Combinations | TESYS LE ENCLOSED DOL STARTER 2.6-3.7A 220VAC COIL | 2020849 | LE1M35M710 | SCHNEIDER ELECTRIC | 3115 | https://pim-kvc.soneparsea.com:3443/PictureServer/default.aspx/schneider-le1m35m710_image1.jpg?A3889C9397807479A2A1C7A8BAA5959DB4AAC672BE9C61A1837AC17C83678F9DBDA6BBAA83659AA4B7 | https://pim-kvc.soneparsea.com:3443/PictureServer/default.aspx/schneider-LE1M35M710.pdf?81788B76AEAA939CBEAABDA9B7A95D809576A178878467658073C4A9B8 | TESYS LE ENCLOSED DOL STARTER 2.6-3.7A 220 VAC COIL | A large range of enclosed DOL and soft start starters, simple to choose, install and use. These compact, ergonomically designed starters can be wall-mounted or located remotely on a machine. Applications: Industry, infrastructure, buildings, etc. All machines requiring: DOL motor starting or stopping, simple soft starting, overload protection | Rated operation power at AC-3, 230 V, 3-phase | 0.55kW
| 10 | Automation and Control | Motors and Drives | Motor Starter Combinations | TESYS LE ENCLOSED DOL STARTER 2.6-3.7A 220VAC COIL | 2020849 | LE1M35M710 | SCHNEIDER ELECTRIC | 3115 | https://pim-kvc.soneparsea.com:3443/PictureServer/default.aspx/schneider-le1m35m710_image1.jpg?A3889C9397807479A2A1C7A8BAA5959DB4AAC672BE9C61A1837AC17C83678F9DBDA6BBAA83659AA4B7 | https://pim-kvc.soneparsea.com:3443/PictureServer/default.aspx/schneider-LE1M35M710.pdf?81788B76AEAA939CBEAABDA9B7A95D809576A178878467658073C4A9B8 | TESYS LE ENCLOSED DOL STARTER 2.6-3.7A 220 VAC COIL | A large range of enclosed DOL and soft start starters, simple to choose, install and use. These compact, ergonomically designed starters can be wall-mounted or located remotely on a machine. Applications: Industry, infrastructure, buildings, etc. All machines requiring: DOL motor starting or stopping, simple soft starting, overload protection | Rated operation power at AC-3, 400 V | 1.5kW
| 10 | Automation and Control | Motors and Drives | Motor Starter Combinations | TESYS LE ENCLOSED DOL STARTER 2.6-3.7A 220VAC COIL | 2020849 | LE1M35M710 | SCHNEIDER ELECTRIC | 3115 | https://pim-kvc.soneparsea.com:3443/PictureServer/default.aspx/schneider-le1m35m710_image1.jpg?A3889C9397807479A2A1C7A8BAA5959DB4AAC672BE9C61A1837AC17C83678F9DBDA6BBAA83659AA4B7 | https://pim-kvc.soneparsea.com:3443/PictureServer/default.aspx/schneider-LE1M35M710.pdf?81788B76AEAA939CBEAABDA9B7A95D809576A178878467658073C4A9B8 | TESYS LE ENCLOSED DOL STARTER 2.6-3.7A 220 VAC COIL | A large range of enclosed DOL and soft start starters, simple to choose, install and use. These compact, ergonomically designed starters can be wall-mounted or located remotely on a machine. Applications: Industry, infrastructure, buildings, etc. All machines requiring: DOL motor starting or stopping, simple soft starting, overload protection | Rated operation current Ie | 3.7A
| 10 | Automation and Control | Motors and Drives | Motor Starter Combinations | TESYS LE ENCLOSED DOL STARTER 2.6-3.7A 220VAC COIL | 2020849 | LE1M35M710 | SCHNEIDER ELECTRIC | 3115 | https://pim-kvc.soneparsea.com:3443/PictureServer/default.aspx/schneider-le1m35m710_image1.jpg?A3889C9397807479A2A1C7A8BAA5959DB4AAC672BE9C61A1837AC17C83678F9DBDA6BBAA83659AA4B7 | https://pim-kvc.soneparsea.com:3443/PictureServer/default.aspx/schneider-LE1M35M710.pdf?81788B76AEAA939CBEAABDA9B7A95D809576A178878467658073C4A9B8 | TESYS LE ENCLOSED DOL STARTER 2.6-3.7A 220 VAC COIL | A large range of enclosed DOL and soft start starters, simple to choose, install and use. These compact, ergonomically designed starters can be wall-mounted or located remotely on a machine. Applications: Industry, infrastructure, buildings, etc. All machines requiring: DOL motor starting or stopping, simple soft starting, overload protection | Rated operation current at AC-3, 400 V | 3.7A
| 10 | Automation and Control | Motors and Drives | Motor Starter Combinations | TESYS LE ENCLOSED DOL STARTER 2.6-3.7A 220VAC COIL | 2020849 | LE1M35M710 | SCHNEIDER ELECTRIC | 3115 | https://pim-kvc.soneparsea.com:3443/PictureServer/default.aspx/schneider-le1m35m710_image1.jpg?A3889C9397807479A2A1C7A8BAA5959DB4AAC672BE9C61A1837AC17C83678F9DBDA6BBAA83659AA4B7 | https://pim-kvc.soneparsea.com:3443/PictureServer/default.aspx/schneider-LE1M35M710.pdf?81788B76AEAA939CBEAABDA9B7A95D809576A178878467658073C4A9B8 | TESYS LE ENCLOSED DOL STARTER 2.6-3.7A 220 VAC COIL | A large range of enclosed DOL and soft start starters, simple to choose, install and use. These compact, ergonomically designed starters can be wall-mounted or located remotely on a machine. Applications: Industry, infrastructure, buildings, etc. All machines requiring: DOL motor starting or stopping, simple soft starting, overload protection | Overload release current setting | 2.6...3.7A
| 10 | Automation and Control | Motors and Drives | Motor Starter Combinations | TESYS LE ENCLOSED DOL STARTER 2.6-3.7A 220VAC COIL | 2020849 | LE1M35M710 | SCHNEIDER ELECTRIC | 3115 | https://pim-kvc.soneparsea.com:3443/PictureServer/default.aspx/schneider-le1m35m710_image1.jpg?A3889C9397807479A2A1C7A8BAA5959DB4AAC672BE9C61A1837AC17C83678F9DBDA6BBAA83659AA4B7 | https://pim-kvc.soneparsea.com:3443/PictureServer/default.aspx/schneider-LE1M35M710.pdf?81788B76AEAA939CBEAABDA9B7A95D809576A178878467658073C4A9B8 | TESYS LE ENCLOSED DOL STARTER 2.6-3.7A 220 VAC COIL | A large range of enclosed DOL and soft start starters, simple to choose, install and use. These compact, ergonomically designed starters can be wall-mounted or located remotely on a machine. Applications: Industry, infrastructure, buildings, etc. All machines requiring: DOL motor starting or stopping, simple soft starting, overload protection | Number of auxiliary contacts as normally open contact | 0
| 10 | Automation and Control | Motors and Drives | Motor Starter Combinations | TESYS LE ENCLOSED DOL STARTER 2.6-3.7A 220VAC COIL | 2020849 | LE1M35M710 | SCHNEIDER ELECTRIC | 3115 | https://pim-kvc.soneparsea.com:3443/PictureServer/default.aspx/schneider-le1m35m710_image1.jpg?A3889C9397807479A2A1C7A8BAA5959DB4AAC672BE9C61A1837AC17C83678F9DBDA6BBAA83659AA4B7 | https://pim-kvc.soneparsea.com:3443/PictureServer/default.aspx/schneider-LE1M35M710.pdf?81788B76AEAA939CBEAABDA9B7A95D809576A178878467658073C4A9B8 | TESYS LE ENCLOSED DOL STARTER 2.6-3.7A 220 VAC COIL | A large range of enclosed DOL and soft start starters, simple to choose, install and use. These compact, ergonomically designed starters can be wall-mounted or located remotely on a machine. Applications: Industry, infrastructure, buildings, etc. All machines requiring: DOL motor starting or stopping, simple soft starting, overload protection | Number of auxiliary contacts as normally closed contact | 0
| 10 | Automation and Control | Motors and Drives | Motor Starter Combinations | TESYS LE ENCLOSED DOL STARTER 2.6-3.7A 220VAC COIL | 2020849 | LE1M35M710 | SCHNEIDER ELECTRIC | 3115 | https://pim-kvc.soneparsea.com:3443/PictureServer/default.aspx/schneider-le1m35m710_image1.jpg?A3889C9397807479A2A1C7A8BAA5959DB4AAC672BE9C61A1837AC17C83678F9DBDA6BBAA83659AA4B7 | https://pim-kvc.soneparsea.com:3443/PictureServer/default.aspx/schneider-LE1M35M710.pdf?81788B76AEAA939CBEAABDA9B7A95D809576A178878467658073C4A9B8 | TESYS LE ENCLOSED DOL STARTER 2.6-3.7A 220 VAC COIL | A large range of enclosed DOL and soft start starters, simple to choose, install and use. These compact, ergonomically designed starters can be wall-mounted or located remotely on a machine. Applications: Industry, infrastructure, buildings, etc. All machines requiring: DOL motor starting or stopping, simple soft starting, overload protection | Ambient temperature, upper operating limit | 40°C
| 10 | Automation and Control | Motors and Drives | Motor Starter Combinations | TESYS LE ENCLOSED DOL STARTER 2.6-3.7A 220VAC COIL | 2020849 | LE1M35M710 | SCHNEIDER ELECTRIC | 3115 | https://pim-kvc.soneparsea.com:3443/PictureServer/default.aspx/schneider-le1m35m710_image1.jpg?A3889C9397807479A2A1C7A8BAA5959DB4AAC672BE9C61A1837AC17C83678F9DBDA6BBAA83659AA4B7 | https://pim-kvc.soneparsea.com:3443/PictureServer/default.aspx/schneider-LE1M35M710.pdf?81788B76AEAA939CBEAABDA9B7A95D809576A178878467658073C4A9B8 | TESYS LE ENCLOSED DOL STARTER 2.6-3.7A 220 VAC COIL | A large range of enclosed DOL and soft start starters, simple to choose, install and use. These compact, ergonomically designed starters can be wall-mounted or located remotely on a machine. Applications: Industry, infrastructure, buildings, etc. All machines requiring: DOL motor starting or stopping, simple soft starting, overload protection | Temperature compensated overload protection | yes
| 10 | Automation and Control | Motors and Drives | Motor Starter Combinations | TESYS LE ENCLOSED DOL STARTER 2.6-3.7A 220VAC COIL | 2020849 | LE1M35M710 | SCHNEIDER ELECTRIC | 3115 | https://pim-kvc.soneparsea.com:3443/PictureServer/default.aspx/schneider-le1m35m710_image1.jpg?A3889C9397807479A2A1C7A8BAA5959DB4AAC672BE9C61A1837AC17C83678F9DBDA6BBAA83659AA4B7 | https://pim-kvc.soneparsea.com:3443/PictureServer/default.aspx/schneider-LE1M35M710.pdf?81788B76AEAA939CBEAABDA9B7A95D809576A178878467658073C4A9B8 | TESYS LE ENCLOSED DOL STARTER 2.6-3.7A 220 VAC COIL | A large range of enclosed DOL and soft start starters, simple to choose, install and use. These compact, ergonomically designed starters can be wall-mounted or located remotely on a machine. Applications: Industry, infrastructure, buildings, etc. All machines requiring: DOL motor starting or stopping, simple soft starting, overload protection | Release class | CLASS 10 A
| 10 | Automation and Control | Motors and Drives | Motor Starter Combinations | TESYS LE ENCLOSED DOL STARTER 2.6-3.7A 220VAC COIL | 2020849 | LE1M35M710 | SCHNEIDER ELECTRIC | 3115 | https://pim-kvc.soneparsea.com:3443/PictureServer/default.aspx/schneider-le1m35m710_image1.jpg?A3889C9397807479A2A1C7A8BAA5959DB4AAC672BE9C61A1837AC17C83678F9DBDA6BBAA83659AA4B7 | https://pim-kvc.soneparsea.com:3443/PictureServer/default.aspx/schneider-LE1M35M710.pdf?81788B76AEAA939CBEAABDA9B7A95D809576A178878467658073C4A9B8 | TESYS LE ENCLOSED DOL STARTER 2.6-3.7A 220 VAC COIL | A large range of enclosed DOL and soft start starters, simple to choose, install and use. These compact, ergonomically designed starters can be wall-mounted or located remotely on a machine. Applications: Industry, infrastructure, buildings, etc. All machines requiring: DOL motor starting or stopping, simple soft starting, overload protection | Type of electrical connection of main circuit | Screw connection
| 10 | Automation and Control | Motors and Drives | Motor Starter Combinations | TESYS LE ENCLOSED DOL STARTER 2.6-3.7A 220VAC COIL | 2020849 | LE1M35M710 | SCHNEIDER ELECTRIC | 3115 | https://pim-kvc.soneparsea.com:3443/PictureServer/default.aspx/schneider-le1m35m710_image1.jpg?A3889C9397807479A2A1C7A8BAA5959DB4AAC672BE9C61A1837AC17C83678F9DBDA6BBAA83659AA4B7 | https://pim-kvc.soneparsea.com:3443/PictureServer/default.aspx/schneider-LE1M35M710.pdf?81788B76AEAA939CBEAABDA9B7A95D809576A178878467658073C4A9B8 | TESYS LE ENCLOSED DOL STARTER 2.6-3.7A 220 VAC COIL | A large range of enclosed DOL and soft start starters, simple to choose, install and use. These compact, ergonomically designed starters can be wall-mounted or located remotely on a machine. Applications: Industry, infrastructure, buildings, etc. All machines requiring: DOL motor starting or stopping, simple soft starting, overload protection | Type of electrical connection for auxiliary- and control current circuit | Screw connection
| 10 | Automation and Control | Motors and Drives | Motor Starter Combinations | TESYS LE ENCLOSED DOL STARTER 2.6-3.7A 220VAC COIL | 2020849 | LE1M35M710 | SCHNEIDER ELECTRIC | 3115 | https://pim-kvc.soneparsea.com:3443/PictureServer/default.aspx/schneider-le1m35m710_image1.jpg?A3889C9397807479A2A1C7A8BAA5959DB4AAC672BE9C61A1837AC17C83678F9DBDA6BBAA83659AA4B7 | https://pim-kvc.soneparsea.com:3443/PictureServer/default.aspx/schneider-LE1M35M710.pdf?81788B76AEAA939CBEAABDA9B7A95D809576A178878467658073C4A9B8 | TESYS LE ENCLOSED DOL STARTER 2.6-3.7A 220 VAC COIL | A large range of enclosed DOL and soft start starters, simple to choose, install and use. These compact, ergonomically designed starters can be wall-mounted or located remotely on a machine. Applications: Industry, infrastructure, buildings, etc. All machines requiring: DOL motor starting or stopping, simple soft starting, overload protection | Rail mounting possible | no
| 10 | Automation and Control | Motors and Drives | Motor Starter Combinations | TESYS LE ENCLOSED DOL STARTER 2.6-3.7A 220VAC COIL | 2020849 | LE1M35M710 | SCHNEIDER ELECTRIC | 3115 | https://pim-kvc.soneparsea.com:3443/PictureServer/default.aspx/schneider-le1m35m710_image1.jpg?A3889C9397807479A2A1C7A8BAA5959DB4AAC672BE9C61A1837AC17C83678F9DBDA6BBAA83659AA4B7 | https://pim-kvc.soneparsea.com:3443/PictureServer/default.aspx/schneider-LE1M35M710.pdf?81788B76AEAA939CBEAABDA9B7A95D809576A178878467658073C4A9B8 | TESYS LE ENCLOSED DOL STARTER 2.6-3.7A 220 VAC COIL | A large range of enclosed DOL and soft start starters, simple to choose, install and use. These compact, ergonomically designed starters can be wall-mounted or located remotely on a machine. Applications: Industry, infrastructure, buildings, etc. All machines requiring: DOL motor starting or stopping, simple soft starting, overload protection | With transformer | no
| 11 | Automation and Control | Motors and Drives | Motor Starter Combinations | TESYS LE ENCLOSED DOL STARTER 12-16A 220VAC COIL | 2020883 | LE1M35M722 | SCHNEIDER ELECTRIC | 3760 | https://pim-kvc.soneparsea.com:3443/PictureServer/default.aspx/schneider-le1m35m722_image1.jpg?A3889C9397807479A2A1C7A8BAA5959DB4AAC672BE9C61A1837AC17C84698F9DBDA6BBAA83659AA4B7 | https://pim-kvc.soneparsea.com:3443/PictureServer/default.aspx/schneider-LE1M35M722.pdf?81788B76AEAA939CBEAABDA9B7A95D809576A178878467668273C4A9B8 | TESYS LE ENCLOSED DOL STARTER 12-16A 220 VAC COIL | A large range of enclosed DOL and soft start starters, simple to choose, install and use. These compact, ergonomically designed starters can be wall-mounted or located remotely on a machine. Applications: Industry, infrastructure, buildings, etc. All machines requiring: DOL motor starting or stopping, simple soft starting, overload protection | Type of motor starter | Direct online starter (DOL)
| 11 | Automation and Control | Motors and Drives | Motor Starter Combinations | TESYS LE ENCLOSED DOL STARTER 12-16A 220VAC COIL | 2020883 | LE1M35M722 | SCHNEIDER ELECTRIC | 3760 | https://pim-kvc.soneparsea.com:3443/PictureServer/default.aspx/schneider-le1m35m722_image1.jpg?A3889C9397807479A2A1C7A8BAA5959DB4AAC672BE9C61A1837AC17C84698F9DBDA6BBAA83659AA4B7 | https://pim-kvc.soneparsea.com:3443/PictureServer/default.aspx/schneider-LE1M35M722.pdf?81788B76AEAA939CBEAABDA9B7A95D809576A178878467668273C4A9B8 | TESYS LE ENCLOSED DOL STARTER 12-16A 220 VAC COIL | A large range of enclosed DOL and soft start starters, simple to choose, install and use. These compact, ergonomically designed starters can be wall-mounted or located remotely on a machine. Applications: Industry, infrastructure, buildings, etc. All machines requiring: DOL motor starting or stopping, simple soft starting, overload protection | With short-circuit release | no
| 11 | Automation and Control | Motors and Drives | Motor Starter Combinations | TESYS LE ENCLOSED DOL STARTER 12-16A 220VAC COIL | 2020883 | LE1M35M722 | SCHNEIDER ELECTRIC | 3760 | https://pim-kvc.soneparsea.com:3443/PictureServer/default.aspx/schneider-le1m35m722_image1.jpg?A3889C9397807479A2A1C7A8BAA5959DB4AAC672BE9C61A1837AC17C84698F9DBDA6BBAA83659AA4B7 | https://pim-kvc.soneparsea.com:3443/PictureServer/default.aspx/schneider-LE1M35M722.pdf?81788B76AEAA939CBEAABDA9B7A95D809576A178878467668273C4A9B8 | TESYS LE ENCLOSED DOL STARTER 12-16A 220 VAC COIL | A large range of enclosed DOL and soft start starters, simple to choose, install and use. These compact, ergonomically designed starters can be wall-mounted or located remotely on a machine. Applications: Industry, infrastructure, buildings, etc. All machines requiring: DOL motor starting or stopping, simple soft starting, overload protection | Rated control supply voltage Us at AC 50HZ | 220...220V
| 11 | Automation and Control | Motors and Drives | Motor Starter Combinations | TESYS LE ENCLOSED DOL STARTER 12-16A 220VAC COIL | 2020883 | LE1M35M722 | SCHNEIDER ELECTRIC | 3760 | https://pim-kvc.soneparsea.com:3443/PictureServer/default.aspx/schneider-le1m35m722_image1.jpg?A3889C9397807479A2A1C7A8BAA5959DB4AAC672BE9C61A1837AC17C84698F9DBDA6BBAA83659AA4B7 | https://pim-kvc.soneparsea.com:3443/PictureServer/default.aspx/schneider-LE1M35M722.pdf?81788B76AEAA939CBEAABDA9B7A95D809576A178878467668273C4A9B8 | TESYS LE ENCLOSED DOL STARTER 12-16A 220 VAC COIL | A large range of enclosed DOL and soft start starters, simple to choose, install and use. These compact, ergonomically designed starters can be wall-mounted or located remotely on a machine. Applications: Industry, infrastructure, buildings, etc. All machines requiring: DOL motor starting or stopping, simple soft starting, overload protection | Rated control supply voltage Us at AC 60HZ | 220...220V
| 11 | Automation and Control | Motors and Drives | Motor Starter Combinations | TESYS LE ENCLOSED DOL STARTER 12-16A 220VAC COIL | 2020883 | LE1M35M722 | SCHNEIDER ELECTRIC | 3760 | https://pim-kvc.soneparsea.com:3443/PictureServer/default.aspx/schneider-le1m35m722_image1.jpg?A3889C9397807479A2A1C7A8BAA5959DB4AAC672BE9C61A1837AC17C84698F9DBDA6BBAA83659AA4B7 | https://pim-kvc.soneparsea.com:3443/PictureServer/default.aspx/schneider-LE1M35M722.pdf?81788B76AEAA939CBEAABDA9B7A95D809576A178878467668273C4A9B8 | TESYS LE ENCLOSED DOL STARTER 12-16A 220 VAC COIL | A large range of enclosed DOL and soft start starters, simple to choose, install and use. These compact, ergonomically designed starters can be wall-mounted or located remotely on a machine. Applications: Industry, infrastructure, buildings, etc. All machines requiring: DOL motor starting or stopping, simple soft starting, overload protection | Voltage type for actuating | AC
| 11 | Automation and Control | Motors and Drives | Motor Starter Combinations | TESYS LE ENCLOSED DOL STARTER 12-16A 220VAC COIL | 2020883 | LE1M35M722 | SCHNEIDER ELECTRIC | 3760 | https://pim-kvc.soneparsea.com:3443/PictureServer/default.aspx/schneider-le1m35m722_image1.jpg?A3889C9397807479A2A1C7A8BAA5959DB4AAC672BE9C61A1837AC17C84698F9DBDA6BBAA83659AA4B7 | https://pim-kvc.soneparsea.com:3443/PictureServer/default.aspx/schneider-LE1M35M722.pdf?81788B76AEAA939CBEAABDA9B7A95D809576A178878467668273C4A9B8 | TESYS LE ENCLOSED DOL STARTER 12-16A 220 VAC COIL | A large range of enclosed DOL and soft start starters, simple to choose, install and use. These compact, ergonomically designed starters can be wall-mounted or located remotely on a machine. Applications: Industry, infrastructure, buildings, etc. All machines requiring: DOL motor starting or stopping, simple soft starting, overload protection | Rated operation power at AC-3, 230 V, 3-phase | 3.7kW
| 11 | Automation and Control | Motors and Drives | Motor Starter Combinations | TESYS LE ENCLOSED DOL STARTER 12-16A 220VAC COIL | 2020883 | LE1M35M722 | SCHNEIDER ELECTRIC | 3760 | https://pim-kvc.soneparsea.com:3443/PictureServer/default.aspx/schneider-le1m35m722_image1.jpg?A3889C9397807479A2A1C7A8BAA5959DB4AAC672BE9C61A1837AC17C84698F9DBDA6BBAA83659AA4B7 | https://pim-kvc.soneparsea.com:3443/PictureServer/default.aspx/schneider-LE1M35M722.pdf?81788B76AEAA939CBEAABDA9B7A95D809576A178878467668273C4A9B8 | TESYS LE ENCLOSED DOL STARTER 12-16A 220 VAC COIL | A large range of enclosed DOL and soft start starters, simple to choose, install and use. These compact, ergonomically designed starters can be wall-mounted or located remotely on a machine. Applications: Industry, infrastructure, buildings, etc. All machines requiring: DOL motor starting or stopping, simple soft starting, overload protection | Rated operation power at AC-3, 400 V | 7.5kW
| 11 | Automation and Control | Motors and Drives | Motor Starter Combinations | TESYS LE ENCLOSED DOL STARTER 12-16A 220VAC COIL | 2020883 | LE1M35M722 | SCHNEIDER ELECTRIC | 3760 | https://pim-kvc.soneparsea.com:3443/PictureServer/default.aspx/schneider-le1m35m722_image1.jpg?A3889C9397807479A2A1C7A8BAA5959DB4AAC672BE9C61A1837AC17C84698F9DBDA6BBAA83659AA4B7 | https://pim-kvc.soneparsea.com:3443/PictureServer/default.aspx/schneider-LE1M35M722.pdf?81788B76AEAA939CBEAABDA9B7A95D809576A178878467668273C4A9B8 | TESYS LE ENCLOSED DOL STARTER 12-16A 220 VAC COIL | A large range of enclosed DOL and soft start starters, simple to choose, install and use. These compact, ergonomically designed starters can be wall-mounted or located remotely on a machine. Applications: Industry, infrastructure, buildings, etc. All machines requiring: DOL motor starting or stopping, simple soft starting, overload protection | Rated operation current Ie | 16A
| 11 | Automation and Control | Motors and Drives | Motor Starter Combinations | TESYS LE ENCLOSED DOL STARTER 12-16A 220VAC COIL | 2020883 | LE1M35M722 | SCHNEIDER ELECTRIC | 3760 | https://pim-kvc.soneparsea.com:3443/PictureServer/default.aspx/schneider-le1m35m722_image1.jpg?A3889C9397807479A2A1C7A8BAA5959DB4AAC672BE9C61A1837AC17C84698F9DBDA6BBAA83659AA4B7 | https://pim-kvc.soneparsea.com:3443/PictureServer/default.aspx/schneider-LE1M35M722.pdf?81788B76AEAA939CBEAABDA9B7A95D809576A178878467668273C4A9B8 | TESYS LE ENCLOSED DOL STARTER 12-16A 220 VAC COIL | A large range of enclosed DOL and soft start starters, simple to choose, install and use. These compact, ergonomically designed starters can be wall-mounted or located remotely on a machine. Applications: Industry, infrastructure, buildings, etc. All machines requiring: DOL motor starting or stopping, simple soft starting, overload protection | Rated operation current at AC-3, 400 V | 16A
| 11 | Automation and Control | Motors and Drives | Motor Starter Combinations | TESYS LE ENCLOSED DOL STARTER 12-16A 220VAC COIL | 2020883 | LE1M35M722 | SCHNEIDER ELECTRIC | 3760 | https://pim-kvc.soneparsea.com:3443/PictureServer/default.aspx/schneider-le1m35m722_image1.jpg?A3889C9397807479A2A1C7A8BAA5959DB4AAC672BE9C61A1837AC17C84698F9DBDA6BBAA83659AA4B7 | https://pim-kvc.soneparsea.com:3443/PictureServer/default.aspx/schneider-LE1M35M722.pdf?81788B76AEAA939CBEAABDA9B7A95D809576A178878467668273C4A9B8 | TESYS LE ENCLOSED DOL STARTER 12-16A 220 VAC COIL | A large range of enclosed DOL and soft start starters, simple to choose, install and use. These compact, ergonomically designed starters can be wall-mounted or located remotely on a machine. Applications: Industry, infrastructure, buildings, etc. All machines requiring: DOL motor starting or stopping, simple soft starting, overload protection | Overload release current setting | 12...16A
| 11 | Automation and Control | Motors and Drives | Motor Starter Combinations | TESYS LE ENCLOSED DOL STARTER 12-16A 220VAC COIL | 2020883 | LE1M35M722 | SCHNEIDER ELECTRIC | 3760 | https://pim-kvc.soneparsea.com:3443/PictureServer/default.aspx/schneider-le1m35m722_image1.jpg?A3889C9397807479A2A1C7A8BAA5959DB4AAC672BE9C61A1837AC17C84698F9DBDA6BBAA83659AA4B7 | https://pim-kvc.soneparsea.com:3443/PictureServer/default.aspx/schneider-LE1M35M722.pdf?81788B76AEAA939CBEAABDA9B7A95D809576A178878467668273C4A9B8 | TESYS LE ENCLOSED DOL STARTER 12-16A 220 VAC COIL | A large range of enclosed DOL and soft start starters, simple to choose, install and use. These compact, ergonomically designed starters can be wall-mounted or located remotely on a machine. Applications: Industry, infrastructure, buildings, etc. All machines requiring: DOL motor starting or stopping, simple soft starting, overload protection | Number of auxiliary contacts as normally open contact | 0
| 11 | Automation and Control | Motors and Drives | Motor Starter Combinations | TESYS LE ENCLOSED DOL STARTER 12-16A 220VAC COIL | 2020883 | LE1M35M722 | SCHNEIDER ELECTRIC | 3760 | https://pim-kvc.soneparsea.com:3443/PictureServer/default.aspx/schneider-le1m35m722_image1.jpg?A3889C9397807479A2A1C7A8BAA5959DB4AAC672BE9C61A1837AC17C84698F9DBDA6BBAA83659AA4B7 | https://pim-kvc.soneparsea.com:3443/PictureServer/default.aspx/schneider-LE1M35M722.pdf?81788B76AEAA939CBEAABDA9B7A95D809576A178878467668273C4A9B8 | TESYS LE ENCLOSED DOL STARTER 12-16A 220 VAC COIL | A large range of enclosed DOL and soft start starters, simple to choose, install and use. These compact, ergonomically designed starters can be wall-mounted or located remotely on a machine. Applications: Industry, infrastructure, buildings, etc. All machines requiring: DOL motor starting or stopping, simple soft starting, overload protection | Number of auxiliary contacts as normally closed contact | 0
| 11 | Automation and Control | Motors and Drives | Motor Starter Combinations | TESYS LE ENCLOSED DOL STARTER 12-16A 220VAC COIL | 2020883 | LE1M35M722 | SCHNEIDER ELECTRIC | 3760 | https://pim-kvc.soneparsea.com:3443/PictureServer/default.aspx/schneider-le1m35m722_image1.jpg?A3889C9397807479A2A1C7A8BAA5959DB4AAC672BE9C61A1837AC17C84698F9DBDA6BBAA83659AA4B7 | https://pim-kvc.soneparsea.com:3443/PictureServer/default.aspx/schneider-LE1M35M722.pdf?81788B76AEAA939CBEAABDA9B7A95D809576A178878467668273C4A9B8 | TESYS LE ENCLOSED DOL STARTER 12-16A 220 VAC COIL | A large range of enclosed DOL and soft start starters, simple to choose, install and use. These compact, ergonomically designed starters can be wall-mounted or located remotely on a machine. Applications: Industry, infrastructure, buildings, etc. All machines requiring: DOL motor starting or stopping, simple soft starting, overload protection | Ambient temperature, upper operating limit | 40°C
| 11 | Automation and Control | Motors and Drives | Motor Starter Combinations | TESYS LE ENCLOSED DOL STARTER 12-16A 220VAC COIL | 2020883 | LE1M35M722 | SCHNEIDER ELECTRIC | 3760 | https://pim-kvc.soneparsea.com:3443/PictureServer/default.aspx/schneider-le1m35m722_image1.jpg?A3889C9397807479A2A1C7A8BAA5959DB4AAC672BE9C61A1837AC17C84698F9DBDA6BBAA83659AA4B7 | https://pim-kvc.soneparsea.com:3443/PictureServer/default.aspx/schneider-LE1M35M722.pdf?81788B76AEAA939CBEAABDA9B7A95D809576A178878467668273C4A9B8 | TESYS LE ENCLOSED DOL STARTER 12-16A 220 VAC COIL | A large range of enclosed DOL and soft start starters, simple to choose, install and use. These compact, ergonomically designed starters can be wall-mounted or located remotely on a machine. Applications: Industry, infrastructure, buildings, etc. All machines requiring: DOL motor starting or stopping, simple soft starting, overload protection | Temperature compensated overload protection | yes
| 11 | Automation and Control | Motors and Drives | Motor Starter Combinations | TESYS LE ENCLOSED DOL STARTER 12-16A 220VAC COIL | 2020883 | LE1M35M722 | SCHNEIDER ELECTRIC | 3760 | https://pim-kvc.soneparsea.com:3443/PictureServer/default.aspx/schneider-le1m35m722_image1.jpg?A3889C9397807479A2A1C7A8BAA5959DB4AAC672BE9C61A1837AC17C84698F9DBDA6BBAA83659AA4B7 | https://pim-kvc.soneparsea.com:3443/PictureServer/default.aspx/schneider-LE1M35M722.pdf?81788B76AEAA939CBEAABDA9B7A95D809576A178878467668273C4A9B8 | TESYS LE ENCLOSED DOL STARTER 12-16A 220 VAC COIL | A large range of enclosed DOL and soft start starters, simple to choose, install and use. These compact, ergonomically designed starters can be wall-mounted or located remotely on a machine. Applications: Industry, infrastructure, buildings, etc. All machines requiring: DOL motor starting or stopping, simple soft starting, overload protection | Release class | CLASS 10 A
| 11 | Automation and Control | Motors and Drives | Motor Starter Combinations | TESYS LE ENCLOSED DOL STARTER 12-16A 220VAC COIL | 2020883 | LE1M35M722 | SCHNEIDER ELECTRIC | 3760 | https://pim-kvc.soneparsea.com:3443/PictureServer/default.aspx/schneider-le1m35m722_image1.jpg?A3889C9397807479A2A1C7A8BAA5959DB4AAC672BE9C61A1837AC17C84698F9DBDA6BBAA83659AA4B7 | https://pim-kvc.soneparsea.com:3443/PictureServer/default.aspx/schneider-LE1M35M722.pdf?81788B76AEAA939CBEAABDA9B7A95D809576A178878467668273C4A9B8 | TESYS LE ENCLOSED DOL STARTER 12-16A 220 VAC COIL | A large range of enclosed DOL and soft start starters, simple to choose, install and use. These compact, ergonomically designed starters can be wall-mounted or located remotely on a machine. Applications: Industry, infrastructure, buildings, etc. All machines requiring: DOL motor starting or stopping, simple soft starting, overload protection | Type of electrical connection of main circuit | Screw connection
| 11 | Automation and Control | Motors and Drives | Motor Starter Combinations | TESYS LE ENCLOSED DOL STARTER 12-16A 220VAC COIL | 2020883 | LE1M35M722 | SCHNEIDER ELECTRIC | 3760 | https://pim-kvc.soneparsea.com:3443/PictureServer/default.aspx/schneider-le1m35m722_image1.jpg?A3889C9397807479A2A1C7A8BAA5959DB4AAC672BE9C61A1837AC17C84698F9DBDA6BBAA83659AA4B7 | https://pim-kvc.soneparsea.com:3443/PictureServer/default.aspx/schneider-LE1M35M722.pdf?81788B76AEAA939CBEAABDA9B7A95D809576A178878467668273C4A9B8 | TESYS LE ENCLOSED DOL STARTER 12-16A 220 VAC COIL | A large range of enclosed DOL and soft start starters, simple to choose, install and use. These compact, ergonomically designed starters can be wall-mounted or located remotely on a machine. Applications: Industry, infrastructure, buildings, etc. All machines requiring: DOL motor starting or stopping, simple soft starting, overload protection | Type of electrical connection for auxiliary- and control current circuit | Screw connection
| 11 | Automation and Control | Motors and Drives | Motor Starter Combinations | TESYS LE ENCLOSED DOL STARTER 12-16A 220VAC COIL | 2020883 | LE1M35M722 | SCHNEIDER ELECTRIC | 3760 | https://pim-kvc.soneparsea.com:3443/PictureServer/default.aspx/schneider-le1m35m722_image1.jpg?A3889C9397807479A2A1C7A8BAA5959DB4AAC672BE9C61A1837AC17C84698F9DBDA6BBAA83659AA4B7 | https://pim-kvc.soneparsea.com:3443/PictureServer/default.aspx/schneider-LE1M35M722.pdf?81788B76AEAA939CBEAABDA9B7A95D809576A178878467668273C4A9B8 | TESYS LE ENCLOSED DOL STARTER 12-16A 220 VAC COIL | A large range of enclosed DOL and soft start starters, simple to choose, install and use. These compact, ergonomically designed starters can be wall-mounted or located remotely on a machine. Applications: Industry, infrastructure, buildings, etc. All machines requiring: DOL motor starting or stopping, simple soft starting, overload protection | Rail mounting possible | no
| 11 | Automation and Control | Motors and Drives | Motor Starter Combinations | TESYS LE ENCLOSED DOL STARTER 12-16A 220VAC COIL | 2020883 | LE1M35M722 | SCHNEIDER ELECTRIC | 3760 | https://pim-kvc.soneparsea.com:3443/PictureServer/default.aspx/schneider-le1m35m722_image1.jpg?A3889C9397807479A2A1C7A8BAA5959DB4AAC672BE9C61A1837AC17C84698F9DBDA6BBAA83659AA4B7 | https://pim-kvc.soneparsea.com:3443/PictureServer/default.aspx/schneider-LE1M35M722.pdf?81788B76AEAA939CBEAABDA9B7A95D809576A178878467668273C4A9B8 | TESYS LE ENCLOSED DOL STARTER 12-16A 220 VAC COIL | A large range of enclosed DOL and soft start starters, simple to choose, install and use. These compact, ergonomically designed starters can be wall-mounted or located remotely on a machine. Applications: Industry, infrastructure, buildings, etc. All machines requiring: DOL motor starting or stopping, simple soft starting, overload protection | With transformer | no
| 11 | Automation and Control | Motors and Drives | Motor Starter Combinations | TESYS LE ENCLOSED DOL STARTER 12-16A 220VAC COIL | 2020883 | LE1M35M722 | SCHNEIDER ELECTRIC | 3760 | https://pim-kvc.soneparsea.com:3443/PictureServer/default.aspx/schneider-le1m35m722_image1.jpg?A3889C9397807479A2A1C7A8BAA5959DB4AAC672BE9C61A1837AC17C84698F9DBDA6BBAA83659AA4B7 | https://pim-kvc.soneparsea.com:3443/PictureServer/default.aspx/schneider-LE1M35M722.pdf?81788B76AEAA939CBEAABDA9B7A95D809576A178878467668273C4A9B8 | TESYS LE ENCLOSED DOL STARTER 12-16A 220 VAC COIL | A large range of enclosed DOL and soft start starters, simple to choose, install and use. These compact, ergonomically designed starters can be wall-mounted or located remotely on a machine. Applications: Industry, infrastructure, buildings, etc. All machines requiring: DOL motor starting or stopping, simple soft starting, overload protection | Number of command positions | 1
| 12 | Automation and Control | Motors and Drives | Motor Starter Combinations | TESYS U POWER BASE 32A SCREW CLAMP CONTROL | 2021462 | LUB32 | SCHNEIDER ELECTRIC | 4595 | https://pim-kvc.soneparsea.com:3443/PictureServer/default.aspx/schneider-lub32_image1.jpg?A3889C9397807479A2A1C7A8BAA5959DB4AAC672BEAC926782A4BDB2B39E95657EAFC4AC | https://pim-kvc.soneparsea.com:3443/PictureServer/default.aspx/schneider-lub32.pdf?81788B76AEAA939CBEAABDA9B7A95DA0C5A7877780A7949A | TESYS U POWER BASE 32A SCREW CLAMPS CONTROL | Non reversing power base for motor application. | Type of motor starter | Direct online starter (DOL)
| 12 | Automation and Control | Motors and Drives | Motor Starter Combinations | TESYS U POWER BASE 32A SCREW CLAMP CONTROL | 2021462 | LUB32 | SCHNEIDER ELECTRIC | 4595 | https://pim-kvc.soneparsea.com:3443/PictureServer/default.aspx/schneider-lub32_image1.jpg?A3889C9397807479A2A1C7A8BAA5959DB4AAC672BEAC926782A4BDB2B39E95657EAFC4AC | https://pim-kvc.soneparsea.com:3443/PictureServer/default.aspx/schneider-lub32.pdf?81788B76AEAA939CBEAABDA9B7A95DA0C5A7877780A7949A | TESYS U POWER BASE 32A SCREW CLAMPS CONTROL | Non reversing power base for motor application. | With short-circuit release | yes
| 12 | Automation and Control | Motors and Drives | Motor Starter Combinations | TESYS U POWER BASE 32A SCREW CLAMP CONTROL | 2021462 | LUB32 | SCHNEIDER ELECTRIC | 4595 | https://pim-kvc.soneparsea.com:3443/PictureServer/default.aspx/schneider-lub32_image1.jpg?A3889C9397807479A2A1C7A8BAA5959DB4AAC672BEAC926782A4BDB2B39E95657EAFC4AC | https://pim-kvc.soneparsea.com:3443/PictureServer/default.aspx/schneider-lub32.pdf?81788B76AEAA939CBEAABDA9B7A95DA0C5A7877780A7949A | TESYS U POWER BASE 32A SCREW CLAMPS CONTROL | Non reversing power base for motor application. | Rated control supply voltage Us at AC 50HZ | 0...0V
| 12 | Automation and Control | Motors and Drives | Motor Starter Combinations | TESYS U POWER BASE 32A SCREW CLAMP CONTROL | 2021462 | LUB32 | SCHNEIDER ELECTRIC | 4595 | https://pim-kvc.soneparsea.com:3443/PictureServer/default.aspx/schneider-lub32_image1.jpg?A3889C9397807479A2A1C7A8BAA5959DB4AAC672BEAC926782A4BDB2B39E95657EAFC4AC | https://pim-kvc.soneparsea.com:3443/PictureServer/default.aspx/schneider-lub32.pdf?81788B76AEAA939CBEAABDA9B7A95DA0C5A7877780A7949A | TESYS U POWER BASE 32A SCREW CLAMPS CONTROL | Non reversing power base for motor application. | Rated control supply voltage Us at AC 60HZ | 0...0V
| 12 | Automation and Control | Motors and Drives | Motor Starter Combinations | TESYS U POWER BASE 32A SCREW CLAMP CONTROL | 2021462 | LUB32 | SCHNEIDER ELECTRIC | 4595 | https://pim-kvc.soneparsea.com:3443/PictureServer/default.aspx/schneider-lub32_image1.jpg?A3889C9397807479A2A1C7A8BAA5959DB4AAC672BEAC926782A4BDB2B39E95657EAFC4AC | https://pim-kvc.soneparsea.com:3443/PictureServer/default.aspx/schneider-lub32.pdf?81788B76AEAA939CBEAABDA9B7A95DA0C5A7877780A7949A | TESYS U POWER BASE 32A SCREW CLAMPS CONTROL | Non reversing power base for motor application. | Rated control supply voltage Us at DC | 0...0V
| 12 | Automation and Control | Motors and Drives | Motor Starter Combinations | TESYS U POWER BASE 32A SCREW CLAMP CONTROL | 2021462 | LUB32 | SCHNEIDER ELECTRIC | 4595 | https://pim-kvc.soneparsea.com:3443/PictureServer/default.aspx/schneider-lub32_image1.jpg?A3889C9397807479A2A1C7A8BAA5959DB4AAC672BEAC926782A4BDB2B39E95657EAFC4AC | https://pim-kvc.soneparsea.com:3443/PictureServer/default.aspx/schneider-lub32.pdf?81788B76AEAA939CBEAABDA9B7A95DA0C5A7877780A7949A | TESYS U POWER BASE 32A SCREW CLAMPS CONTROL | Non reversing power base for motor application. | Voltage type for actuating | AC/DC
| 12 | Automation and Control | Motors and Drives | Motor Starter Combinations | TESYS U POWER BASE 32A SCREW CLAMP CONTROL | 2021462 | LUB32 | SCHNEIDER ELECTRIC | 4595 | https://pim-kvc.soneparsea.com:3443/PictureServer/default.aspx/schneider-lub32_image1.jpg?A3889C9397807479A2A1C7A8BAA5959DB4AAC672BEAC926782A4BDB2B39E95657EAFC4AC | https://pim-kvc.soneparsea.com:3443/PictureServer/default.aspx/schneider-lub32.pdf?81788B76AEAA939CBEAABDA9B7A95DA0C5A7877780A7949A | TESYS U POWER BASE 32A SCREW CLAMPS CONTROL | Non reversing power base for motor application. | Rated operation power at AC-3, 230 V, 3-phase | 7.5kW
| 12 | Automation and Control | Motors and Drives | Motor Starter Combinations | TESYS U POWER BASE 32A SCREW CLAMP CONTROL | 2021462 | LUB32 | SCHNEIDER ELECTRIC | 4595 | https://pim-kvc.soneparsea.com:3443/PictureServer/default.aspx/schneider-lub32_image1.jpg?A3889C9397807479A2A1C7A8BAA5959DB4AAC672BEAC926782A4BDB2B39E95657EAFC4AC | https://pim-kvc.soneparsea.com:3443/PictureServer/default.aspx/schneider-lub32.pdf?81788B76AEAA939CBEAABDA9B7A95DA0C5A7877780A7949A | TESYS U POWER BASE 32A SCREW CLAMPS CONTROL | Non reversing power base for motor application. | Rated operation power at AC-3, 400 V | 15kW
| 12 | Automation and Control | Motors and Drives | Motor Starter Combinations | TESYS U POWER BASE 32A SCREW CLAMP CONTROL | 2021462 | LUB32 | SCHNEIDER ELECTRIC | 4595 | https://pim-kvc.soneparsea.com:3443/PictureServer/default.aspx/schneider-lub32_image1.jpg?A3889C9397807479A2A1C7A8BAA5959DB4AAC672BEAC926782A4BDB2B39E95657EAFC4AC | https://pim-kvc.soneparsea.com:3443/PictureServer/default.aspx/schneider-lub32.pdf?81788B76AEAA939CBEAABDA9B7A95DA0C5A7877780A7949A | TESYS U POWER BASE 32A SCREW CLAMPS CONTROL | Non reversing power base for motor application. | Rated power, 460 V, 60 Hz, 3-phase | 15kW
| 12 | Automation and Control | Motors and Drives | Motor Starter Combinations | TESYS U POWER BASE 32A SCREW CLAMP CONTROL | 2021462 | LUB32 | SCHNEIDER ELECTRIC | 4595 | https://pim-kvc.soneparsea.com:3443/PictureServer/default.aspx/schneider-lub32_image1.jpg?A3889C9397807479A2A1C7A8BAA5959DB4AAC672BEAC926782A4BDB2B39E95657EAFC4AC | https://pim-kvc.soneparsea.com:3443/PictureServer/default.aspx/schneider-lub32.pdf?81788B76AEAA939CBEAABDA9B7A95DA0C5A7877780A7949A | TESYS U POWER BASE 32A SCREW CLAMPS CONTROL | Non reversing power base for motor application. | Rated power, 575 V, 60 Hz, 3-phase | 15kW
| 12 | Automation and Control | Motors and Drives | Motor Starter Combinations | TESYS U POWER BASE 32A SCREW CLAMP CONTROL | 2021462 | LUB32 | SCHNEIDER ELECTRIC | 4595 | https://pim-kvc.soneparsea.com:3443/PictureServer/default.aspx/schneider-lub32_image1.jpg?A3889C9397807479A2A1C7A8BAA5959DB4AAC672BEAC926782A4BDB2B39E95657EAFC4AC | https://pim-kvc.soneparsea.com:3443/PictureServer/default.aspx/schneider-lub32.pdf?81788B76AEAA939CBEAABDA9B7A95DA0C5A7877780A7949A | TESYS U POWER BASE 32A SCREW CLAMPS CONTROL | Non reversing power base for motor application. | Rated operation current Ie | 32A
| 12 | Automation and Control | Motors and Drives | Motor Starter Combinations | TESYS U POWER BASE 32A SCREW CLAMP CONTROL | 2021462 | LUB32 | SCHNEIDER ELECTRIC | 4595 | https://pim-kvc.soneparsea.com:3443/PictureServer/default.aspx/schneider-lub32_image1.jpg?A3889C9397807479A2A1C7A8BAA5959DB4AAC672BEAC926782A4BDB2B39E95657EAFC4AC | https://pim-kvc.soneparsea.com:3443/PictureServer/default.aspx/schneider-lub32.pdf?81788B76AEAA939CBEAABDA9B7A95DA0C5A7877780A7949A | TESYS U POWER BASE 32A SCREW CLAMPS CONTROL | Non reversing power base for motor application. | Rated operation current at AC-3, 400 V | 32A
| 12 | Automation and Control | Motors and Drives | Motor Starter Combinations | TESYS U POWER BASE 32A SCREW CLAMP CONTROL | 2021462 | LUB32 | SCHNEIDER ELECTRIC | 4595 | https://pim-kvc.soneparsea.com:3443/PictureServer/default.aspx/schneider-lub32_image1.jpg?A3889C9397807479A2A1C7A8BAA5959DB4AAC672BEAC926782A4BDB2B39E95657EAFC4AC | https://pim-kvc.soneparsea.com:3443/PictureServer/default.aspx/schneider-lub32.pdf?81788B76AEAA939CBEAABDA9B7A95DA0C5A7877780A7949A | TESYS U POWER BASE 32A SCREW CLAMPS CONTROL | Non reversing power base for motor application. | Overload release current setting | 4.5...32A
| 12 | Automation and Control | Motors and Drives | Motor Starter Combinations | TESYS U POWER BASE 32A SCREW CLAMP CONTROL | 2021462 | LUB32 | SCHNEIDER ELECTRIC | 4595 | https://pim-kvc.soneparsea.com:3443/PictureServer/default.aspx/schneider-lub32_image1.jpg?A3889C9397807479A2A1C7A8BAA5959DB4AAC672BEAC926782A4BDB2B39E95657EAFC4AC | https://pim-kvc.soneparsea.com:3443/PictureServer/default.aspx/schneider-lub32.pdf?81788B76AEAA939CBEAABDA9B7A95DA0C5A7877780A7949A | TESYS U POWER BASE 32A SCREW CLAMPS CONTROL | Non reversing power base for motor application. | Rated conditional short-circuit current, type 1, 480 Y/277 V | 10000A
| 12 | Automation and Control | Motors and Drives | Motor Starter Combinations | TESYS U POWER BASE 32A SCREW CLAMP CONTROL | 2021462 | LUB32 | SCHNEIDER ELECTRIC | 4595 | https://pim-kvc.soneparsea.com:3443/PictureServer/default.aspx/schneider-lub32_image1.jpg?A3889C9397807479A2A1C7A8BAA5959DB4AAC672BEAC926782A4BDB2B39E95657EAFC4AC | https://pim-kvc.soneparsea.com:3443/PictureServer/default.aspx/schneider-lub32.pdf?81788B76AEAA939CBEAABDA9B7A95DA0C5A7877780A7949A | TESYS U POWER BASE 32A SCREW CLAMPS CONTROL | Non reversing power base for motor application. | Rated conditional short-circuit current, type 1, 600 Y/347 V | 4000A
| 12 | Automation and Control | Motors and Drives | Motor Starter Combinations | TESYS U POWER BASE 32A SCREW CLAMP CONTROL | 2021462 | LUB32 | SCHNEIDER ELECTRIC | 4595 | https://pim-kvc.soneparsea.com:3443/PictureServer/default.aspx/schneider-lub32_image1.jpg?A3889C9397807479A2A1C7A8BAA5959DB4AAC672BEAC926782A4BDB2B39E95657EAFC4AC | https://pim-kvc.soneparsea.com:3443/PictureServer/default.aspx/schneider-lub32.pdf?81788B76AEAA939CBEAABDA9B7A95DA0C5A7877780A7949A | TESYS U POWER BASE 32A SCREW CLAMPS CONTROL | Non reversing power base for motor application. | Rated conditional short-circuit current, type 2, 230 V | 50000A
| 12 | Automation and Control | Motors and Drives | Motor Starter Combinations | TESYS U POWER BASE 32A SCREW CLAMP CONTROL | 2021462 | LUB32 | SCHNEIDER ELECTRIC | 4595 | https://pim-kvc.soneparsea.com:3443/PictureServer/default.aspx/schneider-lub32_image1.jpg?A3889C9397807479A2A1C7A8BAA5959DB4AAC672BEAC926782A4BDB2B39E95657EAFC4AC | https://pim-kvc.soneparsea.com:3443/PictureServer/default.aspx/schneider-lub32.pdf?81788B76AEAA939CBEAABDA9B7A95DA0C5A7877780A7949A | TESYS U POWER BASE 32A SCREW CLAMPS CONTROL | Non reversing power base for motor application. | Rated conditional short-circuit current, type 2, 400 V | 50000A
| 12 | Automation and Control | Motors and Drives | Motor Starter Combinations | TESYS U POWER BASE 32A SCREW CLAMP CONTROL | 2021462 | LUB32 | SCHNEIDER ELECTRIC | 4595 | https://pim-kvc.soneparsea.com:3443/PictureServer/default.aspx/schneider-lub32_image1.jpg?A3889C9397807479A2A1C7A8BAA5959DB4AAC672BEAC926782A4BDB2B39E95657EAFC4AC | https://pim-kvc.soneparsea.com:3443/PictureServer/default.aspx/schneider-lub32.pdf?81788B76AEAA939CBEAABDA9B7A95DA0C5A7877780A7949A | TESYS U POWER BASE 32A SCREW CLAMPS CONTROL | Non reversing power base for motor application. | Number of auxiliary contacts as normally open contact | 1
| 12 | Automation and Control | Motors and Drives | Motor Starter Combinations | TESYS U POWER BASE 32A SCREW CLAMP CONTROL | 2021462 | LUB32 | SCHNEIDER ELECTRIC | 4595 | https://pim-kvc.soneparsea.com:3443/PictureServer/default.aspx/schneider-lub32_image1.jpg?A3889C9397807479A2A1C7A8BAA5959DB4AAC672BEAC926782A4BDB2B39E95657EAFC4AC | https://pim-kvc.soneparsea.com:3443/PictureServer/default.aspx/schneider-lub32.pdf?81788B76AEAA939CBEAABDA9B7A95DA0C5A7877780A7949A | TESYS U POWER BASE 32A SCREW CLAMPS CONTROL | Non reversing power base for motor application. | Number of auxiliary contacts as normally closed contact | 1
| 12 | Automation and Control | Motors and Drives | Motor Starter Combinations | TESYS U POWER BASE 32A SCREW CLAMP CONTROL | 2021462 | LUB32 | SCHNEIDER ELECTRIC | 4595 | https://pim-kvc.soneparsea.com:3443/PictureServer/default.aspx/schneider-lub32_image1.jpg?A3889C9397807479A2A1C7A8BAA5959DB4AAC672BEAC926782A4BDB2B39E95657EAFC4AC | https://pim-kvc.soneparsea.com:3443/PictureServer/default.aspx/schneider-lub32.pdf?81788B76AEAA939CBEAABDA9B7A95DA0C5A7877780A7949A | TESYS U POWER BASE 32A SCREW CLAMPS CONTROL | Non reversing power base for motor application. | Ambient temperature, upper operating limit | 70°C
| 13 | Automation and Control | Motors and Drives | Motor Starter Combinations | TESYS U STANDARD CONTROL UNIT LUCA CLASS 10 1.25-5A 24VDC | 2021873 | LUCA05BL | SCHNEIDER ELECTRIC | 3810 | https://pim-kvc.soneparsea.com:3443/PictureServer/default.aspx/schneider-luca05bl_image1.jpg?A3889C9397807479A2A1C7A8BAA5959DB4AAC672BEAC9395807AB6B1B1A09D95B7AA8573BCA797 | https://pim-kvc.soneparsea.com:3443/PictureServer/default.aspx/schneider-LUCA05BL.pdf?81788B76AEAA939CBEAABDA9B7A95D80A588957587797C62C0A9BA | TESYS U STANDARD CONTROL UNIT LUCA CLASS 10 1.25-5A 24VDC | Advanced control unit with plug-in front mounting for basic protection. | Type of motor starter | Other
| 13 | Automation and Control | Motors and Drives | Motor Starter Combinations | TESYS U STANDARD CONTROL UNIT LUCA CLASS 10 1.25-5A 24VDC | 2021873 | LUCA05BL | SCHNEIDER ELECTRIC | 3810 | https://pim-kvc.soneparsea.com:3443/PictureServer/default.aspx/schneider-luca05bl_image1.jpg?A3889C9397807479A2A1C7A8BAA5959DB4AAC672BEAC9395807AB6B1B1A09D95B7AA8573BCA797 | https://pim-kvc.soneparsea.com:3443/PictureServer/default.aspx/schneider-LUCA05BL.pdf?81788B76AEAA939CBEAABDA9B7A95D80A588957587797C62C0A9BA | TESYS U STANDARD CONTROL UNIT LUCA CLASS 10 1.25-5A 24VDC | Advanced control unit with plug-in front mounting for basic protection. | With short-circuit release | yes
| 13 | Automation and Control | Motors and Drives | Motor Starter Combinations | TESYS U STANDARD CONTROL UNIT LUCA CLASS 10 1.25-5A 24VDC | 2021873 | LUCA05BL | SCHNEIDER ELECTRIC | 3810 | https://pim-kvc.soneparsea.com:3443/PictureServer/default.aspx/schneider-luca05bl_image1.jpg?A3889C9397807479A2A1C7A8BAA5959DB4AAC672BEAC9395807AB6B1B1A09D95B7AA8573BCA797 | https://pim-kvc.soneparsea.com:3443/PictureServer/default.aspx/schneider-LUCA05BL.pdf?81788B76AEAA939CBEAABDA9B7A95D80A588957587797C62C0A9BA | TESYS U STANDARD CONTROL UNIT LUCA CLASS 10 1.25-5A 24VDC | Advanced control unit with plug-in front mounting for basic protection. | Rated control supply voltage Us at AC 50HZ | 0...0V
| 13 | Automation and Control | Motors and Drives | Motor Starter Combinations | TESYS U STANDARD CONTROL UNIT LUCA CLASS 10 1.25-5A 24VDC | 2021873 | LUCA05BL | SCHNEIDER ELECTRIC | 3810 | https://pim-kvc.soneparsea.com:3443/PictureServer/default.aspx/schneider-luca05bl_image1.jpg?A3889C9397807479A2A1C7A8BAA5959DB4AAC672BEAC9395807AB6B1B1A09D95B7AA8573BCA797 | https://pim-kvc.soneparsea.com:3443/PictureServer/default.aspx/schneider-LUCA05BL.pdf?81788B76AEAA939CBEAABDA9B7A95D80A588957587797C62C0A9BA | TESYS U STANDARD CONTROL UNIT LUCA CLASS 10 1.25-5A 24VDC | Advanced control unit with plug-in front mounting for basic protection. | Rated control supply voltage Us at AC 60HZ | 0...0V
| 13 | Automation and Control | Motors and Drives | Motor Starter Combinations | TESYS U STANDARD CONTROL UNIT LUCA CLASS 10 1.25-5A 24VDC | 2021873 | LUCA05BL | SCHNEIDER ELECTRIC | 3810 | https://pim-kvc.soneparsea.com:3443/PictureServer/default.aspx/schneider-luca05bl_image1.jpg?A3889C9397807479A2A1C7A8BAA5959DB4AAC672BEAC9395807AB6B1B1A09D95B7AA8573BCA797 | https://pim-kvc.soneparsea.com:3443/PictureServer/default.aspx/schneider-LUCA05BL.pdf?81788B76AEAA939CBEAABDA9B7A95D80A588957587797C62C0A9BA | TESYS U STANDARD CONTROL UNIT LUCA CLASS 10 1.25-5A 24VDC | Advanced control unit with plug-in front mounting for basic protection. | Rated control supply voltage Us at DC | 24...24V
| 13 | Automation and Control | Motors and Drives | Motor Starter Combinations | TESYS U STANDARD CONTROL UNIT LUCA CLASS 10 1.25-5A 24VDC | 2021873 | LUCA05BL | SCHNEIDER ELECTRIC | 3810 | https://pim-kvc.soneparsea.com:3443/PictureServer/default.aspx/schneider-luca05bl_image1.jpg?A3889C9397807479A2A1C7A8BAA5959DB4AAC672BEAC9395807AB6B1B1A09D95B7AA8573BCA797 | https://pim-kvc.soneparsea.com:3443/PictureServer/default.aspx/schneider-LUCA05BL.pdf?81788B76AEAA939CBEAABDA9B7A95D80A588957587797C62C0A9BA | TESYS U STANDARD CONTROL UNIT LUCA CLASS 10 1.25-5A 24VDC | Advanced control unit with plug-in front mounting for basic protection. | Voltage type for actuating | DC
| 13 | Automation and Control | Motors and Drives | Motor Starter Combinations | TESYS U STANDARD CONTROL UNIT LUCA CLASS 10 1.25-5A 24VDC | 2021873 | LUCA05BL | SCHNEIDER ELECTRIC | 3810 | https://pim-kvc.soneparsea.com:3443/PictureServer/default.aspx/schneider-luca05bl_image1.jpg?A3889C9397807479A2A1C7A8BAA5959DB4AAC672BEAC9395807AB6B1B1A09D95B7AA8573BCA797 | https://pim-kvc.soneparsea.com:3443/PictureServer/default.aspx/schneider-LUCA05BL.pdf?81788B76AEAA939CBEAABDA9B7A95D80A588957587797C62C0A9BA | TESYS U STANDARD CONTROL UNIT LUCA CLASS 10 1.25-5A 24VDC | Advanced control unit with plug-in front mounting for basic protection. | Rated operation power at AC-3, 230 V, 3-phase | 0kW
| 13 | Automation and Control | Motors and Drives | Motor Starter Combinations | TESYS U STANDARD CONTROL UNIT LUCA CLASS 10 1.25-5A 24VDC | 2021873 | LUCA05BL | SCHNEIDER ELECTRIC | 3810 | https://pim-kvc.soneparsea.com:3443/PictureServer/default.aspx/schneider-luca05bl_image1.jpg?A3889C9397807479A2A1C7A8BAA5959DB4AAC672BEAC9395807AB6B1B1A09D95B7AA8573BCA797 | https://pim-kvc.soneparsea.com:3443/PictureServer/default.aspx/schneider-LUCA05BL.pdf?81788B76AEAA939CBEAABDA9B7A95D80A588957587797C62C0A9BA | TESYS U STANDARD CONTROL UNIT LUCA CLASS 10 1.25-5A 24VDC | Advanced control unit with plug-in front mounting for basic protection. | Rated operation power at AC-3, 400 V | 1.5kW
| 13 | Automation and Control | Motors and Drives | Motor Starter Combinations | TESYS U STANDARD CONTROL UNIT LUCA CLASS 10 1.25-5A 24VDC | 2021873 | LUCA05BL | SCHNEIDER ELECTRIC | 3810 | https://pim-kvc.soneparsea.com:3443/PictureServer/default.aspx/schneider-luca05bl_image1.jpg?A3889C9397807479A2A1C7A8BAA5959DB4AAC672BEAC9395807AB6B1B1A09D95B7AA8573BCA797 | https://pim-kvc.soneparsea.com:3443/PictureServer/default.aspx/schneider-LUCA05BL.pdf?81788B76AEAA939CBEAABDA9B7A95D80A588957587797C62C0A9BA | TESYS U STANDARD CONTROL UNIT LUCA CLASS 10 1.25-5A 24VDC | Advanced control unit with plug-in front mounting for basic protection. | Rated power, 460 V, 60 Hz, 3-phase | 0kW
| 13 | Automation and Control | Motors and Drives | Motor Starter Combinations | TESYS U STANDARD CONTROL UNIT LUCA CLASS 10 1.25-5A 24VDC | 2021873 | LUCA05BL | SCHNEIDER ELECTRIC | 3810 | https://pim-kvc.soneparsea.com:3443/PictureServer/default.aspx/schneider-luca05bl_image1.jpg?A3889C9397807479A2A1C7A8BAA5959DB4AAC672BEAC9395807AB6B1B1A09D95B7AA8573BCA797 | https://pim-kvc.soneparsea.com:3443/PictureServer/default.aspx/schneider-LUCA05BL.pdf?81788B76AEAA939CBEAABDA9B7A95D80A588957587797C62C0A9BA | TESYS U STANDARD CONTROL UNIT LUCA CLASS 10 1.25-5A 24VDC | Advanced control unit with plug-in front mounting for basic protection. | Rated power, 575 V, 60 Hz, 3-phase | 0kW
| 13 | Automation and Control | Motors and Drives | Motor Starter Combinations | TESYS U STANDARD CONTROL UNIT LUCA CLASS 10 1.25-5A 24VDC | 2021873 | LUCA05BL | SCHNEIDER ELECTRIC | 3810 | https://pim-kvc.soneparsea.com:3443/PictureServer/default.aspx/schneider-luca05bl_image1.jpg?A3889C9397807479A2A1C7A8BAA5959DB4AAC672BEAC9395807AB6B1B1A09D95B7AA8573BCA797 | https://pim-kvc.soneparsea.com:3443/PictureServer/default.aspx/schneider-LUCA05BL.pdf?81788B76AEAA939CBEAABDA9B7A95D80A588957587797C62C0A9BA | TESYS U STANDARD CONTROL UNIT LUCA CLASS 10 1.25-5A 24VDC | Advanced control unit with plug-in front mounting for basic protection. | Rated operation current Ie | 5A
| 13 | Automation and Control | Motors and Drives | Motor Starter Combinations | TESYS U STANDARD CONTROL UNIT LUCA CLASS 10 1.25-5A 24VDC | 2021873 | LUCA05BL | SCHNEIDER ELECTRIC | 3810 | https://pim-kvc.soneparsea.com:3443/PictureServer/default.aspx/schneider-luca05bl_image1.jpg?A3889C9397807479A2A1C7A8BAA5959DB4AAC672BEAC9395807AB6B1B1A09D95B7AA8573BCA797 | https://pim-kvc.soneparsea.com:3443/PictureServer/default.aspx/schneider-LUCA05BL.pdf?81788B76AEAA939CBEAABDA9B7A95D80A588957587797C62C0A9BA | TESYS U STANDARD CONTROL UNIT LUCA CLASS 10 1.25-5A 24VDC | Advanced control unit with plug-in front mounting for basic protection. | Rated operation current at AC-3, 400 V | 5A
| 13 | Automation and Control | Motors and Drives | Motor Starter Combinations | TESYS U STANDARD CONTROL UNIT LUCA CLASS 10 1.25-5A 24VDC | 2021873 | LUCA05BL | SCHNEIDER ELECTRIC | 3810 | https://pim-kvc.soneparsea.com:3443/PictureServer/default.aspx/schneider-luca05bl_image1.jpg?A3889C9397807479A2A1C7A8BAA5959DB4AAC672BEAC9395807AB6B1B1A09D95B7AA8573BCA797 | https://pim-kvc.soneparsea.com:3443/PictureServer/default.aspx/schneider-LUCA05BL.pdf?81788B76AEAA939CBEAABDA9B7A95D80A588957587797C62C0A9BA | TESYS U STANDARD CONTROL UNIT LUCA CLASS 10 1.25-5A 24VDC | Advanced control unit with plug-in front mounting for basic protection. | Overload release current setting | 1.25...5A
| 13 | Automation and Control | Motors and Drives | Motor Starter Combinations | TESYS U STANDARD CONTROL UNIT LUCA CLASS 10 1.25-5A 24VDC | 2021873 | LUCA05BL | SCHNEIDER ELECTRIC | 3810 | https://pim-kvc.soneparsea.com:3443/PictureServer/default.aspx/schneider-luca05bl_image1.jpg?A3889C9397807479A2A1C7A8BAA5959DB4AAC672BEAC9395807AB6B1B1A09D95B7AA8573BCA797 | https://pim-kvc.soneparsea.com:3443/PictureServer/default.aspx/schneider-LUCA05BL.pdf?81788B76AEAA939CBEAABDA9B7A95D80A588957587797C62C0A9BA | TESYS U STANDARD CONTROL UNIT LUCA CLASS 10 1.25-5A 24VDC | Advanced control unit with plug-in front mounting for basic protection. | Rated conditional short-circuit current, type 1, 480 Y/277 V | 0A
| 13 | Automation and Control | Motors and Drives | Motor Starter Combinations | TESYS U STANDARD CONTROL UNIT LUCA CLASS 10 1.25-5A 24VDC | 2021873 | LUCA05BL | SCHNEIDER ELECTRIC | 3810 | https://pim-kvc.soneparsea.com:3443/PictureServer/default.aspx/schneider-luca05bl_image1.jpg?A3889C9397807479A2A1C7A8BAA5959DB4AAC672BEAC9395807AB6B1B1A09D95B7AA8573BCA797 | https://pim-kvc.soneparsea.com:3443/PictureServer/default.aspx/schneider-LUCA05BL.pdf?81788B76AEAA939CBEAABDA9B7A95D80A588957587797C62C0A9BA | TESYS U STANDARD CONTROL UNIT LUCA CLASS 10 1.25-5A 24VDC | Advanced control unit with plug-in front mounting for basic protection. | Rated conditional short-circuit current, type 1, 600 Y/347 V | 0A
| 13 | Automation and Control | Motors and Drives | Motor Starter Combinations | TESYS U STANDARD CONTROL UNIT LUCA CLASS 10 1.25-5A 24VDC | 2021873 | LUCA05BL | SCHNEIDER ELECTRIC | 3810 | https://pim-kvc.soneparsea.com:3443/PictureServer/default.aspx/schneider-luca05bl_image1.jpg?A3889C9397807479A2A1C7A8BAA5959DB4AAC672BEAC9395807AB6B1B1A09D95B7AA8573BCA797 | https://pim-kvc.soneparsea.com:3443/PictureServer/default.aspx/schneider-LUCA05BL.pdf?81788B76AEAA939CBEAABDA9B7A95D80A588957587797C62C0A9BA | TESYS U STANDARD CONTROL UNIT LUCA CLASS 10 1.25-5A 24VDC | Advanced control unit with plug-in front mounting for basic protection. | Rated conditional short-circuit current, type 2, 230 V | 0A
| 13 | Automation and Control | Motors and Drives | Motor Starter Combinations | TESYS U STANDARD CONTROL UNIT LUCA CLASS 10 1.25-5A 24VDC | 2021873 | LUCA05BL | SCHNEIDER ELECTRIC | 3810 | https://pim-kvc.soneparsea.com:3443/PictureServer/default.aspx/schneider-luca05bl_image1.jpg?A3889C9397807479A2A1C7A8BAA5959DB4AAC672BEAC9395807AB6B1B1A09D95B7AA8573BCA797 | https://pim-kvc.soneparsea.com:3443/PictureServer/default.aspx/schneider-LUCA05BL.pdf?81788B76AEAA939CBEAABDA9B7A95D80A588957587797C62C0A9BA | TESYS U STANDARD CONTROL UNIT LUCA CLASS 10 1.25-5A 24VDC | Advanced control unit with plug-in front mounting for basic protection. | Rated conditional short-circuit current, type 2, 400 V | 0A
| 13 | Automation and Control | Motors and Drives | Motor Starter Combinations | TESYS U STANDARD CONTROL UNIT LUCA CLASS 10 1.25-5A 24VDC | 2021873 | LUCA05BL | SCHNEIDER ELECTRIC | 3810 | https://pim-kvc.soneparsea.com:3443/PictureServer/default.aspx/schneider-luca05bl_image1.jpg?A3889C9397807479A2A1C7A8BAA5959DB4AAC672BEAC9395807AB6B1B1A09D95B7AA8573BCA797 | https://pim-kvc.soneparsea.com:3443/PictureServer/default.aspx/schneider-LUCA05BL.pdf?81788B76AEAA939CBEAABDA9B7A95D80A588957587797C62C0A9BA | TESYS U STANDARD CONTROL UNIT LUCA CLASS 10 1.25-5A 24VDC | Advanced control unit with plug-in front mounting for basic protection. | Number of auxiliary contacts as normally open contact | 0
| 13 | Automation and Control | Motors and Drives | Motor Starter Combinations | TESYS U STANDARD CONTROL UNIT LUCA CLASS 10 1.25-5A 24VDC | 2021873 | LUCA05BL | SCHNEIDER ELECTRIC | 3810 | https://pim-kvc.soneparsea.com:3443/PictureServer/default.aspx/schneider-luca05bl_image1.jpg?A3889C9397807479A2A1C7A8BAA5959DB4AAC672BEAC9395807AB6B1B1A09D95B7AA8573BCA797 | https://pim-kvc.soneparsea.com:3443/PictureServer/default.aspx/schneider-LUCA05BL.pdf?81788B76AEAA939CBEAABDA9B7A95D80A588957587797C62C0A9BA | TESYS U STANDARD CONTROL UNIT LUCA CLASS 10 1.25-5A 24VDC | Advanced control unit with plug-in front mounting for basic protection. | Number of auxiliary contacts as normally closed contact | 0
| 13 | Automation and Control | Motors and Drives | Motor Starter Combinations | TESYS U STANDARD CONTROL UNIT LUCA CLASS 10 1.25-5A 24VDC | 2021873 | LUCA05BL | SCHNEIDER ELECTRIC | 3810 | https://pim-kvc.soneparsea.com:3443/PictureServer/default.aspx/schneider-luca05bl_image1.jpg?A3889C9397807479A2A1C7A8BAA5959DB4AAC672BEAC9395807AB6B1B1A09D95B7AA8573BCA797 | https://pim-kvc.soneparsea.com:3443/PictureServer/default.aspx/schneider-LUCA05BL.pdf?81788B76AEAA939CBEAABDA9B7A95D80A588957587797C62C0A9BA | TESYS U STANDARD CONTROL UNIT LUCA CLASS 10 1.25-5A 24VDC | Advanced control unit with plug-in front mounting for basic protection. | Ambient temperature, upper operating limit | 70°C
| 14 | Automation and Control | Motors and Drives | Motor Starter Combinations | TESYS LE ENCLOSED DOL STARTER 8-11.5A 220 VAC COIL | 2051690 | LE1M35M716 | SCHNEIDER ELECTRIC | 3630 | https://pim-kvc.soneparsea.com:3443/PictureServer/default.aspx/schneider-LE1M35M716_Image1.jpg?A3889C9397807479A2A1C7A8BAA5959DB4AAC6729E7C6181837AA17C836D8F7DBDA6BBAA83659AA4B7 | https://pim-kvc.soneparsea.com:3443/PictureServer/default.aspx/schneider-LE1M35M716.pdf?81788B76AEAA939CBEAABDA9B7A95D809576A178878467658673C4A9B8 | TESYS LE ENCLOSED DOL STARTER 8-11.5A 220 VAC COIL | A large range of enclosed DOL and soft start starters, simple to choose, install and use. These compact, ergonomically designed starters can be wall-mounted or located remotely on a machine. Applications: Industry, infrastructure, buildings, etc. All machines requiring: DOL motor starting or stopping, simple soft starting, overload protection | Type of motor starter | Direct online starter (DOL)
| 14 | Automation and Control | Motors and Drives | Motor Starter Combinations | TESYS LE ENCLOSED DOL STARTER 8-11.5A 220 VAC COIL | 2051690 | LE1M35M716 | SCHNEIDER ELECTRIC | 3630 | https://pim-kvc.soneparsea.com:3443/PictureServer/default.aspx/schneider-LE1M35M716_Image1.jpg?A3889C9397807479A2A1C7A8BAA5959DB4AAC6729E7C6181837AA17C836D8F7DBDA6BBAA83659AA4B7 | https://pim-kvc.soneparsea.com:3443/PictureServer/default.aspx/schneider-LE1M35M716.pdf?81788B76AEAA939CBEAABDA9B7A95D809576A178878467658673C4A9B8 | TESYS LE ENCLOSED DOL STARTER 8-11.5A 220 VAC COIL | A large range of enclosed DOL and soft start starters, simple to choose, install and use. These compact, ergonomically designed starters can be wall-mounted or located remotely on a machine. Applications: Industry, infrastructure, buildings, etc. All machines requiring: DOL motor starting or stopping, simple soft starting, overload protection | With short-circuit release | no
| 14 | Automation and Control | Motors and Drives | Motor Starter Combinations | TESYS LE ENCLOSED DOL STARTER 8-11.5A 220 VAC COIL | 2051690 | LE1M35M716 | SCHNEIDER ELECTRIC | 3630 | https://pim-kvc.soneparsea.com:3443/PictureServer/default.aspx/schneider-LE1M35M716_Image1.jpg?A3889C9397807479A2A1C7A8BAA5959DB4AAC6729E7C6181837AA17C836D8F7DBDA6BBAA83659AA4B7 | https://pim-kvc.soneparsea.com:3443/PictureServer/default.aspx/schneider-LE1M35M716.pdf?81788B76AEAA939CBEAABDA9B7A95D809576A178878467658673C4A9B8 | TESYS LE ENCLOSED DOL STARTER 8-11.5A 220 VAC COIL | A large range of enclosed DOL and soft start starters, simple to choose, install and use. These compact, ergonomically designed starters can be wall-mounted or located remotely on a machine. Applications: Industry, infrastructure, buildings, etc. All machines requiring: DOL motor starting or stopping, simple soft starting, overload protection | Rated control supply voltage Us at AC 50HZ | 220...220V
| 14 | Automation and Control | Motors and Drives | Motor Starter Combinations | TESYS LE ENCLOSED DOL STARTER 8-11.5A 220 VAC COIL | 2051690 | LE1M35M716 | SCHNEIDER ELECTRIC | 3630 | https://pim-kvc.soneparsea.com:3443/PictureServer/default.aspx/schneider-LE1M35M716_Image1.jpg?A3889C9397807479A2A1C7A8BAA5959DB4AAC6729E7C6181837AA17C836D8F7DBDA6BBAA83659AA4B7 | https://pim-kvc.soneparsea.com:3443/PictureServer/default.aspx/schneider-LE1M35M716.pdf?81788B76AEAA939CBEAABDA9B7A95D809576A178878467658673C4A9B8 | TESYS LE ENCLOSED DOL STARTER 8-11.5A 220 VAC COIL | A large range of enclosed DOL and soft start starters, simple to choose, install and use. These compact, ergonomically designed starters can be wall-mounted or located remotely on a machine. Applications: Industry, infrastructure, buildings, etc. All machines requiring: DOL motor starting or stopping, simple soft starting, overload protection | Rated control supply voltage Us at AC 60HZ | 220...220V
| 14 | Automation and Control | Motors and Drives | Motor Starter Combinations | TESYS LE ENCLOSED DOL STARTER 8-11.5A 220 VAC COIL | 2051690 | LE1M35M716 | SCHNEIDER ELECTRIC | 3630 | https://pim-kvc.soneparsea.com:3443/PictureServer/default.aspx/schneider-LE1M35M716_Image1.jpg?A3889C9397807479A2A1C7A8BAA5959DB4AAC6729E7C6181837AA17C836D8F7DBDA6BBAA83659AA4B7 | https://pim-kvc.soneparsea.com:3443/PictureServer/default.aspx/schneider-LE1M35M716.pdf?81788B76AEAA939CBEAABDA9B7A95D809576A178878467658673C4A9B8 | TESYS LE ENCLOSED DOL STARTER 8-11.5A 220 VAC COIL | A large range of enclosed DOL and soft start starters, simple to choose, install and use. These compact, ergonomically designed starters can be wall-mounted or located remotely on a machine. Applications: Industry, infrastructure, buildings, etc. All machines requiring: DOL motor starting or stopping, simple soft starting, overload protection | Rated control supply voltage Us at DC | 0...0V
| 14 | Automation and Control | Motors and Drives | Motor Starter Combinations | TESYS LE ENCLOSED DOL STARTER 8-11.5A 220 VAC COIL | 2051690 | LE1M35M716 | SCHNEIDER ELECTRIC | 3630 | https://pim-kvc.soneparsea.com:3443/PictureServer/default.aspx/schneider-LE1M35M716_Image1.jpg?A3889C9397807479A2A1C7A8BAA5959DB4AAC6729E7C6181837AA17C836D8F7DBDA6BBAA83659AA4B7 | https://pim-kvc.soneparsea.com:3443/PictureServer/default.aspx/schneider-LE1M35M716.pdf?81788B76AEAA939CBEAABDA9B7A95D809576A178878467658673C4A9B8 | TESYS LE ENCLOSED DOL STARTER 8-11.5A 220 VAC COIL | A large range of enclosed DOL and soft start starters, simple to choose, install and use. These compact, ergonomically designed starters can be wall-mounted or located remotely on a machine. Applications: Industry, infrastructure, buildings, etc. All machines requiring: DOL motor starting or stopping, simple soft starting, overload protection | Voltage type for actuating | AC
| 14 | Automation and Control | Motors and Drives | Motor Starter Combinations | TESYS LE ENCLOSED DOL STARTER 8-11.5A 220 VAC COIL | 2051690 | LE1M35M716 | SCHNEIDER ELECTRIC | 3630 | https://pim-kvc.soneparsea.com:3443/PictureServer/default.aspx/schneider-LE1M35M716_Image1.jpg?A3889C9397807479A2A1C7A8BAA5959DB4AAC6729E7C6181837AA17C836D8F7DBDA6BBAA83659AA4B7 | https://pim-kvc.soneparsea.com:3443/PictureServer/default.aspx/schneider-LE1M35M716.pdf?81788B76AEAA939CBEAABDA9B7A95D809576A178878467658673C4A9B8 | TESYS LE ENCLOSED DOL STARTER 8-11.5A 220 VAC COIL | A large range of enclosed DOL and soft start starters, simple to choose, install and use. These compact, ergonomically designed starters can be wall-mounted or located remotely on a machine. Applications: Industry, infrastructure, buildings, etc. All machines requiring: DOL motor starting or stopping, simple soft starting, overload protection | Rated operation power at AC-3, 230 V, 3-phase | 2.2kW
| 14 | Automation and Control | Motors and Drives | Motor Starter Combinations | TESYS LE ENCLOSED DOL STARTER 8-11.5A 220 VAC COIL | 2051690 | LE1M35M716 | SCHNEIDER ELECTRIC | 3630 | https://pim-kvc.soneparsea.com:3443/PictureServer/default.aspx/schneider-LE1M35M716_Image1.jpg?A3889C9397807479A2A1C7A8BAA5959DB4AAC6729E7C6181837AA17C836D8F7DBDA6BBAA83659AA4B7 | https://pim-kvc.soneparsea.com:3443/PictureServer/default.aspx/schneider-LE1M35M716.pdf?81788B76AEAA939CBEAABDA9B7A95D809576A178878467658673C4A9B8 | TESYS LE ENCLOSED DOL STARTER 8-11.5A 220 VAC COIL | A large range of enclosed DOL and soft start starters, simple to choose, install and use. These compact, ergonomically designed starters can be wall-mounted or located remotely on a machine. Applications: Industry, infrastructure, buildings, etc. All machines requiring: DOL motor starting or stopping, simple soft starting, overload protection | Rated operation power at AC-3, 400 V | 4kW
| 14 | Automation and Control | Motors and Drives | Motor Starter Combinations | TESYS LE ENCLOSED DOL STARTER 8-11.5A 220 VAC COIL | 2051690 | LE1M35M716 | SCHNEIDER ELECTRIC | 3630 | https://pim-kvc.soneparsea.com:3443/PictureServer/default.aspx/schneider-LE1M35M716_Image1.jpg?A3889C9397807479A2A1C7A8BAA5959DB4AAC6729E7C6181837AA17C836D8F7DBDA6BBAA83659AA4B7 | https://pim-kvc.soneparsea.com:3443/PictureServer/default.aspx/schneider-LE1M35M716.pdf?81788B76AEAA939CBEAABDA9B7A95D809576A178878467658673C4A9B8 | TESYS LE ENCLOSED DOL STARTER 8-11.5A 220 VAC COIL | A large range of enclosed DOL and soft start starters, simple to choose, install and use. These compact, ergonomically designed starters can be wall-mounted or located remotely on a machine. Applications: Industry, infrastructure, buildings, etc. All machines requiring: DOL motor starting or stopping, simple soft starting, overload protection | Rated power, 460 V, 60 Hz, 3-phase | 4kW
| 14 | Automation and Control | Motors and Drives | Motor Starter Combinations | TESYS LE ENCLOSED DOL STARTER 8-11.5A 220 VAC COIL | 2051690 | LE1M35M716 | SCHNEIDER ELECTRIC | 3630 | https://pim-kvc.soneparsea.com:3443/PictureServer/default.aspx/schneider-LE1M35M716_Image1.jpg?A3889C9397807479A2A1C7A8BAA5959DB4AAC6729E7C6181837AA17C836D8F7DBDA6BBAA83659AA4B7 | https://pim-kvc.soneparsea.com:3443/PictureServer/default.aspx/schneider-LE1M35M716.pdf?81788B76AEAA939CBEAABDA9B7A95D809576A178878467658673C4A9B8 | TESYS LE ENCLOSED DOL STARTER 8-11.5A 220 VAC COIL | A large range of enclosed DOL and soft start starters, simple to choose, install and use. These compact, ergonomically designed starters can be wall-mounted or located remotely on a machine. Applications: Industry, infrastructure, buildings, etc. All machines requiring: DOL motor starting or stopping, simple soft starting, overload protection | Rated power, 575 V, 60 Hz, 3-phase | 0kW
| 14 | Automation and Control | Motors and Drives | Motor Starter Combinations | TESYS LE ENCLOSED DOL STARTER 8-11.5A 220 VAC COIL | 2051690 | LE1M35M716 | SCHNEIDER ELECTRIC | 3630 | https://pim-kvc.soneparsea.com:3443/PictureServer/default.aspx/schneider-LE1M35M716_Image1.jpg?A3889C9397807479A2A1C7A8BAA5959DB4AAC6729E7C6181837AA17C836D8F7DBDA6BBAA83659AA4B7 | https://pim-kvc.soneparsea.com:3443/PictureServer/default.aspx/schneider-LE1M35M716.pdf?81788B76AEAA939CBEAABDA9B7A95D809576A178878467658673C4A9B8 | TESYS LE ENCLOSED DOL STARTER 8-11.5A 220 VAC COIL | A large range of enclosed DOL and soft start starters, simple to choose, install and use. These compact, ergonomically designed starters can be wall-mounted or located remotely on a machine. Applications: Industry, infrastructure, buildings, etc. All machines requiring: DOL motor starting or stopping, simple soft starting, overload protection | Rated operation current Ie | 11.5A
| 14 | Automation and Control | Motors and Drives | Motor Starter Combinations | TESYS LE ENCLOSED DOL STARTER 8-11.5A 220 VAC COIL | 2051690 | LE1M35M716 | SCHNEIDER ELECTRIC | 3630 | https://pim-kvc.soneparsea.com:3443/PictureServer/default.aspx/schneider-LE1M35M716_Image1.jpg?A3889C9397807479A2A1C7A8BAA5959DB4AAC6729E7C6181837AA17C836D8F7DBDA6BBAA83659AA4B7 | https://pim-kvc.soneparsea.com:3443/PictureServer/default.aspx/schneider-LE1M35M716.pdf?81788B76AEAA939CBEAABDA9B7A95D809576A178878467658673C4A9B8 | TESYS LE ENCLOSED DOL STARTER 8-11.5A 220 VAC COIL | A large range of enclosed DOL and soft start starters, simple to choose, install and use. These compact, ergonomically designed starters can be wall-mounted or located remotely on a machine. Applications: Industry, infrastructure, buildings, etc. All machines requiring: DOL motor starting or stopping, simple soft starting, overload protection | Rated operation current at AC-3, 400 V | 11.5A
| 14 | Automation and Control | Motors and Drives | Motor Starter Combinations | TESYS LE ENCLOSED DOL STARTER 8-11.5A 220 VAC COIL | 2051690 | LE1M35M716 | SCHNEIDER ELECTRIC | 3630 | https://pim-kvc.soneparsea.com:3443/PictureServer/default.aspx/schneider-LE1M35M716_Image1.jpg?A3889C9397807479A2A1C7A8BAA5959DB4AAC6729E7C6181837AA17C836D8F7DBDA6BBAA83659AA4B7 | https://pim-kvc.soneparsea.com:3443/PictureServer/default.aspx/schneider-LE1M35M716.pdf?81788B76AEAA939CBEAABDA9B7A95D809576A178878467658673C4A9B8 | TESYS LE ENCLOSED DOL STARTER 8-11.5A 220 VAC COIL | A large range of enclosed DOL and soft start starters, simple to choose, install and use. These compact, ergonomically designed starters can be wall-mounted or located remotely on a machine. Applications: Industry, infrastructure, buildings, etc. All machines requiring: DOL motor starting or stopping, simple soft starting, overload protection | Overload release current setting | 8...11.5A
| 14 | Automation and Control | Motors and Drives | Motor Starter Combinations | TESYS LE ENCLOSED DOL STARTER 8-11.5A 220 VAC COIL | 2051690 | LE1M35M716 | SCHNEIDER ELECTRIC | 3630 | https://pim-kvc.soneparsea.com:3443/PictureServer/default.aspx/schneider-LE1M35M716_Image1.jpg?A3889C9397807479A2A1C7A8BAA5959DB4AAC6729E7C6181837AA17C836D8F7DBDA6BBAA83659AA4B7 | https://pim-kvc.soneparsea.com:3443/PictureServer/default.aspx/schneider-LE1M35M716.pdf?81788B76AEAA939CBEAABDA9B7A95D809576A178878467658673C4A9B8 | TESYS LE ENCLOSED DOL STARTER 8-11.5A 220 VAC COIL | A large range of enclosed DOL and soft start starters, simple to choose, install and use. These compact, ergonomically designed starters can be wall-mounted or located remotely on a machine. Applications: Industry, infrastructure, buildings, etc. All machines requiring: DOL motor starting or stopping, simple soft starting, overload protection | Rated conditional short-circuit current, type 1, 480 Y/277 V | 0A
| 14 | Automation and Control | Motors and Drives | Motor Starter Combinations | TESYS LE ENCLOSED DOL STARTER 8-11.5A 220 VAC COIL | 2051690 | LE1M35M716 | SCHNEIDER ELECTRIC | 3630 | https://pim-kvc.soneparsea.com:3443/PictureServer/default.aspx/schneider-LE1M35M716_Image1.jpg?A3889C9397807479A2A1C7A8BAA5959DB4AAC6729E7C6181837AA17C836D8F7DBDA6BBAA83659AA4B7 | https://pim-kvc.soneparsea.com:3443/PictureServer/default.aspx/schneider-LE1M35M716.pdf?81788B76AEAA939CBEAABDA9B7A95D809576A178878467658673C4A9B8 | TESYS LE ENCLOSED DOL STARTER 8-11.5A 220 VAC COIL | A large range of enclosed DOL and soft start starters, simple to choose, install and use. These compact, ergonomically designed starters can be wall-mounted or located remotely on a machine. Applications: Industry, infrastructure, buildings, etc. All machines requiring: DOL motor starting or stopping, simple soft starting, overload protection | Rated conditional short-circuit current, type 1, 600 Y/347 V | 0A
| 14 | Automation and Control | Motors and Drives | Motor Starter Combinations | TESYS LE ENCLOSED DOL STARTER 8-11.5A 220 VAC COIL | 2051690 | LE1M35M716 | SCHNEIDER ELECTRIC | 3630 | https://pim-kvc.soneparsea.com:3443/PictureServer/default.aspx/schneider-LE1M35M716_Image1.jpg?A3889C9397807479A2A1C7A8BAA5959DB4AAC6729E7C6181837AA17C836D8F7DBDA6BBAA83659AA4B7 | https://pim-kvc.soneparsea.com:3443/PictureServer/default.aspx/schneider-LE1M35M716.pdf?81788B76AEAA939CBEAABDA9B7A95D809576A178878467658673C4A9B8 | TESYS LE ENCLOSED DOL STARTER 8-11.5A 220 VAC COIL | A large range of enclosed DOL and soft start starters, simple to choose, install and use. These compact, ergonomically designed starters can be wall-mounted or located remotely on a machine. Applications: Industry, infrastructure, buildings, etc. All machines requiring: DOL motor starting or stopping, simple soft starting, overload protection | Rated conditional short-circuit current, type 2, 230 V | 0A
| 14 | Automation and Control | Motors and Drives | Motor Starter Combinations | TESYS LE ENCLOSED DOL STARTER 8-11.5A 220 VAC COIL | 2051690 | LE1M35M716 | SCHNEIDER ELECTRIC | 3630 | https://pim-kvc.soneparsea.com:3443/PictureServer/default.aspx/schneider-LE1M35M716_Image1.jpg?A3889C9397807479A2A1C7A8BAA5959DB4AAC6729E7C6181837AA17C836D8F7DBDA6BBAA83659AA4B7 | https://pim-kvc.soneparsea.com:3443/PictureServer/default.aspx/schneider-LE1M35M716.pdf?81788B76AEAA939CBEAABDA9B7A95D809576A178878467658673C4A9B8 | TESYS LE ENCLOSED DOL STARTER 8-11.5A 220 VAC COIL | A large range of enclosed DOL and soft start starters, simple to choose, install and use. These compact, ergonomically designed starters can be wall-mounted or located remotely on a machine. Applications: Industry, infrastructure, buildings, etc. All machines requiring: DOL motor starting or stopping, simple soft starting, overload protection | Rated conditional short-circuit current, type 2, 400 V | 0A
| 14 | Automation and Control | Motors and Drives | Motor Starter Combinations | TESYS LE ENCLOSED DOL STARTER 8-11.5A 220 VAC COIL | 2051690 | LE1M35M716 | SCHNEIDER ELECTRIC | 3630 | https://pim-kvc.soneparsea.com:3443/PictureServer/default.aspx/schneider-LE1M35M716_Image1.jpg?A3889C9397807479A2A1C7A8BAA5959DB4AAC6729E7C6181837AA17C836D8F7DBDA6BBAA83659AA4B7 | https://pim-kvc.soneparsea.com:3443/PictureServer/default.aspx/schneider-LE1M35M716.pdf?81788B76AEAA939CBEAABDA9B7A95D809576A178878467658673C4A9B8 | TESYS LE ENCLOSED DOL STARTER 8-11.5A 220 VAC COIL | A large range of enclosed DOL and soft start starters, simple to choose, install and use. These compact, ergonomically designed starters can be wall-mounted or located remotely on a machine. Applications: Industry, infrastructure, buildings, etc. All machines requiring: DOL motor starting or stopping, simple soft starting, overload protection | Number of auxiliary contacts as normally open contact | 0
| 14 | Automation and Control | Motors and Drives | Motor Starter Combinations | TESYS LE ENCLOSED DOL STARTER 8-11.5A 220 VAC COIL | 2051690 | LE1M35M716 | SCHNEIDER ELECTRIC | 3630 | https://pim-kvc.soneparsea.com:3443/PictureServer/default.aspx/schneider-LE1M35M716_Image1.jpg?A3889C9397807479A2A1C7A8BAA5959DB4AAC6729E7C6181837AA17C836D8F7DBDA6BBAA83659AA4B7 | https://pim-kvc.soneparsea.com:3443/PictureServer/default.aspx/schneider-LE1M35M716.pdf?81788B76AEAA939CBEAABDA9B7A95D809576A178878467658673C4A9B8 | TESYS LE ENCLOSED DOL STARTER 8-11.5A 220 VAC COIL | A large range of enclosed DOL and soft start starters, simple to choose, install and use. These compact, ergonomically designed starters can be wall-mounted or located remotely on a machine. Applications: Industry, infrastructure, buildings, etc. All machines requiring: DOL motor starting or stopping, simple soft starting, overload protection | Number of auxiliary contacts as normally closed contact | 0
| 14 | Automation and Control | Motors and Drives | Motor Starter Combinations | TESYS LE ENCLOSED DOL STARTER 8-11.5A 220 VAC COIL | 2051690 | LE1M35M716 | SCHNEIDER ELECTRIC | 3630 | https://pim-kvc.soneparsea.com:3443/PictureServer/default.aspx/schneider-LE1M35M716_Image1.jpg?A3889C9397807479A2A1C7A8BAA5959DB4AAC6729E7C6181837AA17C836D8F7DBDA6BBAA83659AA4B7 | https://pim-kvc.soneparsea.com:3443/PictureServer/default.aspx/schneider-LE1M35M716.pdf?81788B76AEAA939CBEAABDA9B7A95D809576A178878467658673C4A9B8 | TESYS LE ENCLOSED DOL STARTER 8-11.5A 220 VAC COIL | A large range of enclosed DOL and soft start starters, simple to choose, install and use. These compact, ergonomically designed starters can be wall-mounted or located remotely on a machine. Applications: Industry, infrastructure, buildings, etc. All machines requiring: DOL motor starting or stopping, simple soft starting, overload protection | Ambient temperature, upper operating limit | 40°C
| 15 | Automation and Control | Motors and Drives | Motor Starter Combinations | TESYS LE ENCLOSED DOL STARTER 2.6-3.7A 380VAC COIL | 2051691 | LE1M35Q710 | SCHNEIDER ELECTRIC | 3500 | https://pim-kvc.soneparsea.com:3443/PictureServer/default.aspx/schneider-LE1M35Q710_Image1.jpg?A3889C9397807479A2A1C7A8BAA5959DB4AAC6729E7C6181837AA57C83678F7DBDA6BBAA83659AA4B7 | https://pim-kvc.soneparsea.com:3443/PictureServer/default.aspx/schneider-LE1M35Q710.pdf?81788B76AEAA939CBEAABDA9B7A95D809576A178878867658073C4A9B8 | TESYS LE ENCLOSED DOL STARTER 2.6-3.7A 380VAC COIL | A large range of enclosed DOL and soft start starters, simple to choose, install and use. These compact, ergonomically designed starters can be wall-mounted or located remotely on a machine. Applications: Industry, infrastructure, buildings, etc. All machines requiring: DOL motor starting or stopping, simple soft starting, overload protection | Type of motor starter | Direct online starter (DOL)
| 15 | Automation and Control | Motors and Drives | Motor Starter Combinations | TESYS LE ENCLOSED DOL STARTER 2.6-3.7A 380VAC COIL | 2051691 | LE1M35Q710 | SCHNEIDER ELECTRIC | 3500 | https://pim-kvc.soneparsea.com:3443/PictureServer/default.aspx/schneider-LE1M35Q710_Image1.jpg?A3889C9397807479A2A1C7A8BAA5959DB4AAC6729E7C6181837AA57C83678F7DBDA6BBAA83659AA4B7 | https://pim-kvc.soneparsea.com:3443/PictureServer/default.aspx/schneider-LE1M35Q710.pdf?81788B76AEAA939CBEAABDA9B7A95D809576A178878867658073C4A9B8 | TESYS LE ENCLOSED DOL STARTER 2.6-3.7A 380VAC COIL | A large range of enclosed DOL and soft start starters, simple to choose, install and use. These compact, ergonomically designed starters can be wall-mounted or located remotely on a machine. Applications: Industry, infrastructure, buildings, etc. All machines requiring: DOL motor starting or stopping, simple soft starting, overload protection | With short-circuit release | no
| 15 | Automation and Control | Motors and Drives | Motor Starter Combinations | TESYS LE ENCLOSED DOL STARTER 2.6-3.7A 380VAC COIL | 2051691 | LE1M35Q710 | SCHNEIDER ELECTRIC | 3500 | https://pim-kvc.soneparsea.com:3443/PictureServer/default.aspx/schneider-LE1M35Q710_Image1.jpg?A3889C9397807479A2A1C7A8BAA5959DB4AAC6729E7C6181837AA57C83678F7DBDA6BBAA83659AA4B7 | https://pim-kvc.soneparsea.com:3443/PictureServer/default.aspx/schneider-LE1M35Q710.pdf?81788B76AEAA939CBEAABDA9B7A95D809576A178878867658073C4A9B8 | TESYS LE ENCLOSED DOL STARTER 2.6-3.7A 380VAC COIL | A large range of enclosed DOL and soft start starters, simple to choose, install and use. These compact, ergonomically designed starters can be wall-mounted or located remotely on a machine. Applications: Industry, infrastructure, buildings, etc. All machines requiring: DOL motor starting or stopping, simple soft starting, overload protection | Rated control supply voltage Us at AC 50HZ | 380...400V
| 15 | Automation and Control | Motors and Drives | Motor Starter Combinations | TESYS LE ENCLOSED DOL STARTER 2.6-3.7A 380VAC COIL | 2051691 | LE1M35Q710 | SCHNEIDER ELECTRIC | 3500 | https://pim-kvc.soneparsea.com:3443/PictureServer/default.aspx/schneider-LE1M35Q710_Image1.jpg?A3889C9397807479A2A1C7A8BAA5959DB4AAC6729E7C6181837AA57C83678F7DBDA6BBAA83659AA4B7 | https://pim-kvc.soneparsea.com:3443/PictureServer/default.aspx/schneider-LE1M35Q710.pdf?81788B76AEAA939CBEAABDA9B7A95D809576A178878867658073C4A9B8 | TESYS LE ENCLOSED DOL STARTER 2.6-3.7A 380VAC COIL | A large range of enclosed DOL and soft start starters, simple to choose, install and use. These compact, ergonomically designed starters can be wall-mounted or located remotely on a machine. Applications: Industry, infrastructure, buildings, etc. All machines requiring: DOL motor starting or stopping, simple soft starting, overload protection | Rated control supply voltage Us at AC 60HZ | 380...400V
| 15 | Automation and Control | Motors and Drives | Motor Starter Combinations | TESYS LE ENCLOSED DOL STARTER 2.6-3.7A 380VAC COIL | 2051691 | LE1M35Q710 | SCHNEIDER ELECTRIC | 3500 | https://pim-kvc.soneparsea.com:3443/PictureServer/default.aspx/schneider-LE1M35Q710_Image1.jpg?A3889C9397807479A2A1C7A8BAA5959DB4AAC6729E7C6181837AA57C83678F7DBDA6BBAA83659AA4B7 | https://pim-kvc.soneparsea.com:3443/PictureServer/default.aspx/schneider-LE1M35Q710.pdf?81788B76AEAA939CBEAABDA9B7A95D809576A178878867658073C4A9B8 | TESYS LE ENCLOSED DOL STARTER 2.6-3.7A 380VAC COIL | A large range of enclosed DOL and soft start starters, simple to choose, install and use. These compact, ergonomically designed starters can be wall-mounted or located remotely on a machine. Applications: Industry, infrastructure, buildings, etc. All machines requiring: DOL motor starting or stopping, simple soft starting, overload protection | Rated control supply voltage Us at DC | 0...0V
| 15 | Automation and Control | Motors and Drives | Motor Starter Combinations | TESYS LE ENCLOSED DOL STARTER 2.6-3.7A 380VAC COIL | 2051691 | LE1M35Q710 | SCHNEIDER ELECTRIC | 3500 | https://pim-kvc.soneparsea.com:3443/PictureServer/default.aspx/schneider-LE1M35Q710_Image1.jpg?A3889C9397807479A2A1C7A8BAA5959DB4AAC6729E7C6181837AA57C83678F7DBDA6BBAA83659AA4B7 | https://pim-kvc.soneparsea.com:3443/PictureServer/default.aspx/schneider-LE1M35Q710.pdf?81788B76AEAA939CBEAABDA9B7A95D809576A178878867658073C4A9B8 | TESYS LE ENCLOSED DOL STARTER 2.6-3.7A 380VAC COIL | A large range of enclosed DOL and soft start starters, simple to choose, install and use. These compact, ergonomically designed starters can be wall-mounted or located remotely on a machine. Applications: Industry, infrastructure, buildings, etc. All machines requiring: DOL motor starting or stopping, simple soft starting, overload protection | Voltage type for actuating | AC
| 15 | Automation and Control | Motors and Drives | Motor Starter Combinations | TESYS LE ENCLOSED DOL STARTER 2.6-3.7A 380VAC COIL | 2051691 | LE1M35Q710 | SCHNEIDER ELECTRIC | 3500 | https://pim-kvc.soneparsea.com:3443/PictureServer/default.aspx/schneider-LE1M35Q710_Image1.jpg?A3889C9397807479A2A1C7A8BAA5959DB4AAC6729E7C6181837AA57C83678F7DBDA6BBAA83659AA4B7 | https://pim-kvc.soneparsea.com:3443/PictureServer/default.aspx/schneider-LE1M35Q710.pdf?81788B76AEAA939CBEAABDA9B7A95D809576A178878867658073C4A9B8 | TESYS LE ENCLOSED DOL STARTER 2.6-3.7A 380VAC COIL | A large range of enclosed DOL and soft start starters, simple to choose, install and use. These compact, ergonomically designed starters can be wall-mounted or located remotely on a machine. Applications: Industry, infrastructure, buildings, etc. All machines requiring: DOL motor starting or stopping, simple soft starting, overload protection | Rated operation power at AC-3, 230 V, 3-phase | 0.55kW
| 15 | Automation and Control | Motors and Drives | Motor Starter Combinations | TESYS LE ENCLOSED DOL STARTER 2.6-3.7A 380VAC COIL | 2051691 | LE1M35Q710 | SCHNEIDER ELECTRIC | 3500 | https://pim-kvc.soneparsea.com:3443/PictureServer/default.aspx/schneider-LE1M35Q710_Image1.jpg?A3889C9397807479A2A1C7A8BAA5959DB4AAC6729E7C6181837AA57C83678F7DBDA6BBAA83659AA4B7 | https://pim-kvc.soneparsea.com:3443/PictureServer/default.aspx/schneider-LE1M35Q710.pdf?81788B76AEAA939CBEAABDA9B7A95D809576A178878867658073C4A9B8 | TESYS LE ENCLOSED DOL STARTER 2.6-3.7A 380VAC COIL | A large range of enclosed DOL and soft start starters, simple to choose, install and use. These compact, ergonomically designed starters can be wall-mounted or located remotely on a machine. Applications: Industry, infrastructure, buildings, etc. All machines requiring: DOL motor starting or stopping, simple soft starting, overload protection | Rated operation power at AC-3, 400 V | 1.5kW
| 15 | Automation and Control | Motors and Drives | Motor Starter Combinations | TESYS LE ENCLOSED DOL STARTER 2.6-3.7A 380VAC COIL | 2051691 | LE1M35Q710 | SCHNEIDER ELECTRIC | 3500 | https://pim-kvc.soneparsea.com:3443/PictureServer/default.aspx/schneider-LE1M35Q710_Image1.jpg?A3889C9397807479A2A1C7A8BAA5959DB4AAC6729E7C6181837AA57C83678F7DBDA6BBAA83659AA4B7 | https://pim-kvc.soneparsea.com:3443/PictureServer/default.aspx/schneider-LE1M35Q710.pdf?81788B76AEAA939CBEAABDA9B7A95D809576A178878867658073C4A9B8 | TESYS LE ENCLOSED DOL STARTER 2.6-3.7A 380VAC COIL | A large range of enclosed DOL and soft start starters, simple to choose, install and use. These compact, ergonomically designed starters can be wall-mounted or located remotely on a machine. Applications: Industry, infrastructure, buildings, etc. All machines requiring: DOL motor starting or stopping, simple soft starting, overload protection | Rated power, 460 V, 60 Hz, 3-phase | 0kW
| 15 | Automation and Control | Motors and Drives | Motor Starter Combinations | TESYS LE ENCLOSED DOL STARTER 2.6-3.7A 380VAC COIL | 2051691 | LE1M35Q710 | SCHNEIDER ELECTRIC | 3500 | https://pim-kvc.soneparsea.com:3443/PictureServer/default.aspx/schneider-LE1M35Q710_Image1.jpg?A3889C9397807479A2A1C7A8BAA5959DB4AAC6729E7C6181837AA57C83678F7DBDA6BBAA83659AA4B7 | https://pim-kvc.soneparsea.com:3443/PictureServer/default.aspx/schneider-LE1M35Q710.pdf?81788B76AEAA939CBEAABDA9B7A95D809576A178878867658073C4A9B8 | TESYS LE ENCLOSED DOL STARTER 2.6-3.7A 380VAC COIL | A large range of enclosed DOL and soft start starters, simple to choose, install and use. These compact, ergonomically designed starters can be wall-mounted or located remotely on a machine. Applications: Industry, infrastructure, buildings, etc. All machines requiring: DOL motor starting or stopping, simple soft starting, overload protection | Rated power, 575 V, 60 Hz, 3-phase | 0kW
| 15 | Automation and Control | Motors and Drives | Motor Starter Combinations | TESYS LE ENCLOSED DOL STARTER 2.6-3.7A 380VAC COIL | 2051691 | LE1M35Q710 | SCHNEIDER ELECTRIC | 3500 | https://pim-kvc.soneparsea.com:3443/PictureServer/default.aspx/schneider-LE1M35Q710_Image1.jpg?A3889C9397807479A2A1C7A8BAA5959DB4AAC6729E7C6181837AA57C83678F7DBDA6BBAA83659AA4B7 | https://pim-kvc.soneparsea.com:3443/PictureServer/default.aspx/schneider-LE1M35Q710.pdf?81788B76AEAA939CBEAABDA9B7A95D809576A178878867658073C4A9B8 | TESYS LE ENCLOSED DOL STARTER 2.6-3.7A 380VAC COIL | A large range of enclosed DOL and soft start starters, simple to choose, install and use. These compact, ergonomically designed starters can be wall-mounted or located remotely on a machine. Applications: Industry, infrastructure, buildings, etc. All machines requiring: DOL motor starting or stopping, simple soft starting, overload protection | Rated operation current Ie | 3.7A
| 15 | Automation and Control | Motors and Drives | Motor Starter Combinations | TESYS LE ENCLOSED DOL STARTER 2.6-3.7A 380VAC COIL | 2051691 | LE1M35Q710 | SCHNEIDER ELECTRIC | 3500 | https://pim-kvc.soneparsea.com:3443/PictureServer/default.aspx/schneider-LE1M35Q710_Image1.jpg?A3889C9397807479A2A1C7A8BAA5959DB4AAC6729E7C6181837AA57C83678F7DBDA6BBAA83659AA4B7 | https://pim-kvc.soneparsea.com:3443/PictureServer/default.aspx/schneider-LE1M35Q710.pdf?81788B76AEAA939CBEAABDA9B7A95D809576A178878867658073C4A9B8 | TESYS LE ENCLOSED DOL STARTER 2.6-3.7A 380VAC COIL | A large range of enclosed DOL and soft start starters, simple to choose, install and use. These compact, ergonomically designed starters can be wall-mounted or located remotely on a machine. Applications: Industry, infrastructure, buildings, etc. All machines requiring: DOL motor starting or stopping, simple soft starting, overload protection | Rated operation current at AC-3, 400 V | 3.7A
| 15 | Automation and Control | Motors and Drives | Motor Starter Combinations | TESYS LE ENCLOSED DOL STARTER 2.6-3.7A 380VAC COIL | 2051691 | LE1M35Q710 | SCHNEIDER ELECTRIC | 3500 | https://pim-kvc.soneparsea.com:3443/PictureServer/default.aspx/schneider-LE1M35Q710_Image1.jpg?A3889C9397807479A2A1C7A8BAA5959DB4AAC6729E7C6181837AA57C83678F7DBDA6BBAA83659AA4B7 | https://pim-kvc.soneparsea.com:3443/PictureServer/default.aspx/schneider-LE1M35Q710.pdf?81788B76AEAA939CBEAABDA9B7A95D809576A178878867658073C4A9B8 | TESYS LE ENCLOSED DOL STARTER 2.6-3.7A 380VAC COIL | A large range of enclosed DOL and soft start starters, simple to choose, install and use. These compact, ergonomically designed starters can be wall-mounted or located remotely on a machine. Applications: Industry, infrastructure, buildings, etc. All machines requiring: DOL motor starting or stopping, simple soft starting, overload protection | Overload release current setting | 2.6...3.7A
| 15 | Automation and Control | Motors and Drives | Motor Starter Combinations | TESYS LE ENCLOSED DOL STARTER 2.6-3.7A 380VAC COIL | 2051691 | LE1M35Q710 | SCHNEIDER ELECTRIC | 3500 | https://pim-kvc.soneparsea.com:3443/PictureServer/default.aspx/schneider-LE1M35Q710_Image1.jpg?A3889C9397807479A2A1C7A8BAA5959DB4AAC6729E7C6181837AA57C83678F7DBDA6BBAA83659AA4B7 | https://pim-kvc.soneparsea.com:3443/PictureServer/default.aspx/schneider-LE1M35Q710.pdf?81788B76AEAA939CBEAABDA9B7A95D809576A178878867658073C4A9B8 | TESYS LE ENCLOSED DOL STARTER 2.6-3.7A 380VAC COIL | A large range of enclosed DOL and soft start starters, simple to choose, install and use. These compact, ergonomically designed starters can be wall-mounted or located remotely on a machine. Applications: Industry, infrastructure, buildings, etc. All machines requiring: DOL motor starting or stopping, simple soft starting, overload protection | Rated conditional short-circuit current, type 1, 480 Y/277 V | 0A
| 15 | Automation and Control | Motors and Drives | Motor Starter Combinations | TESYS LE ENCLOSED DOL STARTER 2.6-3.7A 380VAC COIL | 2051691 | LE1M35Q710 | SCHNEIDER ELECTRIC | 3500 | https://pim-kvc.soneparsea.com:3443/PictureServer/default.aspx/schneider-LE1M35Q710_Image1.jpg?A3889C9397807479A2A1C7A8BAA5959DB4AAC6729E7C6181837AA57C83678F7DBDA6BBAA83659AA4B7 | https://pim-kvc.soneparsea.com:3443/PictureServer/default.aspx/schneider-LE1M35Q710.pdf?81788B76AEAA939CBEAABDA9B7A95D809576A178878867658073C4A9B8 | TESYS LE ENCLOSED DOL STARTER 2.6-3.7A 380VAC COIL | A large range of enclosed DOL and soft start starters, simple to choose, install and use. These compact, ergonomically designed starters can be wall-mounted or located remotely on a machine. Applications: Industry, infrastructure, buildings, etc. All machines requiring: DOL motor starting or stopping, simple soft starting, overload protection | Rated conditional short-circuit current, type 1, 600 Y/347 V | 0A
| 15 | Automation and Control | Motors and Drives | Motor Starter Combinations | TESYS LE ENCLOSED DOL STARTER 2.6-3.7A 380VAC COIL | 2051691 | LE1M35Q710 | SCHNEIDER ELECTRIC | 3500 | https://pim-kvc.soneparsea.com:3443/PictureServer/default.aspx/schneider-LE1M35Q710_Image1.jpg?A3889C9397807479A2A1C7A8BAA5959DB4AAC6729E7C6181837AA57C83678F7DBDA6BBAA83659AA4B7 | https://pim-kvc.soneparsea.com:3443/PictureServer/default.aspx/schneider-LE1M35Q710.pdf?81788B76AEAA939CBEAABDA9B7A95D809576A178878867658073C4A9B8 | TESYS LE ENCLOSED DOL STARTER 2.6-3.7A 380VAC COIL | A large range of enclosed DOL and soft start starters, simple to choose, install and use. These compact, ergonomically designed starters can be wall-mounted or located remotely on a machine. Applications: Industry, infrastructure, buildings, etc. All machines requiring: DOL motor starting or stopping, simple soft starting, overload protection | Rated conditional short-circuit current, type 2, 230 V | 0A
| 15 | Automation and Control | Motors and Drives | Motor Starter Combinations | TESYS LE ENCLOSED DOL STARTER 2.6-3.7A 380VAC COIL | 2051691 | LE1M35Q710 | SCHNEIDER ELECTRIC | 3500 | https://pim-kvc.soneparsea.com:3443/PictureServer/default.aspx/schneider-LE1M35Q710_Image1.jpg?A3889C9397807479A2A1C7A8BAA5959DB4AAC6729E7C6181837AA57C83678F7DBDA6BBAA83659AA4B7 | https://pim-kvc.soneparsea.com:3443/PictureServer/default.aspx/schneider-LE1M35Q710.pdf?81788B76AEAA939CBEAABDA9B7A95D809576A178878867658073C4A9B8 | TESYS LE ENCLOSED DOL STARTER 2.6-3.7A 380VAC COIL | A large range of enclosed DOL and soft start starters, simple to choose, install and use. These compact, ergonomically designed starters can be wall-mounted or located remotely on a machine. Applications: Industry, infrastructure, buildings, etc. All machines requiring: DOL motor starting or stopping, simple soft starting, overload protection | Rated conditional short-circuit current, type 2, 400 V | 0A
| 15 | Automation and Control | Motors and Drives | Motor Starter Combinations | TESYS LE ENCLOSED DOL STARTER 2.6-3.7A 380VAC COIL | 2051691 | LE1M35Q710 | SCHNEIDER ELECTRIC | 3500 | https://pim-kvc.soneparsea.com:3443/PictureServer/default.aspx/schneider-LE1M35Q710_Image1.jpg?A3889C9397807479A2A1C7A8BAA5959DB4AAC6729E7C6181837AA57C83678F7DBDA6BBAA83659AA4B7 | https://pim-kvc.soneparsea.com:3443/PictureServer/default.aspx/schneider-LE1M35Q710.pdf?81788B76AEAA939CBEAABDA9B7A95D809576A178878867658073C4A9B8 | TESYS LE ENCLOSED DOL STARTER 2.6-3.7A 380VAC COIL | A large range of enclosed DOL and soft start starters, simple to choose, install and use. These compact, ergonomically designed starters can be wall-mounted or located remotely on a machine. Applications: Industry, infrastructure, buildings, etc. All machines requiring: DOL motor starting or stopping, simple soft starting, overload protection | Number of auxiliary contacts as normally open contact | 0
| 15 | Automation and Control | Motors and Drives | Motor Starter Combinations | TESYS LE ENCLOSED DOL STARTER 2.6-3.7A 380VAC COIL | 2051691 | LE1M35Q710 | SCHNEIDER ELECTRIC | 3500 | https://pim-kvc.soneparsea.com:3443/PictureServer/default.aspx/schneider-LE1M35Q710_Image1.jpg?A3889C9397807479A2A1C7A8BAA5959DB4AAC6729E7C6181837AA57C83678F7DBDA6BBAA83659AA4B7 | https://pim-kvc.soneparsea.com:3443/PictureServer/default.aspx/schneider-LE1M35Q710.pdf?81788B76AEAA939CBEAABDA9B7A95D809576A178878867658073C4A9B8 | TESYS LE ENCLOSED DOL STARTER 2.6-3.7A 380VAC COIL | A large range of enclosed DOL and soft start starters, simple to choose, install and use. These compact, ergonomically designed starters can be wall-mounted or located remotely on a machine. Applications: Industry, infrastructure, buildings, etc. All machines requiring: DOL motor starting or stopping, simple soft starting, overload protection | Number of auxiliary contacts as normally closed contact | 0
| 15 | Automation and Control | Motors and Drives | Motor Starter Combinations | TESYS LE ENCLOSED DOL STARTER 2.6-3.7A 380VAC COIL | 2051691 | LE1M35Q710 | SCHNEIDER ELECTRIC | 3500 | https://pim-kvc.soneparsea.com:3443/PictureServer/default.aspx/schneider-LE1M35Q710_Image1.jpg?A3889C9397807479A2A1C7A8BAA5959DB4AAC6729E7C6181837AA57C83678F7DBDA6BBAA83659AA4B7 | https://pim-kvc.soneparsea.com:3443/PictureServer/default.aspx/schneider-LE1M35Q710.pdf?81788B76AEAA939CBEAABDA9B7A95D809576A178878867658073C4A9B8 | TESYS LE ENCLOSED DOL STARTER 2.6-3.7A 380VAC COIL | A large range of enclosed DOL and soft start starters, simple to choose, install and use. These compact, ergonomically designed starters can be wall-mounted or located remotely on a machine. Applications: Industry, infrastructure, buildings, etc. All machines requiring: DOL motor starting or stopping, simple soft starting, overload protection | Ambient temperature, upper operating limit | 40°C
| 16 | Automation and Control | Motors and Drives | Soft Starters | ALTISTART 01 SOFT STARTER 6A 110-480V 0.75-3KW | 2056884 | ATS01N106FT | SCHNEIDER ELECTRIC | 8770 | https://pim-kvc.soneparsea.com:3443/PictureServer/default.aspx/schneider-ATS01N106FT_Image1.jpg?A3889C9397807479A2A1C7A8BAA5959DB4AAC672938B836481938575887D849399B2B5ACB7685E9EC0AC | https://pim-kvc.soneparsea.com:3443/PictureServer/default.aspx/schneider-ATS-01N106FT.pdf?81788B76AEAA939CBEAABDA9B7A95D75A498817583856164868BA873C29B96 | ALTISTART 01 SOFT STARTER FOR ASYNCHRONOUS MOTOR 6 A 110..480V 0.75..3 KW | This Schneider Electric Altistart 01 soft-starter can feed single or 3-phase asynchronous motors with a rating of 6 amperes, a rated power from 0.75 to 3 kilowatts and a rated voltage from 110 to 480Vac. It is 22.5 millimeters wide. This soft-starter is designed to enable smooth start for simple machines such as conveyors, conveyor belts, pumps, fans, compressors, automatic doors and gates, small cranes and belt-driven machinery. It has the slimmest form-factor on the market, allowing for very flexible and easy installation. It also offers an integrated bypass. | Rated operation current Ie at 40 °C Tu | 6A
| 16 | Automation and Control | Motors and Drives | Soft Starters | ALTISTART 01 SOFT STARTER 6A 110-480V 0.75-3KW | 2056884 | ATS01N106FT | SCHNEIDER ELECTRIC | 8770 | https://pim-kvc.soneparsea.com:3443/PictureServer/default.aspx/schneider-ATS01N106FT_Image1.jpg?A3889C9397807479A2A1C7A8BAA5959DB4AAC672938B836481938575887D849399B2B5ACB7685E9EC0AC | https://pim-kvc.soneparsea.com:3443/PictureServer/default.aspx/schneider-ATS-01N106FT.pdf?81788B76AEAA939CBEAABDA9B7A95D75A498817583856164868BA873C29B96 | ALTISTART 01 SOFT STARTER FOR ASYNCHRONOUS MOTOR 6 A 110..480V 0.75..3 KW | This Schneider Electric Altistart 01 soft-starter can feed single or 3-phase asynchronous motors with a rating of 6 amperes, a rated power from 0.75 to 3 kilowatts and a rated voltage from 110 to 480Vac. It is 22.5 millimeters wide. This soft-starter is designed to enable smooth start for simple machines such as conveyors, conveyor belts, pumps, fans, compressors, automatic doors and gates, small cranes and belt-driven machinery. It has the slimmest form-factor on the market, allowing for very flexible and easy installation. It also offers an integrated bypass. | Rated operating voltage Ue | 110...480V
| 16 | Automation and Control | Motors and Drives | Soft Starters | ALTISTART 01 SOFT STARTER 6A 110-480V 0.75-3KW | 2056884 | ATS01N106FT | SCHNEIDER ELECTRIC | 8770 | https://pim-kvc.soneparsea.com:3443/PictureServer/default.aspx/schneider-ATS01N106FT_Image1.jpg?A3889C9397807479A2A1C7A8BAA5959DB4AAC672938B836481938575887D849399B2B5ACB7685E9EC0AC | https://pim-kvc.soneparsea.com:3443/PictureServer/default.aspx/schneider-ATS-01N106FT.pdf?81788B76AEAA939CBEAABDA9B7A95D75A498817583856164868BA873C29B96 | ALTISTART 01 SOFT STARTER FOR ASYNCHRONOUS MOTOR 6 A 110..480V 0.75..3 KW | This Schneider Electric Altistart 01 soft-starter can feed single or 3-phase asynchronous motors with a rating of 6 amperes, a rated power from 0.75 to 3 kilowatts and a rated voltage from 110 to 480Vac. It is 22.5 millimeters wide. This soft-starter is designed to enable smooth start for simple machines such as conveyors, conveyor belts, pumps, fans, compressors, automatic doors and gates, small cranes and belt-driven machinery. It has the slimmest form-factor on the market, allowing for very flexible and easy installation. It also offers an integrated bypass. | Rated power three-phase motor, inline, at 230 V | 0.75kW
| 16 | Automation and Control | Motors and Drives | Soft Starters | ALTISTART 01 SOFT STARTER 6A 110-480V 0.75-3KW | 2056884 | ATS01N106FT | SCHNEIDER ELECTRIC | 8770 | https://pim-kvc.soneparsea.com:3443/PictureServer/default.aspx/schneider-ATS01N106FT_Image1.jpg?A3889C9397807479A2A1C7A8BAA5959DB4AAC672938B836481938575887D849399B2B5ACB7685E9EC0AC | https://pim-kvc.soneparsea.com:3443/PictureServer/default.aspx/schneider-ATS-01N106FT.pdf?81788B76AEAA939CBEAABDA9B7A95D75A498817583856164868BA873C29B96 | ALTISTART 01 SOFT STARTER FOR ASYNCHRONOUS MOTOR 6 A 110..480V 0.75..3 KW | This Schneider Electric Altistart 01 soft-starter can feed single or 3-phase asynchronous motors with a rating of 6 amperes, a rated power from 0.75 to 3 kilowatts and a rated voltage from 110 to 480Vac. It is 22.5 millimeters wide. This soft-starter is designed to enable smooth start for simple machines such as conveyors, conveyor belts, pumps, fans, compressors, automatic doors and gates, small cranes and belt-driven machinery. It has the slimmest form-factor on the market, allowing for very flexible and easy installation. It also offers an integrated bypass. | Rated power three-phase motor, inline, at 400 V | 2.2kW
| 16 | Automation and Control | Motors and Drives | Soft Starters | ALTISTART 01 SOFT STARTER 6A 110-480V 0.75-3KW | 2056884 | ATS01N106FT | SCHNEIDER ELECTRIC | 8770 | https://pim-kvc.soneparsea.com:3443/PictureServer/default.aspx/schneider-ATS01N106FT_Image1.jpg?A3889C9397807479A2A1C7A8BAA5959DB4AAC672938B836481938575887D849399B2B5ACB7685E9EC0AC | https://pim-kvc.soneparsea.com:3443/PictureServer/default.aspx/schneider-ATS-01N106FT.pdf?81788B76AEAA939CBEAABDA9B7A95D75A498817583856164868BA873C29B96 | ALTISTART 01 SOFT STARTER FOR ASYNCHRONOUS MOTOR 6 A 110..480V 0.75..3 KW | This Schneider Electric Altistart 01 soft-starter can feed single or 3-phase asynchronous motors with a rating of 6 amperes, a rated power from 0.75 to 3 kilowatts and a rated voltage from 110 to 480Vac. It is 22.5 millimeters wide. This soft-starter is designed to enable smooth start for simple machines such as conveyors, conveyor belts, pumps, fans, compressors, automatic doors and gates, small cranes and belt-driven machinery. It has the slimmest form-factor on the market, allowing for very flexible and easy installation. It also offers an integrated bypass. | Rated power three-phase motor, inside delta, at 230 V | 0kW
| 16 | Automation and Control | Motors and Drives | Soft Starters | ALTISTART 01 SOFT STARTER 6A 110-480V 0.75-3KW | 2056884 | ATS01N106FT | SCHNEIDER ELECTRIC | 8770 | https://pim-kvc.soneparsea.com:3443/PictureServer/default.aspx/schneider-ATS01N106FT_Image1.jpg?A3889C9397807479A2A1C7A8BAA5959DB4AAC672938B836481938575887D849399B2B5ACB7685E9EC0AC | https://pim-kvc.soneparsea.com:3443/PictureServer/default.aspx/schneider-ATS-01N106FT.pdf?81788B76AEAA939CBEAABDA9B7A95D75A498817583856164868BA873C29B96 | ALTISTART 01 SOFT STARTER FOR ASYNCHRONOUS MOTOR 6 A 110..480V 0.75..3 KW | This Schneider Electric Altistart 01 soft-starter can feed single or 3-phase asynchronous motors with a rating of 6 amperes, a rated power from 0.75 to 3 kilowatts and a rated voltage from 110 to 480Vac. It is 22.5 millimeters wide. This soft-starter is designed to enable smooth start for simple machines such as conveyors, conveyor belts, pumps, fans, compressors, automatic doors and gates, small cranes and belt-driven machinery. It has the slimmest form-factor on the market, allowing for very flexible and easy installation. It also offers an integrated bypass. | Rated power three-phase motor, inside delta, at 400 V | 0kW
| 16 | Automation and Control | Motors and Drives | Soft Starters | ALTISTART 01 SOFT STARTER 6A 110-480V 0.75-3KW | 2056884 | ATS01N106FT | SCHNEIDER ELECTRIC | 8770 | https://pim-kvc.soneparsea.com:3443/PictureServer/default.aspx/schneider-ATS01N106FT_Image1.jpg?A3889C9397807479A2A1C7A8BAA5959DB4AAC672938B836481938575887D849399B2B5ACB7685E9EC0AC | https://pim-kvc.soneparsea.com:3443/PictureServer/default.aspx/schneider-ATS-01N106FT.pdf?81788B76AEAA939CBEAABDA9B7A95D75A498817583856164868BA873C29B96 | ALTISTART 01 SOFT STARTER FOR ASYNCHRONOUS MOTOR 6 A 110..480V 0.75..3 KW | This Schneider Electric Altistart 01 soft-starter can feed single or 3-phase asynchronous motors with a rating of 6 amperes, a rated power from 0.75 to 3 kilowatts and a rated voltage from 110 to 480Vac. It is 22.5 millimeters wide. This soft-starter is designed to enable smooth start for simple machines such as conveyors, conveyor belts, pumps, fans, compressors, automatic doors and gates, small cranes and belt-driven machinery. It has the slimmest form-factor on the market, allowing for very flexible and easy installation. It also offers an integrated bypass. | Function | Single direction
| 16 | Automation and Control | Motors and Drives | Soft Starters | ALTISTART 01 SOFT STARTER 6A 110-480V 0.75-3KW | 2056884 | ATS01N106FT | SCHNEIDER ELECTRIC | 8770 | https://pim-kvc.soneparsea.com:3443/PictureServer/default.aspx/schneider-ATS01N106FT_Image1.jpg?A3889C9397807479A2A1C7A8BAA5959DB4AAC672938B836481938575887D849399B2B5ACB7685E9EC0AC | https://pim-kvc.soneparsea.com:3443/PictureServer/default.aspx/schneider-ATS-01N106FT.pdf?81788B76AEAA939CBEAABDA9B7A95D75A498817583856164868BA873C29B96 | ALTISTART 01 SOFT STARTER FOR ASYNCHRONOUS MOTOR 6 A 110..480V 0.75..3 KW | This Schneider Electric Altistart 01 soft-starter can feed single or 3-phase asynchronous motors with a rating of 6 amperes, a rated power from 0.75 to 3 kilowatts and a rated voltage from 110 to 480Vac. It is 22.5 millimeters wide. This soft-starter is designed to enable smooth start for simple machines such as conveyors, conveyor belts, pumps, fans, compressors, automatic doors and gates, small cranes and belt-driven machinery. It has the slimmest form-factor on the market, allowing for very flexible and easy installation. It also offers an integrated bypass. | Internal bypass | yes
| 16 | Automation and Control | Motors and Drives | Soft Starters | ALTISTART 01 SOFT STARTER 6A 110-480V 0.75-3KW | 2056884 | ATS01N106FT | SCHNEIDER ELECTRIC | 8770 | https://pim-kvc.soneparsea.com:3443/PictureServer/default.aspx/schneider-ATS01N106FT_Image1.jpg?A3889C9397807479A2A1C7A8BAA5959DB4AAC672938B836481938575887D849399B2B5ACB7685E9EC0AC | https://pim-kvc.soneparsea.com:3443/PictureServer/default.aspx/schneider-ATS-01N106FT.pdf?81788B76AEAA939CBEAABDA9B7A95D75A498817583856164868BA873C29B96 | ALTISTART 01 SOFT STARTER FOR ASYNCHRONOUS MOTOR 6 A 110..480V 0.75..3 KW | This Schneider Electric Altistart 01 soft-starter can feed single or 3-phase asynchronous motors with a rating of 6 amperes, a rated power from 0.75 to 3 kilowatts and a rated voltage from 110 to 480Vac. It is 22.5 millimeters wide. This soft-starter is designed to enable smooth start for simple machines such as conveyors, conveyor belts, pumps, fans, compressors, automatic doors and gates, small cranes and belt-driven machinery. It has the slimmest form-factor on the market, allowing for very flexible and easy installation. It also offers an integrated bypass. | With display | no
| 16 | Automation and Control | Motors and Drives | Soft Starters | ALTISTART 01 SOFT STARTER 6A 110-480V 0.75-3KW | 2056884 | ATS01N106FT | SCHNEIDER ELECTRIC | 8770 | https://pim-kvc.soneparsea.com:3443/PictureServer/default.aspx/schneider-ATS01N106FT_Image1.jpg?A3889C9397807479A2A1C7A8BAA5959DB4AAC672938B836481938575887D849399B2B5ACB7685E9EC0AC | https://pim-kvc.soneparsea.com:3443/PictureServer/default.aspx/schneider-ATS-01N106FT.pdf?81788B76AEAA939CBEAABDA9B7A95D75A498817583856164868BA873C29B96 | ALTISTART 01 SOFT STARTER FOR ASYNCHRONOUS MOTOR 6 A 110..480V 0.75..3 KW | This Schneider Electric Altistart 01 soft-starter can feed single or 3-phase asynchronous motors with a rating of 6 amperes, a rated power from 0.75 to 3 kilowatts and a rated voltage from 110 to 480Vac. It is 22.5 millimeters wide. This soft-starter is designed to enable smooth start for simple machines such as conveyors, conveyor belts, pumps, fans, compressors, automatic doors and gates, small cranes and belt-driven machinery. It has the slimmest form-factor on the market, allowing for very flexible and easy installation. It also offers an integrated bypass. | Torque control | no
| 16 | Automation and Control | Motors and Drives | Soft Starters | ALTISTART 01 SOFT STARTER 6A 110-480V 0.75-3KW | 2056884 | ATS01N106FT | SCHNEIDER ELECTRIC | 8770 | https://pim-kvc.soneparsea.com:3443/PictureServer/default.aspx/schneider-ATS01N106FT_Image1.jpg?A3889C9397807479A2A1C7A8BAA5959DB4AAC672938B836481938575887D849399B2B5ACB7685E9EC0AC | https://pim-kvc.soneparsea.com:3443/PictureServer/default.aspx/schneider-ATS-01N106FT.pdf?81788B76AEAA939CBEAABDA9B7A95D75A498817583856164868BA873C29B96 | ALTISTART 01 SOFT STARTER FOR ASYNCHRONOUS MOTOR 6 A 110..480V 0.75..3 KW | This Schneider Electric Altistart 01 soft-starter can feed single or 3-phase asynchronous motors with a rating of 6 amperes, a rated power from 0.75 to 3 kilowatts and a rated voltage from 110 to 480Vac. It is 22.5 millimeters wide. This soft-starter is designed to enable smooth start for simple machines such as conveyors, conveyor belts, pumps, fans, compressors, automatic doors and gates, small cranes and belt-driven machinery. It has the slimmest form-factor on the market, allowing for very flexible and easy installation. It also offers an integrated bypass. | Rated surrounding temperature without derating | 40°C
| 16 | Automation and Control | Motors and Drives | Soft Starters | ALTISTART 01 SOFT STARTER 6A 110-480V 0.75-3KW | 2056884 | ATS01N106FT | SCHNEIDER ELECTRIC | 8770 | https://pim-kvc.soneparsea.com:3443/PictureServer/default.aspx/schneider-ATS01N106FT_Image1.jpg?A3889C9397807479A2A1C7A8BAA5959DB4AAC672938B836481938575887D849399B2B5ACB7685E9EC0AC | https://pim-kvc.soneparsea.com:3443/PictureServer/default.aspx/schneider-ATS-01N106FT.pdf?81788B76AEAA939CBEAABDA9B7A95D75A498817583856164868BA873C29B96 | ALTISTART 01 SOFT STARTER FOR ASYNCHRONOUS MOTOR 6 A 110..480V 0.75..3 KW | This Schneider Electric Altistart 01 soft-starter can feed single or 3-phase asynchronous motors with a rating of 6 amperes, a rated power from 0.75 to 3 kilowatts and a rated voltage from 110 to 480Vac. It is 22.5 millimeters wide. This soft-starter is designed to enable smooth start for simple machines such as conveyors, conveyor belts, pumps, fans, compressors, automatic doors and gates, small cranes and belt-driven machinery. It has the slimmest form-factor on the market, allowing for very flexible and easy installation. It also offers an integrated bypass. | Rated control supply voltage Us at AC 50HZ | 110...240V
| 16 | Automation and Control | Motors and Drives | Soft Starters | ALTISTART 01 SOFT STARTER 6A 110-480V 0.75-3KW | 2056884 | ATS01N106FT | SCHNEIDER ELECTRIC | 8770 | https://pim-kvc.soneparsea.com:3443/PictureServer/default.aspx/schneider-ATS01N106FT_Image1.jpg?A3889C9397807479A2A1C7A8BAA5959DB4AAC672938B836481938575887D849399B2B5ACB7685E9EC0AC | https://pim-kvc.soneparsea.com:3443/PictureServer/default.aspx/schneider-ATS-01N106FT.pdf?81788B76AEAA939CBEAABDA9B7A95D75A498817583856164868BA873C29B96 | ALTISTART 01 SOFT STARTER FOR ASYNCHRONOUS MOTOR 6 A 110..480V 0.75..3 KW | This Schneider Electric Altistart 01 soft-starter can feed single or 3-phase asynchronous motors with a rating of 6 amperes, a rated power from 0.75 to 3 kilowatts and a rated voltage from 110 to 480Vac. It is 22.5 millimeters wide. This soft-starter is designed to enable smooth start for simple machines such as conveyors, conveyor belts, pumps, fans, compressors, automatic doors and gates, small cranes and belt-driven machinery. It has the slimmest form-factor on the market, allowing for very flexible and easy installation. It also offers an integrated bypass. | Rated control supply voltage Us at AC 60HZ | 110...240V
| 16 | Automation and Control | Motors and Drives | Soft Starters | ALTISTART 01 SOFT STARTER 6A 110-480V 0.75-3KW | 2056884 | ATS01N106FT | SCHNEIDER ELECTRIC | 8770 | https://pim-kvc.soneparsea.com:3443/PictureServer/default.aspx/schneider-ATS01N106FT_Image1.jpg?A3889C9397807479A2A1C7A8BAA5959DB4AAC672938B836481938575887D849399B2B5ACB7685E9EC0AC | https://pim-kvc.soneparsea.com:3443/PictureServer/default.aspx/schneider-ATS-01N106FT.pdf?81788B76AEAA939CBEAABDA9B7A95D75A498817583856164868BA873C29B96 | ALTISTART 01 SOFT STARTER FOR ASYNCHRONOUS MOTOR 6 A 110..480V 0.75..3 KW | This Schneider Electric Altistart 01 soft-starter can feed single or 3-phase asynchronous motors with a rating of 6 amperes, a rated power from 0.75 to 3 kilowatts and a rated voltage from 110 to 480Vac. It is 22.5 millimeters wide. This soft-starter is designed to enable smooth start for simple machines such as conveyors, conveyor belts, pumps, fans, compressors, automatic doors and gates, small cranes and belt-driven machinery. It has the slimmest form-factor on the market, allowing for very flexible and easy installation. It also offers an integrated bypass. | Rated control supply voltage Us at DC | 24...24V
| 16 | Automation and Control | Motors and Drives | Soft Starters | ALTISTART 01 SOFT STARTER 6A 110-480V 0.75-3KW | 2056884 | ATS01N106FT | SCHNEIDER ELECTRIC | 8770 | https://pim-kvc.soneparsea.com:3443/PictureServer/default.aspx/schneider-ATS01N106FT_Image1.jpg?A3889C9397807479A2A1C7A8BAA5959DB4AAC672938B836481938575887D849399B2B5ACB7685E9EC0AC | https://pim-kvc.soneparsea.com:3443/PictureServer/default.aspx/schneider-ATS-01N106FT.pdf?81788B76AEAA939CBEAABDA9B7A95D75A498817583856164868BA873C29B96 | ALTISTART 01 SOFT STARTER FOR ASYNCHRONOUS MOTOR 6 A 110..480V 0.75..3 KW | This Schneider Electric Altistart 01 soft-starter can feed single or 3-phase asynchronous motors with a rating of 6 amperes, a rated power from 0.75 to 3 kilowatts and a rated voltage from 110 to 480Vac. It is 22.5 millimeters wide. This soft-starter is designed to enable smooth start for simple machines such as conveyors, conveyor belts, pumps, fans, compressors, automatic doors and gates, small cranes and belt-driven machinery. It has the slimmest form-factor on the market, allowing for very flexible and easy installation. It also offers an integrated bypass. | Voltage type for actuating | AC/DC
| 16 | Automation and Control | Motors and Drives | Soft Starters | ALTISTART 01 SOFT STARTER 6A 110-480V 0.75-3KW | 2056884 | ATS01N106FT | SCHNEIDER ELECTRIC | 8770 | https://pim-kvc.soneparsea.com:3443/PictureServer/default.aspx/schneider-ATS01N106FT_Image1.jpg?A3889C9397807479A2A1C7A8BAA5959DB4AAC672938B836481938575887D849399B2B5ACB7685E9EC0AC | https://pim-kvc.soneparsea.com:3443/PictureServer/default.aspx/schneider-ATS-01N106FT.pdf?81788B76AEAA939CBEAABDA9B7A95D75A498817583856164868BA873C29B96 | ALTISTART 01 SOFT STARTER FOR ASYNCHRONOUS MOTOR 6 A 110..480V 0.75..3 KW | This Schneider Electric Altistart 01 soft-starter can feed single or 3-phase asynchronous motors with a rating of 6 amperes, a rated power from 0.75 to 3 kilowatts and a rated voltage from 110 to 480Vac. It is 22.5 millimeters wide. This soft-starter is designed to enable smooth start for simple machines such as conveyors, conveyor belts, pumps, fans, compressors, automatic doors and gates, small cranes and belt-driven machinery. It has the slimmest form-factor on the market, allowing for very flexible and easy installation. It also offers an integrated bypass. | Integrated motor overload protection | no
| 16 | Automation and Control | Motors and Drives | Soft Starters | ALTISTART 01 SOFT STARTER 6A 110-480V 0.75-3KW | 2056884 | ATS01N106FT | SCHNEIDER ELECTRIC | 8770 | https://pim-kvc.soneparsea.com:3443/PictureServer/default.aspx/schneider-ATS01N106FT_Image1.jpg?A3889C9397807479A2A1C7A8BAA5959DB4AAC672938B836481938575887D849399B2B5ACB7685E9EC0AC | https://pim-kvc.soneparsea.com:3443/PictureServer/default.aspx/schneider-ATS-01N106FT.pdf?81788B76AEAA939CBEAABDA9B7A95D75A498817583856164868BA873C29B96 | ALTISTART 01 SOFT STARTER FOR ASYNCHRONOUS MOTOR 6 A 110..480V 0.75..3 KW | This Schneider Electric Altistart 01 soft-starter can feed single or 3-phase asynchronous motors with a rating of 6 amperes, a rated power from 0.75 to 3 kilowatts and a rated voltage from 110 to 480Vac. It is 22.5 millimeters wide. This soft-starter is designed to enable smooth start for simple machines such as conveyors, conveyor belts, pumps, fans, compressors, automatic doors and gates, small cranes and belt-driven machinery. It has the slimmest form-factor on the market, allowing for very flexible and easy installation. It also offers an integrated bypass. | Release class | Other
| 16 | Automation and Control | Motors and Drives | Soft Starters | ALTISTART 01 SOFT STARTER 6A 110-480V 0.75-3KW | 2056884 | ATS01N106FT | SCHNEIDER ELECTRIC | 8770 | https://pim-kvc.soneparsea.com:3443/PictureServer/default.aspx/schneider-ATS01N106FT_Image1.jpg?A3889C9397807479A2A1C7A8BAA5959DB4AAC672938B836481938575887D849399B2B5ACB7685E9EC0AC | https://pim-kvc.soneparsea.com:3443/PictureServer/default.aspx/schneider-ATS-01N106FT.pdf?81788B76AEAA939CBEAABDA9B7A95D75A498817583856164868BA873C29B96 | ALTISTART 01 SOFT STARTER FOR ASYNCHRONOUS MOTOR 6 A 110..480V 0.75..3 KW | This Schneider Electric Altistart 01 soft-starter can feed single or 3-phase asynchronous motors with a rating of 6 amperes, a rated power from 0.75 to 3 kilowatts and a rated voltage from 110 to 480Vac. It is 22.5 millimeters wide. This soft-starter is designed to enable smooth start for simple machines such as conveyors, conveyor belts, pumps, fans, compressors, automatic doors and gates, small cranes and belt-driven machinery. It has the slimmest form-factor on the market, allowing for very flexible and easy installation. It also offers an integrated bypass. | Degree of protection (IP) | IP20
| 17 | Automation and Control | Motors and Drives | Soft Starters | ALTISTART 01 SOFT STARTER 22A 380-415V 7.5-11KW | 2056995 | ATS01N222QN | SCHNEIDER ELECTRIC | 22350 | https://pim-kvc.soneparsea.com:3443/PictureServer/default.aspx/schneider-ATS01N222QN_Image1.jpg?A3889C9397807479A2A1C7A8BAA5959DB4AAC672938B83648193867784887E9399B2B5ACB7685E9EC0AC | https://pim-kvc.soneparsea.com:3443/PictureServer/default.aspx/schneider-ats01n222qn.pdf?81788B76AEAA939CBEAABDA9B7A95D95C4B88476C0696266C1B382B5B69D | ALTISTART 01 SOFT STARTER FOR ASYNCHRONOUS MOTOR-22A 380.415V -7.5..11KW | This Schneider Electric Altistart 01 soft-starter can feed 3-phase asynchronous motors with a rating of 22 amperes, a rated power from 7.5 to 11 kilowatts and a rated voltage from 380 to 415Vac. It is 45 millimeters wide. This soft-starter is designed to enable smooth start for simple machines such as conveyors, conveyor belts, pumps, fans, compressors, automatic doors and gates, small cranes and belt-driven machinery. It has the slimmest form-factor on the market, allowing for very flexible and easy installation. It also offers an integrated bypass. | Rated operation current Ie at 40 °C Tu | 22A
| 17 | Automation and Control | Motors and Drives | Soft Starters | ALTISTART 01 SOFT STARTER 22A 380-415V 7.5-11KW | 2056995 | ATS01N222QN | SCHNEIDER ELECTRIC | 22350 | https://pim-kvc.soneparsea.com:3443/PictureServer/default.aspx/schneider-ATS01N222QN_Image1.jpg?A3889C9397807479A2A1C7A8BAA5959DB4AAC672938B83648193867784887E9399B2B5ACB7685E9EC0AC | https://pim-kvc.soneparsea.com:3443/PictureServer/default.aspx/schneider-ats01n222qn.pdf?81788B76AEAA939CBEAABDA9B7A95D95C4B88476C0696266C1B382B5B69D | ALTISTART 01 SOFT STARTER FOR ASYNCHRONOUS MOTOR-22A 380.415V -7.5..11KW | This Schneider Electric Altistart 01 soft-starter can feed 3-phase asynchronous motors with a rating of 22 amperes, a rated power from 7.5 to 11 kilowatts and a rated voltage from 380 to 415Vac. It is 45 millimeters wide. This soft-starter is designed to enable smooth start for simple machines such as conveyors, conveyor belts, pumps, fans, compressors, automatic doors and gates, small cranes and belt-driven machinery. It has the slimmest form-factor on the market, allowing for very flexible and easy installation. It also offers an integrated bypass. | Rated operating voltage Ue | 380...415V
| 17 | Automation and Control | Motors and Drives | Soft Starters | ALTISTART 01 SOFT STARTER 22A 380-415V 7.5-11KW | 2056995 | ATS01N222QN | SCHNEIDER ELECTRIC | 22350 | https://pim-kvc.soneparsea.com:3443/PictureServer/default.aspx/schneider-ATS01N222QN_Image1.jpg?A3889C9397807479A2A1C7A8BAA5959DB4AAC672938B83648193867784887E9399B2B5ACB7685E9EC0AC | https://pim-kvc.soneparsea.com:3443/PictureServer/default.aspx/schneider-ats01n222qn.pdf?81788B76AEAA939CBEAABDA9B7A95D95C4B88476C0696266C1B382B5B69D | ALTISTART 01 SOFT STARTER FOR ASYNCHRONOUS MOTOR-22A 380.415V -7.5..11KW | This Schneider Electric Altistart 01 soft-starter can feed 3-phase asynchronous motors with a rating of 22 amperes, a rated power from 7.5 to 11 kilowatts and a rated voltage from 380 to 415Vac. It is 45 millimeters wide. This soft-starter is designed to enable smooth start for simple machines such as conveyors, conveyor belts, pumps, fans, compressors, automatic doors and gates, small cranes and belt-driven machinery. It has the slimmest form-factor on the market, allowing for very flexible and easy installation. It also offers an integrated bypass. | Rated power three-phase motor, inline, at 230 V | 0kW
| 17 | Automation and Control | Motors and Drives | Soft Starters | ALTISTART 01 SOFT STARTER 22A 380-415V 7.5-11KW | 2056995 | ATS01N222QN | SCHNEIDER ELECTRIC | 22350 | https://pim-kvc.soneparsea.com:3443/PictureServer/default.aspx/schneider-ATS01N222QN_Image1.jpg?A3889C9397807479A2A1C7A8BAA5959DB4AAC672938B83648193867784887E9399B2B5ACB7685E9EC0AC | https://pim-kvc.soneparsea.com:3443/PictureServer/default.aspx/schneider-ats01n222qn.pdf?81788B76AEAA939CBEAABDA9B7A95D95C4B88476C0696266C1B382B5B69D | ALTISTART 01 SOFT STARTER FOR ASYNCHRONOUS MOTOR-22A 380.415V -7.5..11KW | This Schneider Electric Altistart 01 soft-starter can feed 3-phase asynchronous motors with a rating of 22 amperes, a rated power from 7.5 to 11 kilowatts and a rated voltage from 380 to 415Vac. It is 45 millimeters wide. This soft-starter is designed to enable smooth start for simple machines such as conveyors, conveyor belts, pumps, fans, compressors, automatic doors and gates, small cranes and belt-driven machinery. It has the slimmest form-factor on the market, allowing for very flexible and easy installation. It also offers an integrated bypass. | Rated power three-phase motor, inline, at 400 V | 7.5kW
| 17 | Automation and Control | Motors and Drives | Soft Starters | ALTISTART 01 SOFT STARTER 22A 380-415V 7.5-11KW | 2056995 | ATS01N222QN | SCHNEIDER ELECTRIC | 22350 | https://pim-kvc.soneparsea.com:3443/PictureServer/default.aspx/schneider-ATS01N222QN_Image1.jpg?A3889C9397807479A2A1C7A8BAA5959DB4AAC672938B83648193867784887E9399B2B5ACB7685E9EC0AC | https://pim-kvc.soneparsea.com:3443/PictureServer/default.aspx/schneider-ats01n222qn.pdf?81788B76AEAA939CBEAABDA9B7A95D95C4B88476C0696266C1B382B5B69D | ALTISTART 01 SOFT STARTER FOR ASYNCHRONOUS MOTOR-22A 380.415V -7.5..11KW | This Schneider Electric Altistart 01 soft-starter can feed 3-phase asynchronous motors with a rating of 22 amperes, a rated power from 7.5 to 11 kilowatts and a rated voltage from 380 to 415Vac. It is 45 millimeters wide. This soft-starter is designed to enable smooth start for simple machines such as conveyors, conveyor belts, pumps, fans, compressors, automatic doors and gates, small cranes and belt-driven machinery. It has the slimmest form-factor on the market, allowing for very flexible and easy installation. It also offers an integrated bypass. | Rated power three-phase motor, inside delta, at 230 V | 0kW
| 17 | Automation and Control | Motors and Drives | Soft Starters | ALTISTART 01 SOFT STARTER 22A 380-415V 7.5-11KW | 2056995 | ATS01N222QN | SCHNEIDER ELECTRIC | 22350 | https://pim-kvc.soneparsea.com:3443/PictureServer/default.aspx/schneider-ATS01N222QN_Image1.jpg?A3889C9397807479A2A1C7A8BAA5959DB4AAC672938B83648193867784887E9399B2B5ACB7685E9EC0AC | https://pim-kvc.soneparsea.com:3443/PictureServer/default.aspx/schneider-ats01n222qn.pdf?81788B76AEAA939CBEAABDA9B7A95D95C4B88476C0696266C1B382B5B69D | ALTISTART 01 SOFT STARTER FOR ASYNCHRONOUS MOTOR-22A 380.415V -7.5..11KW | This Schneider Electric Altistart 01 soft-starter can feed 3-phase asynchronous motors with a rating of 22 amperes, a rated power from 7.5 to 11 kilowatts and a rated voltage from 380 to 415Vac. It is 45 millimeters wide. This soft-starter is designed to enable smooth start for simple machines such as conveyors, conveyor belts, pumps, fans, compressors, automatic doors and gates, small cranes and belt-driven machinery. It has the slimmest form-factor on the market, allowing for very flexible and easy installation. It also offers an integrated bypass. | Rated power three-phase motor, inside delta, at 400 V | 0kW
| 17 | Automation and Control | Motors and Drives | Soft Starters | ALTISTART 01 SOFT STARTER 22A 380-415V 7.5-11KW | 2056995 | ATS01N222QN | SCHNEIDER ELECTRIC | 22350 | https://pim-kvc.soneparsea.com:3443/PictureServer/default.aspx/schneider-ATS01N222QN_Image1.jpg?A3889C9397807479A2A1C7A8BAA5959DB4AAC672938B83648193867784887E9399B2B5ACB7685E9EC0AC | https://pim-kvc.soneparsea.com:3443/PictureServer/default.aspx/schneider-ats01n222qn.pdf?81788B76AEAA939CBEAABDA9B7A95D95C4B88476C0696266C1B382B5B69D | ALTISTART 01 SOFT STARTER FOR ASYNCHRONOUS MOTOR-22A 380.415V -7.5..11KW | This Schneider Electric Altistart 01 soft-starter can feed 3-phase asynchronous motors with a rating of 22 amperes, a rated power from 7.5 to 11 kilowatts and a rated voltage from 380 to 415Vac. It is 45 millimeters wide. This soft-starter is designed to enable smooth start for simple machines such as conveyors, conveyor belts, pumps, fans, compressors, automatic doors and gates, small cranes and belt-driven machinery. It has the slimmest form-factor on the market, allowing for very flexible and easy installation. It also offers an integrated bypass. | Function | Single direction
| 17 | Automation and Control | Motors and Drives | Soft Starters | ALTISTART 01 SOFT STARTER 22A 380-415V 7.5-11KW | 2056995 | ATS01N222QN | SCHNEIDER ELECTRIC | 22350 | https://pim-kvc.soneparsea.com:3443/PictureServer/default.aspx/schneider-ATS01N222QN_Image1.jpg?A3889C9397807479A2A1C7A8BAA5959DB4AAC672938B83648193867784887E9399B2B5ACB7685E9EC0AC | https://pim-kvc.soneparsea.com:3443/PictureServer/default.aspx/schneider-ats01n222qn.pdf?81788B76AEAA939CBEAABDA9B7A95D95C4B88476C0696266C1B382B5B69D | ALTISTART 01 SOFT STARTER FOR ASYNCHRONOUS MOTOR-22A 380.415V -7.5..11KW | This Schneider Electric Altistart 01 soft-starter can feed 3-phase asynchronous motors with a rating of 22 amperes, a rated power from 7.5 to 11 kilowatts and a rated voltage from 380 to 415Vac. It is 45 millimeters wide. This soft-starter is designed to enable smooth start for simple machines such as conveyors, conveyor belts, pumps, fans, compressors, automatic doors and gates, small cranes and belt-driven machinery. It has the slimmest form-factor on the market, allowing for very flexible and easy installation. It also offers an integrated bypass. | Internal bypass | yes
| 17 | Automation and Control | Motors and Drives | Soft Starters | ALTISTART 01 SOFT STARTER 22A 380-415V 7.5-11KW | 2056995 | ATS01N222QN | SCHNEIDER ELECTRIC | 22350 | https://pim-kvc.soneparsea.com:3443/PictureServer/default.aspx/schneider-ATS01N222QN_Image1.jpg?A3889C9397807479A2A1C7A8BAA5959DB4AAC672938B83648193867784887E9399B2B5ACB7685E9EC0AC | https://pim-kvc.soneparsea.com:3443/PictureServer/default.aspx/schneider-ats01n222qn.pdf?81788B76AEAA939CBEAABDA9B7A95D95C4B88476C0696266C1B382B5B69D | ALTISTART 01 SOFT STARTER FOR ASYNCHRONOUS MOTOR-22A 380.415V -7.5..11KW | This Schneider Electric Altistart 01 soft-starter can feed 3-phase asynchronous motors with a rating of 22 amperes, a rated power from 7.5 to 11 kilowatts and a rated voltage from 380 to 415Vac. It is 45 millimeters wide. This soft-starter is designed to enable smooth start for simple machines such as conveyors, conveyor belts, pumps, fans, compressors, automatic doors and gates, small cranes and belt-driven machinery. It has the slimmest form-factor on the market, allowing for very flexible and easy installation. It also offers an integrated bypass. | With display | yes
| 17 | Automation and Control | Motors and Drives | Soft Starters | ALTISTART 01 SOFT STARTER 22A 380-415V 7.5-11KW | 2056995 | ATS01N222QN | SCHNEIDER ELECTRIC | 22350 | https://pim-kvc.soneparsea.com:3443/PictureServer/default.aspx/schneider-ATS01N222QN_Image1.jpg?A3889C9397807479A2A1C7A8BAA5959DB4AAC672938B83648193867784887E9399B2B5ACB7685E9EC0AC | https://pim-kvc.soneparsea.com:3443/PictureServer/default.aspx/schneider-ats01n222qn.pdf?81788B76AEAA939CBEAABDA9B7A95D95C4B88476C0696266C1B382B5B69D | ALTISTART 01 SOFT STARTER FOR ASYNCHRONOUS MOTOR-22A 380.415V -7.5..11KW | This Schneider Electric Altistart 01 soft-starter can feed 3-phase asynchronous motors with a rating of 22 amperes, a rated power from 7.5 to 11 kilowatts and a rated voltage from 380 to 415Vac. It is 45 millimeters wide. This soft-starter is designed to enable smooth start for simple machines such as conveyors, conveyor belts, pumps, fans, compressors, automatic doors and gates, small cranes and belt-driven machinery. It has the slimmest form-factor on the market, allowing for very flexible and easy installation. It also offers an integrated bypass. | Torque control | no
| 17 | Automation and Control | Motors and Drives | Soft Starters | ALTISTART 01 SOFT STARTER 22A 380-415V 7.5-11KW | 2056995 | ATS01N222QN | SCHNEIDER ELECTRIC | 22350 | https://pim-kvc.soneparsea.com:3443/PictureServer/default.aspx/schneider-ATS01N222QN_Image1.jpg?A3889C9397807479A2A1C7A8BAA5959DB4AAC672938B83648193867784887E9399B2B5ACB7685E9EC0AC | https://pim-kvc.soneparsea.com:3443/PictureServer/default.aspx/schneider-ats01n222qn.pdf?81788B76AEAA939CBEAABDA9B7A95D95C4B88476C0696266C1B382B5B69D | ALTISTART 01 SOFT STARTER FOR ASYNCHRONOUS MOTOR-22A 380.415V -7.5..11KW | This Schneider Electric Altistart 01 soft-starter can feed 3-phase asynchronous motors with a rating of 22 amperes, a rated power from 7.5 to 11 kilowatts and a rated voltage from 380 to 415Vac. It is 45 millimeters wide. This soft-starter is designed to enable smooth start for simple machines such as conveyors, conveyor belts, pumps, fans, compressors, automatic doors and gates, small cranes and belt-driven machinery. It has the slimmest form-factor on the market, allowing for very flexible and easy installation. It also offers an integrated bypass. | Rated surrounding temperature without derating | 40°C
| 17 | Automation and Control | Motors and Drives | Soft Starters | ALTISTART 01 SOFT STARTER 22A 380-415V 7.5-11KW | 2056995 | ATS01N222QN | SCHNEIDER ELECTRIC | 22350 | https://pim-kvc.soneparsea.com:3443/PictureServer/default.aspx/schneider-ATS01N222QN_Image1.jpg?A3889C9397807479A2A1C7A8BAA5959DB4AAC672938B83648193867784887E9399B2B5ACB7685E9EC0AC | https://pim-kvc.soneparsea.com:3443/PictureServer/default.aspx/schneider-ats01n222qn.pdf?81788B76AEAA939CBEAABDA9B7A95D95C4B88476C0696266C1B382B5B69D | ALTISTART 01 SOFT STARTER FOR ASYNCHRONOUS MOTOR-22A 380.415V -7.5..11KW | This Schneider Electric Altistart 01 soft-starter can feed 3-phase asynchronous motors with a rating of 22 amperes, a rated power from 7.5 to 11 kilowatts and a rated voltage from 380 to 415Vac. It is 45 millimeters wide. This soft-starter is designed to enable smooth start for simple machines such as conveyors, conveyor belts, pumps, fans, compressors, automatic doors and gates, small cranes and belt-driven machinery. It has the slimmest form-factor on the market, allowing for very flexible and easy installation. It also offers an integrated bypass. | Rated control supply voltage Us at AC 50HZ | 110...240V
| 17 | Automation and Control | Motors and Drives | Soft Starters | ALTISTART 01 SOFT STARTER 22A 380-415V 7.5-11KW | 2056995 | ATS01N222QN | SCHNEIDER ELECTRIC | 22350 | https://pim-kvc.soneparsea.com:3443/PictureServer/default.aspx/schneider-ATS01N222QN_Image1.jpg?A3889C9397807479A2A1C7A8BAA5959DB4AAC672938B83648193867784887E9399B2B5ACB7685E9EC0AC | https://pim-kvc.soneparsea.com:3443/PictureServer/default.aspx/schneider-ats01n222qn.pdf?81788B76AEAA939CBEAABDA9B7A95D95C4B88476C0696266C1B382B5B69D | ALTISTART 01 SOFT STARTER FOR ASYNCHRONOUS MOTOR-22A 380.415V -7.5..11KW | This Schneider Electric Altistart 01 soft-starter can feed 3-phase asynchronous motors with a rating of 22 amperes, a rated power from 7.5 to 11 kilowatts and a rated voltage from 380 to 415Vac. It is 45 millimeters wide. This soft-starter is designed to enable smooth start for simple machines such as conveyors, conveyor belts, pumps, fans, compressors, automatic doors and gates, small cranes and belt-driven machinery. It has the slimmest form-factor on the market, allowing for very flexible and easy installation. It also offers an integrated bypass. | Rated control supply voltage Us at AC 60HZ | 110...240V
| 17 | Automation and Control | Motors and Drives | Soft Starters | ALTISTART 01 SOFT STARTER 22A 380-415V 7.5-11KW | 2056995 | ATS01N222QN | SCHNEIDER ELECTRIC | 22350 | https://pim-kvc.soneparsea.com:3443/PictureServer/default.aspx/schneider-ATS01N222QN_Image1.jpg?A3889C9397807479A2A1C7A8BAA5959DB4AAC672938B83648193867784887E9399B2B5ACB7685E9EC0AC | https://pim-kvc.soneparsea.com:3443/PictureServer/default.aspx/schneider-ats01n222qn.pdf?81788B76AEAA939CBEAABDA9B7A95D95C4B88476C0696266C1B382B5B69D | ALTISTART 01 SOFT STARTER FOR ASYNCHRONOUS MOTOR-22A 380.415V -7.5..11KW | This Schneider Electric Altistart 01 soft-starter can feed 3-phase asynchronous motors with a rating of 22 amperes, a rated power from 7.5 to 11 kilowatts and a rated voltage from 380 to 415Vac. It is 45 millimeters wide. This soft-starter is designed to enable smooth start for simple machines such as conveyors, conveyor belts, pumps, fans, compressors, automatic doors and gates, small cranes and belt-driven machinery. It has the slimmest form-factor on the market, allowing for very flexible and easy installation. It also offers an integrated bypass. | Rated control supply voltage Us at DC | 24...240V
| 17 | Automation and Control | Motors and Drives | Soft Starters | ALTISTART 01 SOFT STARTER 22A 380-415V 7.5-11KW | 2056995 | ATS01N222QN | SCHNEIDER ELECTRIC | 22350 | https://pim-kvc.soneparsea.com:3443/PictureServer/default.aspx/schneider-ATS01N222QN_Image1.jpg?A3889C9397807479A2A1C7A8BAA5959DB4AAC672938B83648193867784887E9399B2B5ACB7685E9EC0AC | https://pim-kvc.soneparsea.com:3443/PictureServer/default.aspx/schneider-ats01n222qn.pdf?81788B76AEAA939CBEAABDA9B7A95D95C4B88476C0696266C1B382B5B69D | ALTISTART 01 SOFT STARTER FOR ASYNCHRONOUS MOTOR-22A 380.415V -7.5..11KW | This Schneider Electric Altistart 01 soft-starter can feed 3-phase asynchronous motors with a rating of 22 amperes, a rated power from 7.5 to 11 kilowatts and a rated voltage from 380 to 415Vac. It is 45 millimeters wide. This soft-starter is designed to enable smooth start for simple machines such as conveyors, conveyor belts, pumps, fans, compressors, automatic doors and gates, small cranes and belt-driven machinery. It has the slimmest form-factor on the market, allowing for very flexible and easy installation. It also offers an integrated bypass. | Voltage type for actuating | AC/DC
| 17 | Automation and Control | Motors and Drives | Soft Starters | ALTISTART 01 SOFT STARTER 22A 380-415V 7.5-11KW | 2056995 | ATS01N222QN | SCHNEIDER ELECTRIC | 22350 | https://pim-kvc.soneparsea.com:3443/PictureServer/default.aspx/schneider-ATS01N222QN_Image1.jpg?A3889C9397807479A2A1C7A8BAA5959DB4AAC672938B83648193867784887E9399B2B5ACB7685E9EC0AC | https://pim-kvc.soneparsea.com:3443/PictureServer/default.aspx/schneider-ats01n222qn.pdf?81788B76AEAA939CBEAABDA9B7A95D95C4B88476C0696266C1B382B5B69D | ALTISTART 01 SOFT STARTER FOR ASYNCHRONOUS MOTOR-22A 380.415V -7.5..11KW | This Schneider Electric Altistart 01 soft-starter can feed 3-phase asynchronous motors with a rating of 22 amperes, a rated power from 7.5 to 11 kilowatts and a rated voltage from 380 to 415Vac. It is 45 millimeters wide. This soft-starter is designed to enable smooth start for simple machines such as conveyors, conveyor belts, pumps, fans, compressors, automatic doors and gates, small cranes and belt-driven machinery. It has the slimmest form-factor on the market, allowing for very flexible and easy installation. It also offers an integrated bypass. | Integrated motor overload protection | no
| 17 | Automation and Control | Motors and Drives | Soft Starters | ALTISTART 01 SOFT STARTER 22A 380-415V 7.5-11KW | 2056995 | ATS01N222QN | SCHNEIDER ELECTRIC | 22350 | https://pim-kvc.soneparsea.com:3443/PictureServer/default.aspx/schneider-ATS01N222QN_Image1.jpg?A3889C9397807479A2A1C7A8BAA5959DB4AAC672938B83648193867784887E9399B2B5ACB7685E9EC0AC | https://pim-kvc.soneparsea.com:3443/PictureServer/default.aspx/schneider-ats01n222qn.pdf?81788B76AEAA939CBEAABDA9B7A95D95C4B88476C0696266C1B382B5B69D | ALTISTART 01 SOFT STARTER FOR ASYNCHRONOUS MOTOR-22A 380.415V -7.5..11KW | This Schneider Electric Altistart 01 soft-starter can feed 3-phase asynchronous motors with a rating of 22 amperes, a rated power from 7.5 to 11 kilowatts and a rated voltage from 380 to 415Vac. It is 45 millimeters wide. This soft-starter is designed to enable smooth start for simple machines such as conveyors, conveyor belts, pumps, fans, compressors, automatic doors and gates, small cranes and belt-driven machinery. It has the slimmest form-factor on the market, allowing for very flexible and easy installation. It also offers an integrated bypass. | Release class | Other
| 17 | Automation and Control | Motors and Drives | Soft Starters | ALTISTART 01 SOFT STARTER 22A 380-415V 7.5-11KW | 2056995 | ATS01N222QN | SCHNEIDER ELECTRIC | 22350 | https://pim-kvc.soneparsea.com:3443/PictureServer/default.aspx/schneider-ATS01N222QN_Image1.jpg?A3889C9397807479A2A1C7A8BAA5959DB4AAC672938B83648193867784887E9399B2B5ACB7685E9EC0AC | https://pim-kvc.soneparsea.com:3443/PictureServer/default.aspx/schneider-ats01n222qn.pdf?81788B76AEAA939CBEAABDA9B7A95D95C4B88476C0696266C1B382B5B69D | ALTISTART 01 SOFT STARTER FOR ASYNCHRONOUS MOTOR-22A 380.415V -7.5..11KW | This Schneider Electric Altistart 01 soft-starter can feed 3-phase asynchronous motors with a rating of 22 amperes, a rated power from 7.5 to 11 kilowatts and a rated voltage from 380 to 415Vac. It is 45 millimeters wide. This soft-starter is designed to enable smooth start for simple machines such as conveyors, conveyor belts, pumps, fans, compressors, automatic doors and gates, small cranes and belt-driven machinery. It has the slimmest form-factor on the market, allowing for very flexible and easy installation. It also offers an integrated bypass. | Degree of protection (IP) | IP20
| 18 | Automation and Control | Motors and Drives | Soft Starters | ALTISTART 01 SOFT STARTER 9 A 110-480V 1.1-4 KW | 2063041 | ATS01N109FT | SCHNEIDER ELECTRIC | 9465 | https://pim-kvc.soneparsea.com:3443/PictureServer/default.aspx/schneider-ats01n109ft_image1.jpg?A3889C9397807479A2A1C7A8BAA5959DB4AAC672B3ABA36481B385758B9DA493B9B2B5ACB7685E9EC0AC | https://pim-kvc.soneparsea.com:3443/PictureServer/default.aspx/schneider-ATS-01N109FT.pdf?81788B76AEAA939CBEAABDA9B7A95D75A498817583856164898BA873C29B96 | ALTISTART 01 SOFT STARTER FOR ASYNCHRONOUS MOTOR 9 A 110..480V 1.1..4 KW | This Schneider Electric Altistart 01 soft-starter is DIN rail mounted and can feed single or 3-phase asynchronous motors with a rating up to 9 amperes. This Altistart 01 can be used for a motor rated power up to 4kW or 5hp for 3-phase (110 to 480Vac) and up to 1.1kW for single phase (110 to 230Vac). Dimensions: 45mm width, 124mm heigh, 131mm deep. | Rated operation current Ie at 40 °C Tu | 9A
| 18 | Automation and Control | Motors and Drives | Soft Starters | ALTISTART 01 SOFT STARTER 9 A 110-480V 1.1-4 KW | 2063041 | ATS01N109FT | SCHNEIDER ELECTRIC | 9465 | https://pim-kvc.soneparsea.com:3443/PictureServer/default.aspx/schneider-ats01n109ft_image1.jpg?A3889C9397807479A2A1C7A8BAA5959DB4AAC672B3ABA36481B385758B9DA493B9B2B5ACB7685E9EC0AC | https://pim-kvc.soneparsea.com:3443/PictureServer/default.aspx/schneider-ATS-01N109FT.pdf?81788B76AEAA939CBEAABDA9B7A95D75A498817583856164898BA873C29B96 | ALTISTART 01 SOFT STARTER FOR ASYNCHRONOUS MOTOR 9 A 110..480V 1.1..4 KW | This Schneider Electric Altistart 01 soft-starter is DIN rail mounted and can feed single or 3-phase asynchronous motors with a rating up to 9 amperes. This Altistart 01 can be used for a motor rated power up to 4kW or 5hp for 3-phase (110 to 480Vac) and up to 1.1kW for single phase (110 to 230Vac). Dimensions: 45mm width, 124mm heigh, 131mm deep. | Rated operating voltage Ue | 110...480V
| 18 | Automation and Control | Motors and Drives | Soft Starters | ALTISTART 01 SOFT STARTER 9 A 110-480V 1.1-4 KW | 2063041 | ATS01N109FT | SCHNEIDER ELECTRIC | 9465 | https://pim-kvc.soneparsea.com:3443/PictureServer/default.aspx/schneider-ats01n109ft_image1.jpg?A3889C9397807479A2A1C7A8BAA5959DB4AAC672B3ABA36481B385758B9DA493B9B2B5ACB7685E9EC0AC | https://pim-kvc.soneparsea.com:3443/PictureServer/default.aspx/schneider-ATS-01N109FT.pdf?81788B76AEAA939CBEAABDA9B7A95D75A498817583856164898BA873C29B96 | ALTISTART 01 SOFT STARTER FOR ASYNCHRONOUS MOTOR 9 A 110..480V 1.1..4 KW | This Schneider Electric Altistart 01 soft-starter is DIN rail mounted and can feed single or 3-phase asynchronous motors with a rating up to 9 amperes. This Altistart 01 can be used for a motor rated power up to 4kW or 5hp for 3-phase (110 to 480Vac) and up to 1.1kW for single phase (110 to 230Vac). Dimensions: 45mm width, 124mm heigh, 131mm deep. | Rated power three-phase motor, inline, at 230 V | 1.5kW
| 18 | Automation and Control | Motors and Drives | Soft Starters | ALTISTART 01 SOFT STARTER 9 A 110-480V 1.1-4 KW | 2063041 | ATS01N109FT | SCHNEIDER ELECTRIC | 9465 | https://pim-kvc.soneparsea.com:3443/PictureServer/default.aspx/schneider-ats01n109ft_image1.jpg?A3889C9397807479A2A1C7A8BAA5959DB4AAC672B3ABA36481B385758B9DA493B9B2B5ACB7685E9EC0AC | https://pim-kvc.soneparsea.com:3443/PictureServer/default.aspx/schneider-ATS-01N109FT.pdf?81788B76AEAA939CBEAABDA9B7A95D75A498817583856164898BA873C29B96 | ALTISTART 01 SOFT STARTER FOR ASYNCHRONOUS MOTOR 9 A 110..480V 1.1..4 KW | This Schneider Electric Altistart 01 soft-starter is DIN rail mounted and can feed single or 3-phase asynchronous motors with a rating up to 9 amperes. This Altistart 01 can be used for a motor rated power up to 4kW or 5hp for 3-phase (110 to 480Vac) and up to 1.1kW for single phase (110 to 230Vac). Dimensions: 45mm width, 124mm heigh, 131mm deep. | Rated power three-phase motor, inline, at 400 V | 4kW
| 18 | Automation and Control | Motors and Drives | Soft Starters | ALTISTART 01 SOFT STARTER 9 A 110-480V 1.1-4 KW | 2063041 | ATS01N109FT | SCHNEIDER ELECTRIC | 9465 | https://pim-kvc.soneparsea.com:3443/PictureServer/default.aspx/schneider-ats01n109ft_image1.jpg?A3889C9397807479A2A1C7A8BAA5959DB4AAC672B3ABA36481B385758B9DA493B9B2B5ACB7685E9EC0AC | https://pim-kvc.soneparsea.com:3443/PictureServer/default.aspx/schneider-ATS-01N109FT.pdf?81788B76AEAA939CBEAABDA9B7A95D75A498817583856164898BA873C29B96 | ALTISTART 01 SOFT STARTER FOR ASYNCHRONOUS MOTOR 9 A 110..480V 1.1..4 KW | This Schneider Electric Altistart 01 soft-starter is DIN rail mounted and can feed single or 3-phase asynchronous motors with a rating up to 9 amperes. This Altistart 01 can be used for a motor rated power up to 4kW or 5hp for 3-phase (110 to 480Vac) and up to 1.1kW for single phase (110 to 230Vac). Dimensions: 45mm width, 124mm heigh, 131mm deep. | Rated power three-phase motor, inside delta, at 230 V | 0kW
| 18 | Automation and Control | Motors and Drives | Soft Starters | ALTISTART 01 SOFT STARTER 9 A 110-480V 1.1-4 KW | 2063041 | ATS01N109FT | SCHNEIDER ELECTRIC | 9465 | https://pim-kvc.soneparsea.com:3443/PictureServer/default.aspx/schneider-ats01n109ft_image1.jpg?A3889C9397807479A2A1C7A8BAA5959DB4AAC672B3ABA36481B385758B9DA493B9B2B5ACB7685E9EC0AC | https://pim-kvc.soneparsea.com:3443/PictureServer/default.aspx/schneider-ATS-01N109FT.pdf?81788B76AEAA939CBEAABDA9B7A95D75A498817583856164898BA873C29B96 | ALTISTART 01 SOFT STARTER FOR ASYNCHRONOUS MOTOR 9 A 110..480V 1.1..4 KW | This Schneider Electric Altistart 01 soft-starter is DIN rail mounted and can feed single or 3-phase asynchronous motors with a rating up to 9 amperes. This Altistart 01 can be used for a motor rated power up to 4kW or 5hp for 3-phase (110 to 480Vac) and up to 1.1kW for single phase (110 to 230Vac). Dimensions: 45mm width, 124mm heigh, 131mm deep. | Rated power three-phase motor, inside delta, at 400 V | 0kW
| 18 | Automation and Control | Motors and Drives | Soft Starters | ALTISTART 01 SOFT STARTER 9 A 110-480V 1.1-4 KW | 2063041 | ATS01N109FT | SCHNEIDER ELECTRIC | 9465 | https://pim-kvc.soneparsea.com:3443/PictureServer/default.aspx/schneider-ats01n109ft_image1.jpg?A3889C9397807479A2A1C7A8BAA5959DB4AAC672B3ABA36481B385758B9DA493B9B2B5ACB7685E9EC0AC | https://pim-kvc.soneparsea.com:3443/PictureServer/default.aspx/schneider-ATS-01N109FT.pdf?81788B76AEAA939CBEAABDA9B7A95D75A498817583856164898BA873C29B96 | ALTISTART 01 SOFT STARTER FOR ASYNCHRONOUS MOTOR 9 A 110..480V 1.1..4 KW | This Schneider Electric Altistart 01 soft-starter is DIN rail mounted and can feed single or 3-phase asynchronous motors with a rating up to 9 amperes. This Altistart 01 can be used for a motor rated power up to 4kW or 5hp for 3-phase (110 to 480Vac) and up to 1.1kW for single phase (110 to 230Vac). Dimensions: 45mm width, 124mm heigh, 131mm deep. | Function | Single direction
| 18 | Automation and Control | Motors and Drives | Soft Starters | ALTISTART 01 SOFT STARTER 9 A 110-480V 1.1-4 KW | 2063041 | ATS01N109FT | SCHNEIDER ELECTRIC | 9465 | https://pim-kvc.soneparsea.com:3443/PictureServer/default.aspx/schneider-ats01n109ft_image1.jpg?A3889C9397807479A2A1C7A8BAA5959DB4AAC672B3ABA36481B385758B9DA493B9B2B5ACB7685E9EC0AC | https://pim-kvc.soneparsea.com:3443/PictureServer/default.aspx/schneider-ATS-01N109FT.pdf?81788B76AEAA939CBEAABDA9B7A95D75A498817583856164898BA873C29B96 | ALTISTART 01 SOFT STARTER FOR ASYNCHRONOUS MOTOR 9 A 110..480V 1.1..4 KW | This Schneider Electric Altistart 01 soft-starter is DIN rail mounted and can feed single or 3-phase asynchronous motors with a rating up to 9 amperes. This Altistart 01 can be used for a motor rated power up to 4kW or 5hp for 3-phase (110 to 480Vac) and up to 1.1kW for single phase (110 to 230Vac). Dimensions: 45mm width, 124mm heigh, 131mm deep. | Internal bypass | yes
| 18 | Automation and Control | Motors and Drives | Soft Starters | ALTISTART 01 SOFT STARTER 9 A 110-480V 1.1-4 KW | 2063041 | ATS01N109FT | SCHNEIDER ELECTRIC | 9465 | https://pim-kvc.soneparsea.com:3443/PictureServer/default.aspx/schneider-ats01n109ft_image1.jpg?A3889C9397807479A2A1C7A8BAA5959DB4AAC672B3ABA36481B385758B9DA493B9B2B5ACB7685E9EC0AC | https://pim-kvc.soneparsea.com:3443/PictureServer/default.aspx/schneider-ATS-01N109FT.pdf?81788B76AEAA939CBEAABDA9B7A95D75A498817583856164898BA873C29B96 | ALTISTART 01 SOFT STARTER FOR ASYNCHRONOUS MOTOR 9 A 110..480V 1.1..4 KW | This Schneider Electric Altistart 01 soft-starter is DIN rail mounted and can feed single or 3-phase asynchronous motors with a rating up to 9 amperes. This Altistart 01 can be used for a motor rated power up to 4kW or 5hp for 3-phase (110 to 480Vac) and up to 1.1kW for single phase (110 to 230Vac). Dimensions: 45mm width, 124mm heigh, 131mm deep. | With display | no
| 18 | Automation and Control | Motors and Drives | Soft Starters | ALTISTART 01 SOFT STARTER 9 A 110-480V 1.1-4 KW | 2063041 | ATS01N109FT | SCHNEIDER ELECTRIC | 9465 | https://pim-kvc.soneparsea.com:3443/PictureServer/default.aspx/schneider-ats01n109ft_image1.jpg?A3889C9397807479A2A1C7A8BAA5959DB4AAC672B3ABA36481B385758B9DA493B9B2B5ACB7685E9EC0AC | https://pim-kvc.soneparsea.com:3443/PictureServer/default.aspx/schneider-ATS-01N109FT.pdf?81788B76AEAA939CBEAABDA9B7A95D75A498817583856164898BA873C29B96 | ALTISTART 01 SOFT STARTER FOR ASYNCHRONOUS MOTOR 9 A 110..480V 1.1..4 KW | This Schneider Electric Altistart 01 soft-starter is DIN rail mounted and can feed single or 3-phase asynchronous motors with a rating up to 9 amperes. This Altistart 01 can be used for a motor rated power up to 4kW or 5hp for 3-phase (110 to 480Vac) and up to 1.1kW for single phase (110 to 230Vac). Dimensions: 45mm width, 124mm heigh, 131mm deep. | Torque control | no
| 18 | Automation and Control | Motors and Drives | Soft Starters | ALTISTART 01 SOFT STARTER 9 A 110-480V 1.1-4 KW | 2063041 | ATS01N109FT | SCHNEIDER ELECTRIC | 9465 | https://pim-kvc.soneparsea.com:3443/PictureServer/default.aspx/schneider-ats01n109ft_image1.jpg?A3889C9397807479A2A1C7A8BAA5959DB4AAC672B3ABA36481B385758B9DA493B9B2B5ACB7685E9EC0AC | https://pim-kvc.soneparsea.com:3443/PictureServer/default.aspx/schneider-ATS-01N109FT.pdf?81788B76AEAA939CBEAABDA9B7A95D75A498817583856164898BA873C29B96 | ALTISTART 01 SOFT STARTER FOR ASYNCHRONOUS MOTOR 9 A 110..480V 1.1..4 KW | This Schneider Electric Altistart 01 soft-starter is DIN rail mounted and can feed single or 3-phase asynchronous motors with a rating up to 9 amperes. This Altistart 01 can be used for a motor rated power up to 4kW or 5hp for 3-phase (110 to 480Vac) and up to 1.1kW for single phase (110 to 230Vac). Dimensions: 45mm width, 124mm heigh, 131mm deep. | Rated surrounding temperature without derating | 40°C
| 18 | Automation and Control | Motors and Drives | Soft Starters | ALTISTART 01 SOFT STARTER 9 A 110-480V 1.1-4 KW | 2063041 | ATS01N109FT | SCHNEIDER ELECTRIC | 9465 | https://pim-kvc.soneparsea.com:3443/PictureServer/default.aspx/schneider-ats01n109ft_image1.jpg?A3889C9397807479A2A1C7A8BAA5959DB4AAC672B3ABA36481B385758B9DA493B9B2B5ACB7685E9EC0AC | https://pim-kvc.soneparsea.com:3443/PictureServer/default.aspx/schneider-ATS-01N109FT.pdf?81788B76AEAA939CBEAABDA9B7A95D75A498817583856164898BA873C29B96 | ALTISTART 01 SOFT STARTER FOR ASYNCHRONOUS MOTOR 9 A 110..480V 1.1..4 KW | This Schneider Electric Altistart 01 soft-starter is DIN rail mounted and can feed single or 3-phase asynchronous motors with a rating up to 9 amperes. This Altistart 01 can be used for a motor rated power up to 4kW or 5hp for 3-phase (110 to 480Vac) and up to 1.1kW for single phase (110 to 230Vac). Dimensions: 45mm width, 124mm heigh, 131mm deep. | Rated control supply voltage Us at AC 50HZ | 110...240V
| 18 | Automation and Control | Motors and Drives | Soft Starters | ALTISTART 01 SOFT STARTER 9 A 110-480V 1.1-4 KW | 2063041 | ATS01N109FT | SCHNEIDER ELECTRIC | 9465 | https://pim-kvc.soneparsea.com:3443/PictureServer/default.aspx/schneider-ats01n109ft_image1.jpg?A3889C9397807479A2A1C7A8BAA5959DB4AAC672B3ABA36481B385758B9DA493B9B2B5ACB7685E9EC0AC | https://pim-kvc.soneparsea.com:3443/PictureServer/default.aspx/schneider-ATS-01N109FT.pdf?81788B76AEAA939CBEAABDA9B7A95D75A498817583856164898BA873C29B96 | ALTISTART 01 SOFT STARTER FOR ASYNCHRONOUS MOTOR 9 A 110..480V 1.1..4 KW | This Schneider Electric Altistart 01 soft-starter is DIN rail mounted and can feed single or 3-phase asynchronous motors with a rating up to 9 amperes. This Altistart 01 can be used for a motor rated power up to 4kW or 5hp for 3-phase (110 to 480Vac) and up to 1.1kW for single phase (110 to 230Vac). Dimensions: 45mm width, 124mm heigh, 131mm deep. | Rated control supply voltage Us at AC 60HZ | 110...240V
| 18 | Automation and Control | Motors and Drives | Soft Starters | ALTISTART 01 SOFT STARTER 9 A 110-480V 1.1-4 KW | 2063041 | ATS01N109FT | SCHNEIDER ELECTRIC | 9465 | https://pim-kvc.soneparsea.com:3443/PictureServer/default.aspx/schneider-ats01n109ft_image1.jpg?A3889C9397807479A2A1C7A8BAA5959DB4AAC672B3ABA36481B385758B9DA493B9B2B5ACB7685E9EC0AC | https://pim-kvc.soneparsea.com:3443/PictureServer/default.aspx/schneider-ATS-01N109FT.pdf?81788B76AEAA939CBEAABDA9B7A95D75A498817583856164898BA873C29B96 | ALTISTART 01 SOFT STARTER FOR ASYNCHRONOUS MOTOR 9 A 110..480V 1.1..4 KW | This Schneider Electric Altistart 01 soft-starter is DIN rail mounted and can feed single or 3-phase asynchronous motors with a rating up to 9 amperes. This Altistart 01 can be used for a motor rated power up to 4kW or 5hp for 3-phase (110 to 480Vac) and up to 1.1kW for single phase (110 to 230Vac). Dimensions: 45mm width, 124mm heigh, 131mm deep. | Rated control supply voltage Us at DC | 24...24V
| 18 | Automation and Control | Motors and Drives | Soft Starters | ALTISTART 01 SOFT STARTER 9 A 110-480V 1.1-4 KW | 2063041 | ATS01N109FT | SCHNEIDER ELECTRIC | 9465 | https://pim-kvc.soneparsea.com:3443/PictureServer/default.aspx/schneider-ats01n109ft_image1.jpg?A3889C9397807479A2A1C7A8BAA5959DB4AAC672B3ABA36481B385758B9DA493B9B2B5ACB7685E9EC0AC | https://pim-kvc.soneparsea.com:3443/PictureServer/default.aspx/schneider-ATS-01N109FT.pdf?81788B76AEAA939CBEAABDA9B7A95D75A498817583856164898BA873C29B96 | ALTISTART 01 SOFT STARTER FOR ASYNCHRONOUS MOTOR 9 A 110..480V 1.1..4 KW | This Schneider Electric Altistart 01 soft-starter is DIN rail mounted and can feed single or 3-phase asynchronous motors with a rating up to 9 amperes. This Altistart 01 can be used for a motor rated power up to 4kW or 5hp for 3-phase (110 to 480Vac) and up to 1.1kW for single phase (110 to 230Vac). Dimensions: 45mm width, 124mm heigh, 131mm deep. | Voltage type for actuating | AC/DC
| 18 | Automation and Control | Motors and Drives | Soft Starters | ALTISTART 01 SOFT STARTER 9 A 110-480V 1.1-4 KW | 2063041 | ATS01N109FT | SCHNEIDER ELECTRIC | 9465 | https://pim-kvc.soneparsea.com:3443/PictureServer/default.aspx/schneider-ats01n109ft_image1.jpg?A3889C9397807479A2A1C7A8BAA5959DB4AAC672B3ABA36481B385758B9DA493B9B2B5ACB7685E9EC0AC | https://pim-kvc.soneparsea.com:3443/PictureServer/default.aspx/schneider-ATS-01N109FT.pdf?81788B76AEAA939CBEAABDA9B7A95D75A498817583856164898BA873C29B96 | ALTISTART 01 SOFT STARTER FOR ASYNCHRONOUS MOTOR 9 A 110..480V 1.1..4 KW | This Schneider Electric Altistart 01 soft-starter is DIN rail mounted and can feed single or 3-phase asynchronous motors with a rating up to 9 amperes. This Altistart 01 can be used for a motor rated power up to 4kW or 5hp for 3-phase (110 to 480Vac) and up to 1.1kW for single phase (110 to 230Vac). Dimensions: 45mm width, 124mm heigh, 131mm deep. | Integrated motor overload protection | no
| 18 | Automation and Control | Motors and Drives | Soft Starters | ALTISTART 01 SOFT STARTER 9 A 110-480V 1.1-4 KW | 2063041 | ATS01N109FT | SCHNEIDER ELECTRIC | 9465 | https://pim-kvc.soneparsea.com:3443/PictureServer/default.aspx/schneider-ats01n109ft_image1.jpg?A3889C9397807479A2A1C7A8BAA5959DB4AAC672B3ABA36481B385758B9DA493B9B2B5ACB7685E9EC0AC | https://pim-kvc.soneparsea.com:3443/PictureServer/default.aspx/schneider-ATS-01N109FT.pdf?81788B76AEAA939CBEAABDA9B7A95D75A498817583856164898BA873C29B96 | ALTISTART 01 SOFT STARTER FOR ASYNCHRONOUS MOTOR 9 A 110..480V 1.1..4 KW | This Schneider Electric Altistart 01 soft-starter is DIN rail mounted and can feed single or 3-phase asynchronous motors with a rating up to 9 amperes. This Altistart 01 can be used for a motor rated power up to 4kW or 5hp for 3-phase (110 to 480Vac) and up to 1.1kW for single phase (110 to 230Vac). Dimensions: 45mm width, 124mm heigh, 131mm deep. | Release class | Other
| 18 | Automation and Control | Motors and Drives | Soft Starters | ALTISTART 01 SOFT STARTER 9 A 110-480V 1.1-4 KW | 2063041 | ATS01N109FT | SCHNEIDER ELECTRIC | 9465 | https://pim-kvc.soneparsea.com:3443/PictureServer/default.aspx/schneider-ats01n109ft_image1.jpg?A3889C9397807479A2A1C7A8BAA5959DB4AAC672B3ABA36481B385758B9DA493B9B2B5ACB7685E9EC0AC | https://pim-kvc.soneparsea.com:3443/PictureServer/default.aspx/schneider-ATS-01N109FT.pdf?81788B76AEAA939CBEAABDA9B7A95D75A498817583856164898BA873C29B96 | ALTISTART 01 SOFT STARTER FOR ASYNCHRONOUS MOTOR 9 A 110..480V 1.1..4 KW | This Schneider Electric Altistart 01 soft-starter is DIN rail mounted and can feed single or 3-phase asynchronous motors with a rating up to 9 amperes. This Altistart 01 can be used for a motor rated power up to 4kW or 5hp for 3-phase (110 to 480Vac) and up to 1.1kW for single phase (110 to 230Vac). Dimensions: 45mm width, 124mm heigh, 131mm deep. | Degree of protection (IP) | IP20
| 19 | Automation and Control | Motors and Drives | Soft Starters | ALTISTART 01 SOFT STARTER 32A 380-415V 15KW | 2063042 | ATS01N232QN | SCHNEIDER ELECTRIC | 29050 | https://pim-kvc.soneparsea.com:3443/PictureServer/default.aspx/schneider-ATS01N232QN_Image1.jpg?A3889C9397807479A2A1C7A8BAA5959DB4AAC672938B83648193867884887E9399B2B5ACB7685E9EC0AC | https://pim-kvc.soneparsea.com:3443/PictureServer/default.aspx/schneider-ats01n232qn.pdf?81788B76AEAA939CBEAABDA9B7A95D95C4B88476C0696366C1B382B5B69D | ALTISTART 01 SOFT STARTER 32A 380-415V 15KW | This Schneider Electric Altistart 01 soft-starter can feed 3-phase asynchronous motors with a rating of 32 amperes, a rated power up to 15 kilowatts and a rated voltage from 380 to 415Vac. It is 45 millimeters wide. This soft-starter is designed to enable smooth start for simple machines such as conveyors, conveyor belts, pumps, fans, compressors, automatic doors and gates, small cranes and belt-driven machinery. It has the slimmest form-factor on the market, allowing for very flexible and easy installation. It also offers an integrated bypass. | Rated operation current Ie at 40 °C Tu | 32A
| 19 | Automation and Control | Motors and Drives | Soft Starters | ALTISTART 01 SOFT STARTER 32A 380-415V 15KW | 2063042 | ATS01N232QN | SCHNEIDER ELECTRIC | 29050 | https://pim-kvc.soneparsea.com:3443/PictureServer/default.aspx/schneider-ATS01N232QN_Image1.jpg?A3889C9397807479A2A1C7A8BAA5959DB4AAC672938B83648193867884887E9399B2B5ACB7685E9EC0AC | https://pim-kvc.soneparsea.com:3443/PictureServer/default.aspx/schneider-ats01n232qn.pdf?81788B76AEAA939CBEAABDA9B7A95D95C4B88476C0696366C1B382B5B69D | ALTISTART 01 SOFT STARTER 32A 380-415V 15KW | This Schneider Electric Altistart 01 soft-starter can feed 3-phase asynchronous motors with a rating of 32 amperes, a rated power up to 15 kilowatts and a rated voltage from 380 to 415Vac. It is 45 millimeters wide. This soft-starter is designed to enable smooth start for simple machines such as conveyors, conveyor belts, pumps, fans, compressors, automatic doors and gates, small cranes and belt-driven machinery. It has the slimmest form-factor on the market, allowing for very flexible and easy installation. It also offers an integrated bypass. | Rated operating voltage Ue | 380...415V
| 19 | Automation and Control | Motors and Drives | Soft Starters | ALTISTART 01 SOFT STARTER 32A 380-415V 15KW | 2063042 | ATS01N232QN | SCHNEIDER ELECTRIC | 29050 | https://pim-kvc.soneparsea.com:3443/PictureServer/default.aspx/schneider-ATS01N232QN_Image1.jpg?A3889C9397807479A2A1C7A8BAA5959DB4AAC672938B83648193867884887E9399B2B5ACB7685E9EC0AC | https://pim-kvc.soneparsea.com:3443/PictureServer/default.aspx/schneider-ats01n232qn.pdf?81788B76AEAA939CBEAABDA9B7A95D95C4B88476C0696366C1B382B5B69D | ALTISTART 01 SOFT STARTER 32A 380-415V 15KW | This Schneider Electric Altistart 01 soft-starter can feed 3-phase asynchronous motors with a rating of 32 amperes, a rated power up to 15 kilowatts and a rated voltage from 380 to 415Vac. It is 45 millimeters wide. This soft-starter is designed to enable smooth start for simple machines such as conveyors, conveyor belts, pumps, fans, compressors, automatic doors and gates, small cranes and belt-driven machinery. It has the slimmest form-factor on the market, allowing for very flexible and easy installation. It also offers an integrated bypass. | Rated power three-phase motor, inline, at 230 V | 0kW
| 19 | Automation and Control | Motors and Drives | Soft Starters | ALTISTART 01 SOFT STARTER 32A 380-415V 15KW | 2063042 | ATS01N232QN | SCHNEIDER ELECTRIC | 29050 | https://pim-kvc.soneparsea.com:3443/PictureServer/default.aspx/schneider-ATS01N232QN_Image1.jpg?A3889C9397807479A2A1C7A8BAA5959DB4AAC672938B83648193867884887E9399B2B5ACB7685E9EC0AC | https://pim-kvc.soneparsea.com:3443/PictureServer/default.aspx/schneider-ats01n232qn.pdf?81788B76AEAA939CBEAABDA9B7A95D95C4B88476C0696366C1B382B5B69D | ALTISTART 01 SOFT STARTER 32A 380-415V 15KW | This Schneider Electric Altistart 01 soft-starter can feed 3-phase asynchronous motors with a rating of 32 amperes, a rated power up to 15 kilowatts and a rated voltage from 380 to 415Vac. It is 45 millimeters wide. This soft-starter is designed to enable smooth start for simple machines such as conveyors, conveyor belts, pumps, fans, compressors, automatic doors and gates, small cranes and belt-driven machinery. It has the slimmest form-factor on the market, allowing for very flexible and easy installation. It also offers an integrated bypass. | Rated power three-phase motor, inline, at 400 V | 15kW
| 19 | Automation and Control | Motors and Drives | Soft Starters | ALTISTART 01 SOFT STARTER 32A 380-415V 15KW | 2063042 | ATS01N232QN | SCHNEIDER ELECTRIC | 29050 | https://pim-kvc.soneparsea.com:3443/PictureServer/default.aspx/schneider-ATS01N232QN_Image1.jpg?A3889C9397807479A2A1C7A8BAA5959DB4AAC672938B83648193867884887E9399B2B5ACB7685E9EC0AC | https://pim-kvc.soneparsea.com:3443/PictureServer/default.aspx/schneider-ats01n232qn.pdf?81788B76AEAA939CBEAABDA9B7A95D95C4B88476C0696366C1B382B5B69D | ALTISTART 01 SOFT STARTER 32A 380-415V 15KW | This Schneider Electric Altistart 01 soft-starter can feed 3-phase asynchronous motors with a rating of 32 amperes, a rated power up to 15 kilowatts and a rated voltage from 380 to 415Vac. It is 45 millimeters wide. This soft-starter is designed to enable smooth start for simple machines such as conveyors, conveyor belts, pumps, fans, compressors, automatic doors and gates, small cranes and belt-driven machinery. It has the slimmest form-factor on the market, allowing for very flexible and easy installation. It also offers an integrated bypass. | Rated power three-phase motor, inside delta, at 230 V | 0kW
| 19 | Automation and Control | Motors and Drives | Soft Starters | ALTISTART 01 SOFT STARTER 32A 380-415V 15KW | 2063042 | ATS01N232QN | SCHNEIDER ELECTRIC | 29050 | https://pim-kvc.soneparsea.com:3443/PictureServer/default.aspx/schneider-ATS01N232QN_Image1.jpg?A3889C9397807479A2A1C7A8BAA5959DB4AAC672938B83648193867884887E9399B2B5ACB7685E9EC0AC | https://pim-kvc.soneparsea.com:3443/PictureServer/default.aspx/schneider-ats01n232qn.pdf?81788B76AEAA939CBEAABDA9B7A95D95C4B88476C0696366C1B382B5B69D | ALTISTART 01 SOFT STARTER 32A 380-415V 15KW | This Schneider Electric Altistart 01 soft-starter can feed 3-phase asynchronous motors with a rating of 32 amperes, a rated power up to 15 kilowatts and a rated voltage from 380 to 415Vac. It is 45 millimeters wide. This soft-starter is designed to enable smooth start for simple machines such as conveyors, conveyor belts, pumps, fans, compressors, automatic doors and gates, small cranes and belt-driven machinery. It has the slimmest form-factor on the market, allowing for very flexible and easy installation. It also offers an integrated bypass. | Rated power three-phase motor, inside delta, at 400 V | 0kW
| 19 | Automation and Control | Motors and Drives | Soft Starters | ALTISTART 01 SOFT STARTER 32A 380-415V 15KW | 2063042 | ATS01N232QN | SCHNEIDER ELECTRIC | 29050 | https://pim-kvc.soneparsea.com:3443/PictureServer/default.aspx/schneider-ATS01N232QN_Image1.jpg?A3889C9397807479A2A1C7A8BAA5959DB4AAC672938B83648193867884887E9399B2B5ACB7685E9EC0AC | https://pim-kvc.soneparsea.com:3443/PictureServer/default.aspx/schneider-ats01n232qn.pdf?81788B76AEAA939CBEAABDA9B7A95D95C4B88476C0696366C1B382B5B69D | ALTISTART 01 SOFT STARTER 32A 380-415V 15KW | This Schneider Electric Altistart 01 soft-starter can feed 3-phase asynchronous motors with a rating of 32 amperes, a rated power up to 15 kilowatts and a rated voltage from 380 to 415Vac. It is 45 millimeters wide. This soft-starter is designed to enable smooth start for simple machines such as conveyors, conveyor belts, pumps, fans, compressors, automatic doors and gates, small cranes and belt-driven machinery. It has the slimmest form-factor on the market, allowing for very flexible and easy installation. It also offers an integrated bypass. | Function | Single direction
| 19 | Automation and Control | Motors and Drives | Soft Starters | ALTISTART 01 SOFT STARTER 32A 380-415V 15KW | 2063042 | ATS01N232QN | SCHNEIDER ELECTRIC | 29050 | https://pim-kvc.soneparsea.com:3443/PictureServer/default.aspx/schneider-ATS01N232QN_Image1.jpg?A3889C9397807479A2A1C7A8BAA5959DB4AAC672938B83648193867884887E9399B2B5ACB7685E9EC0AC | https://pim-kvc.soneparsea.com:3443/PictureServer/default.aspx/schneider-ats01n232qn.pdf?81788B76AEAA939CBEAABDA9B7A95D95C4B88476C0696366C1B382B5B69D | ALTISTART 01 SOFT STARTER 32A 380-415V 15KW | This Schneider Electric Altistart 01 soft-starter can feed 3-phase asynchronous motors with a rating of 32 amperes, a rated power up to 15 kilowatts and a rated voltage from 380 to 415Vac. It is 45 millimeters wide. This soft-starter is designed to enable smooth start for simple machines such as conveyors, conveyor belts, pumps, fans, compressors, automatic doors and gates, small cranes and belt-driven machinery. It has the slimmest form-factor on the market, allowing for very flexible and easy installation. It also offers an integrated bypass. | Internal bypass | yes
| 19 | Automation and Control | Motors and Drives | Soft Starters | ALTISTART 01 SOFT STARTER 32A 380-415V 15KW | 2063042 | ATS01N232QN | SCHNEIDER ELECTRIC | 29050 | https://pim-kvc.soneparsea.com:3443/PictureServer/default.aspx/schneider-ATS01N232QN_Image1.jpg?A3889C9397807479A2A1C7A8BAA5959DB4AAC672938B83648193867884887E9399B2B5ACB7685E9EC0AC | https://pim-kvc.soneparsea.com:3443/PictureServer/default.aspx/schneider-ats01n232qn.pdf?81788B76AEAA939CBEAABDA9B7A95D95C4B88476C0696366C1B382B5B69D | ALTISTART 01 SOFT STARTER 32A 380-415V 15KW | This Schneider Electric Altistart 01 soft-starter can feed 3-phase asynchronous motors with a rating of 32 amperes, a rated power up to 15 kilowatts and a rated voltage from 380 to 415Vac. It is 45 millimeters wide. This soft-starter is designed to enable smooth start for simple machines such as conveyors, conveyor belts, pumps, fans, compressors, automatic doors and gates, small cranes and belt-driven machinery. It has the slimmest form-factor on the market, allowing for very flexible and easy installation. It also offers an integrated bypass. | With display | yes
| 19 | Automation and Control | Motors and Drives | Soft Starters | ALTISTART 01 SOFT STARTER 32A 380-415V 15KW | 2063042 | ATS01N232QN | SCHNEIDER ELECTRIC | 29050 | https://pim-kvc.soneparsea.com:3443/PictureServer/default.aspx/schneider-ATS01N232QN_Image1.jpg?A3889C9397807479A2A1C7A8BAA5959DB4AAC672938B83648193867884887E9399B2B5ACB7685E9EC0AC | https://pim-kvc.soneparsea.com:3443/PictureServer/default.aspx/schneider-ats01n232qn.pdf?81788B76AEAA939CBEAABDA9B7A95D95C4B88476C0696366C1B382B5B69D | ALTISTART 01 SOFT STARTER 32A 380-415V 15KW | This Schneider Electric Altistart 01 soft-starter can feed 3-phase asynchronous motors with a rating of 32 amperes, a rated power up to 15 kilowatts and a rated voltage from 380 to 415Vac. It is 45 millimeters wide. This soft-starter is designed to enable smooth start for simple machines such as conveyors, conveyor belts, pumps, fans, compressors, automatic doors and gates, small cranes and belt-driven machinery. It has the slimmest form-factor on the market, allowing for very flexible and easy installation. It also offers an integrated bypass. | Torque control | no
| 19 | Automation and Control | Motors and Drives | Soft Starters | ALTISTART 01 SOFT STARTER 32A 380-415V 15KW | 2063042 | ATS01N232QN | SCHNEIDER ELECTRIC | 29050 | https://pim-kvc.soneparsea.com:3443/PictureServer/default.aspx/schneider-ATS01N232QN_Image1.jpg?A3889C9397807479A2A1C7A8BAA5959DB4AAC672938B83648193867884887E9399B2B5ACB7685E9EC0AC | https://pim-kvc.soneparsea.com:3443/PictureServer/default.aspx/schneider-ats01n232qn.pdf?81788B76AEAA939CBEAABDA9B7A95D95C4B88476C0696366C1B382B5B69D | ALTISTART 01 SOFT STARTER 32A 380-415V 15KW | This Schneider Electric Altistart 01 soft-starter can feed 3-phase asynchronous motors with a rating of 32 amperes, a rated power up to 15 kilowatts and a rated voltage from 380 to 415Vac. It is 45 millimeters wide. This soft-starter is designed to enable smooth start for simple machines such as conveyors, conveyor belts, pumps, fans, compressors, automatic doors and gates, small cranes and belt-driven machinery. It has the slimmest form-factor on the market, allowing for very flexible and easy installation. It also offers an integrated bypass. | Rated surrounding temperature without derating | 40°C
| 19 | Automation and Control | Motors and Drives | Soft Starters | ALTISTART 01 SOFT STARTER 32A 380-415V 15KW | 2063042 | ATS01N232QN | SCHNEIDER ELECTRIC | 29050 | https://pim-kvc.soneparsea.com:3443/PictureServer/default.aspx/schneider-ATS01N232QN_Image1.jpg?A3889C9397807479A2A1C7A8BAA5959DB4AAC672938B83648193867884887E9399B2B5ACB7685E9EC0AC | https://pim-kvc.soneparsea.com:3443/PictureServer/default.aspx/schneider-ats01n232qn.pdf?81788B76AEAA939CBEAABDA9B7A95D95C4B88476C0696366C1B382B5B69D | ALTISTART 01 SOFT STARTER 32A 380-415V 15KW | This Schneider Electric Altistart 01 soft-starter can feed 3-phase asynchronous motors with a rating of 32 amperes, a rated power up to 15 kilowatts and a rated voltage from 380 to 415Vac. It is 45 millimeters wide. This soft-starter is designed to enable smooth start for simple machines such as conveyors, conveyor belts, pumps, fans, compressors, automatic doors and gates, small cranes and belt-driven machinery. It has the slimmest form-factor on the market, allowing for very flexible and easy installation. It also offers an integrated bypass. | Rated control supply voltage Us at AC 50HZ | 110...240V
| 19 | Automation and Control | Motors and Drives | Soft Starters | ALTISTART 01 SOFT STARTER 32A 380-415V 15KW | 2063042 | ATS01N232QN | SCHNEIDER ELECTRIC | 29050 | https://pim-kvc.soneparsea.com:3443/PictureServer/default.aspx/schneider-ATS01N232QN_Image1.jpg?A3889C9397807479A2A1C7A8BAA5959DB4AAC672938B83648193867884887E9399B2B5ACB7685E9EC0AC | https://pim-kvc.soneparsea.com:3443/PictureServer/default.aspx/schneider-ats01n232qn.pdf?81788B76AEAA939CBEAABDA9B7A95D95C4B88476C0696366C1B382B5B69D | ALTISTART 01 SOFT STARTER 32A 380-415V 15KW | This Schneider Electric Altistart 01 soft-starter can feed 3-phase asynchronous motors with a rating of 32 amperes, a rated power up to 15 kilowatts and a rated voltage from 380 to 415Vac. It is 45 millimeters wide. This soft-starter is designed to enable smooth start for simple machines such as conveyors, conveyor belts, pumps, fans, compressors, automatic doors and gates, small cranes and belt-driven machinery. It has the slimmest form-factor on the market, allowing for very flexible and easy installation. It also offers an integrated bypass. | Rated control supply voltage Us at AC 60HZ | 110...240V
| 19 | Automation and Control | Motors and Drives | Soft Starters | ALTISTART 01 SOFT STARTER 32A 380-415V 15KW | 2063042 | ATS01N232QN | SCHNEIDER ELECTRIC | 29050 | https://pim-kvc.soneparsea.com:3443/PictureServer/default.aspx/schneider-ATS01N232QN_Image1.jpg?A3889C9397807479A2A1C7A8BAA5959DB4AAC672938B83648193867884887E9399B2B5ACB7685E9EC0AC | https://pim-kvc.soneparsea.com:3443/PictureServer/default.aspx/schneider-ats01n232qn.pdf?81788B76AEAA939CBEAABDA9B7A95D95C4B88476C0696366C1B382B5B69D | ALTISTART 01 SOFT STARTER 32A 380-415V 15KW | This Schneider Electric Altistart 01 soft-starter can feed 3-phase asynchronous motors with a rating of 32 amperes, a rated power up to 15 kilowatts and a rated voltage from 380 to 415Vac. It is 45 millimeters wide. This soft-starter is designed to enable smooth start for simple machines such as conveyors, conveyor belts, pumps, fans, compressors, automatic doors and gates, small cranes and belt-driven machinery. It has the slimmest form-factor on the market, allowing for very flexible and easy installation. It also offers an integrated bypass. | Rated control supply voltage Us at DC | 24...240V
| 19 | Automation and Control | Motors and Drives | Soft Starters | ALTISTART 01 SOFT STARTER 32A 380-415V 15KW | 2063042 | ATS01N232QN | SCHNEIDER ELECTRIC | 29050 | https://pim-kvc.soneparsea.com:3443/PictureServer/default.aspx/schneider-ATS01N232QN_Image1.jpg?A3889C9397807479A2A1C7A8BAA5959DB4AAC672938B83648193867884887E9399B2B5ACB7685E9EC0AC | https://pim-kvc.soneparsea.com:3443/PictureServer/default.aspx/schneider-ats01n232qn.pdf?81788B76AEAA939CBEAABDA9B7A95D95C4B88476C0696366C1B382B5B69D | ALTISTART 01 SOFT STARTER 32A 380-415V 15KW | This Schneider Electric Altistart 01 soft-starter can feed 3-phase asynchronous motors with a rating of 32 amperes, a rated power up to 15 kilowatts and a rated voltage from 380 to 415Vac. It is 45 millimeters wide. This soft-starter is designed to enable smooth start for simple machines such as conveyors, conveyor belts, pumps, fans, compressors, automatic doors and gates, small cranes and belt-driven machinery. It has the slimmest form-factor on the market, allowing for very flexible and easy installation. It also offers an integrated bypass. | Voltage type for actuating | AC/DC
| 19 | Automation and Control | Motors and Drives | Soft Starters | ALTISTART 01 SOFT STARTER 32A 380-415V 15KW | 2063042 | ATS01N232QN | SCHNEIDER ELECTRIC | 29050 | https://pim-kvc.soneparsea.com:3443/PictureServer/default.aspx/schneider-ATS01N232QN_Image1.jpg?A3889C9397807479A2A1C7A8BAA5959DB4AAC672938B83648193867884887E9399B2B5ACB7685E9EC0AC | https://pim-kvc.soneparsea.com:3443/PictureServer/default.aspx/schneider-ats01n232qn.pdf?81788B76AEAA939CBEAABDA9B7A95D95C4B88476C0696366C1B382B5B69D | ALTISTART 01 SOFT STARTER 32A 380-415V 15KW | This Schneider Electric Altistart 01 soft-starter can feed 3-phase asynchronous motors with a rating of 32 amperes, a rated power up to 15 kilowatts and a rated voltage from 380 to 415Vac. It is 45 millimeters wide. This soft-starter is designed to enable smooth start for simple machines such as conveyors, conveyor belts, pumps, fans, compressors, automatic doors and gates, small cranes and belt-driven machinery. It has the slimmest form-factor on the market, allowing for very flexible and easy installation. It also offers an integrated bypass. | Integrated motor overload protection | no
| 19 | Automation and Control | Motors and Drives | Soft Starters | ALTISTART 01 SOFT STARTER 32A 380-415V 15KW | 2063042 | ATS01N232QN | SCHNEIDER ELECTRIC | 29050 | https://pim-kvc.soneparsea.com:3443/PictureServer/default.aspx/schneider-ATS01N232QN_Image1.jpg?A3889C9397807479A2A1C7A8BAA5959DB4AAC672938B83648193867884887E9399B2B5ACB7685E9EC0AC | https://pim-kvc.soneparsea.com:3443/PictureServer/default.aspx/schneider-ats01n232qn.pdf?81788B76AEAA939CBEAABDA9B7A95D95C4B88476C0696366C1B382B5B69D | ALTISTART 01 SOFT STARTER 32A 380-415V 15KW | This Schneider Electric Altistart 01 soft-starter can feed 3-phase asynchronous motors with a rating of 32 amperes, a rated power up to 15 kilowatts and a rated voltage from 380 to 415Vac. It is 45 millimeters wide. This soft-starter is designed to enable smooth start for simple machines such as conveyors, conveyor belts, pumps, fans, compressors, automatic doors and gates, small cranes and belt-driven machinery. It has the slimmest form-factor on the market, allowing for very flexible and easy installation. It also offers an integrated bypass. | Release class | Other
| 19 | Automation and Control | Motors and Drives | Soft Starters | ALTISTART 01 SOFT STARTER 32A 380-415V 15KW | 2063042 | ATS01N232QN | SCHNEIDER ELECTRIC | 29050 | https://pim-kvc.soneparsea.com:3443/PictureServer/default.aspx/schneider-ATS01N232QN_Image1.jpg?A3889C9397807479A2A1C7A8BAA5959DB4AAC672938B83648193867884887E9399B2B5ACB7685E9EC0AC | https://pim-kvc.soneparsea.com:3443/PictureServer/default.aspx/schneider-ats01n232qn.pdf?81788B76AEAA939CBEAABDA9B7A95D95C4B88476C0696366C1B382B5B69D | ALTISTART 01 SOFT STARTER 32A 380-415V 15KW | This Schneider Electric Altistart 01 soft-starter can feed 3-phase asynchronous motors with a rating of 32 amperes, a rated power up to 15 kilowatts and a rated voltage from 380 to 415Vac. It is 45 millimeters wide. This soft-starter is designed to enable smooth start for simple machines such as conveyors, conveyor belts, pumps, fans, compressors, automatic doors and gates, small cranes and belt-driven machinery. It has the slimmest form-factor on the market, allowing for very flexible and easy installation. It also offers an integrated bypass. | Degree of protection (IP) | IP20
| 20 | Automation and Control | Motors and Drives | Motor Starter Accessories | ALTIVAR REMOTE GRAPHIC TERMINAL 240X160 PIXELS IP54 | 2063055 | VW3A1101 | SCHNEIDER ELECTRIC | 12900 | https://pim-kvc.soneparsea.com:3443/PictureServer/default.aspx/schneider-VW3A1101_Image1.jpg?A3889C9397807479A2A1C7A8BAA5959DB4AAC672A88E637581768476B1809D95B7AA8573BCA797 | https://pim-kvc.soneparsea.com:3443/PictureServer/default.aspx/schneider-vw3a1101.pdf?81788B76AEAA939CBEAABDA9B7A95DAAC778B57683676162C0A9BA | ALTIVAR REMOTE GRAPHIC TERMINAL 240X160 PIXELS IP54 | Remote Graphic Terminal with a keypad for use with a variety of Schneider Altivar VFDs. This remote terminal is used to control, adjust, and configure the drive and is capable of saving and downloading configurations. | Type of accessory/spare part | Control panel
| 21 | Automation and Control | Motors and Drives | Drives | ALTIVAR 12 VARIABLE SPEED DRIVE 0.75KW 1HP 200.240V 1PH | 2063385 | ATV12H075M2 | SCHNEIDER ELECTRIC | 14950 | https://pim-kvc.soneparsea.com:3443/PictureServer/default.aspx/schneider-ATV12H075M2_Image1.jpg?A3889C9397807479A2A1C7A8BAA5959DB4AAC672938B8665828D847C8784629399B2B5ACB7685E9EC0AC | https://pim-kvc.soneparsea.com:3443/PictureServer/default.aspx/schneider-atv12h075m2.pdf?81788B76AEAA939CBEAABDA9B7A95D95C4BB8577BA676769BD7782B5B69D | ALTIVAR 12 VARIABLE SPEED DRIVE 0.75KW 1HP 200.240V 1PH WITH HEAT SINK | This Schneider Electric Altivar 12 variable speed drive / inverter can feed single phase asynchronous motors with a rated power up to 0.75 kilowatts / 1 horsepower and a rated voltage from 200 to 240Vac. This variable speed / frequency drive (VSD / VFD) is designed for simple industry and commercial machines and appliances, such as conveyors, pumps, extractors, access barriers and treadmills. Its slim footprint allows for mounting within frames of simple non-industrial appliances. It can be configured before while still in its packaging without even using a power supply, thus minimizing installation time. SoMove software compatibility enables saving and transfering of configurations to spare drive, reducing maintenance downtime. | Mains voltage | 200...240V
| 21 | Automation and Control | Motors and Drives | Drives | ALTIVAR 12 VARIABLE SPEED DRIVE 0.75KW 1HP 200.240V 1PH | 2063385 | ATV12H075M2 | SCHNEIDER ELECTRIC | 14950 | https://pim-kvc.soneparsea.com:3443/PictureServer/default.aspx/schneider-ATV12H075M2_Image1.jpg?A3889C9397807479A2A1C7A8BAA5959DB4AAC672938B8665828D847C8784629399B2B5ACB7685E9EC0AC | https://pim-kvc.soneparsea.com:3443/PictureServer/default.aspx/schneider-atv12h075m2.pdf?81788B76AEAA939CBEAABDA9B7A95D95C4BB8577BA676769BD7782B5B69D | ALTIVAR 12 VARIABLE SPEED DRIVE 0.75KW 1HP 200.240V 1PH WITH HEAT SINK | This Schneider Electric Altivar 12 variable speed drive / inverter can feed single phase asynchronous motors with a rated power up to 0.75 kilowatts / 1 horsepower and a rated voltage from 200 to 240Vac. This variable speed / frequency drive (VSD / VFD) is designed for simple industry and commercial machines and appliances, such as conveyors, pumps, extractors, access barriers and treadmills. Its slim footprint allows for mounting within frames of simple non-industrial appliances. It can be configured before while still in its packaging without even using a power supply, thus minimizing installation time. SoMove software compatibility enables saving and transfering of configurations to spare drive, reducing maintenance downtime. | Mains frequency | 50/60 Hz
| 21 | Automation and Control | Motors and Drives | Drives | ALTIVAR 12 VARIABLE SPEED DRIVE 0.75KW 1HP 200.240V 1PH | 2063385 | ATV12H075M2 | SCHNEIDER ELECTRIC | 14950 | https://pim-kvc.soneparsea.com:3443/PictureServer/default.aspx/schneider-ATV12H075M2_Image1.jpg?A3889C9397807479A2A1C7A8BAA5959DB4AAC672938B8665828D847C8784629399B2B5ACB7685E9EC0AC | https://pim-kvc.soneparsea.com:3443/PictureServer/default.aspx/schneider-atv12h075m2.pdf?81788B76AEAA939CBEAABDA9B7A95D95C4BB8577BA676769BD7782B5B69D | ALTIVAR 12 VARIABLE SPEED DRIVE 0.75KW 1HP 200.240V 1PH WITH HEAT SINK | This Schneider Electric Altivar 12 variable speed drive / inverter can feed single phase asynchronous motors with a rated power up to 0.75 kilowatts / 1 horsepower and a rated voltage from 200 to 240Vac. This variable speed / frequency drive (VSD / VFD) is designed for simple industry and commercial machines and appliances, such as conveyors, pumps, extractors, access barriers and treadmills. Its slim footprint allows for mounting within frames of simple non-industrial appliances. It can be configured before while still in its packaging without even using a power supply, thus minimizing installation time. SoMove software compatibility enables saving and transfering of configurations to spare drive, reducing maintenance downtime. | Number of phases input | 1
| 21 | Automation and Control | Motors and Drives | Drives | ALTIVAR 12 VARIABLE SPEED DRIVE 0.75KW 1HP 200.240V 1PH | 2063385 | ATV12H075M2 | SCHNEIDER ELECTRIC | 14950 | https://pim-kvc.soneparsea.com:3443/PictureServer/default.aspx/schneider-ATV12H075M2_Image1.jpg?A3889C9397807479A2A1C7A8BAA5959DB4AAC672938B8665828D847C8784629399B2B5ACB7685E9EC0AC | https://pim-kvc.soneparsea.com:3443/PictureServer/default.aspx/schneider-atv12h075m2.pdf?81788B76AEAA939CBEAABDA9B7A95D95C4BB8577BA676769BD7782B5B69D | ALTIVAR 12 VARIABLE SPEED DRIVE 0.75KW 1HP 200.240V 1PH WITH HEAT SINK | This Schneider Electric Altivar 12 variable speed drive / inverter can feed single phase asynchronous motors with a rated power up to 0.75 kilowatts / 1 horsepower and a rated voltage from 200 to 240Vac. This variable speed / frequency drive (VSD / VFD) is designed for simple industry and commercial machines and appliances, such as conveyors, pumps, extractors, access barriers and treadmills. Its slim footprint allows for mounting within frames of simple non-industrial appliances. It can be configured before while still in its packaging without even using a power supply, thus minimizing installation time. SoMove software compatibility enables saving and transfering of configurations to spare drive, reducing maintenance downtime. | Number of phases output | 3
| 21 | Automation and Control | Motors and Drives | Drives | ALTIVAR 12 VARIABLE SPEED DRIVE 0.75KW 1HP 200.240V 1PH | 2063385 | ATV12H075M2 | SCHNEIDER ELECTRIC | 14950 | https://pim-kvc.soneparsea.com:3443/PictureServer/default.aspx/schneider-ATV12H075M2_Image1.jpg?A3889C9397807479A2A1C7A8BAA5959DB4AAC672938B8665828D847C8784629399B2B5ACB7685E9EC0AC | https://pim-kvc.soneparsea.com:3443/PictureServer/default.aspx/schneider-atv12h075m2.pdf?81788B76AEAA939CBEAABDA9B7A95D95C4BB8577BA676769BD7782B5B69D | ALTIVAR 12 VARIABLE SPEED DRIVE 0.75KW 1HP 200.240V 1PH WITH HEAT SINK | This Schneider Electric Altivar 12 variable speed drive / inverter can feed single phase asynchronous motors with a rated power up to 0.75 kilowatts / 1 horsepower and a rated voltage from 200 to 240Vac. This variable speed / frequency drive (VSD / VFD) is designed for simple industry and commercial machines and appliances, such as conveyors, pumps, extractors, access barriers and treadmills. Its slim footprint allows for mounting within frames of simple non-industrial appliances. It can be configured before while still in its packaging without even using a power supply, thus minimizing installation time. SoMove software compatibility enables saving and transfering of configurations to spare drive, reducing maintenance downtime. | Max. output frequency | 400Hz
| 21 | Automation and Control | Motors and Drives | Drives | ALTIVAR 12 VARIABLE SPEED DRIVE 0.75KW 1HP 200.240V 1PH | 2063385 | ATV12H075M2 | SCHNEIDER ELECTRIC | 14950 | https://pim-kvc.soneparsea.com:3443/PictureServer/default.aspx/schneider-ATV12H075M2_Image1.jpg?A3889C9397807479A2A1C7A8BAA5959DB4AAC672938B8665828D847C8784629399B2B5ACB7685E9EC0AC | https://pim-kvc.soneparsea.com:3443/PictureServer/default.aspx/schneider-atv12h075m2.pdf?81788B76AEAA939CBEAABDA9B7A95D95C4BB8577BA676769BD7782B5B69D | ALTIVAR 12 VARIABLE SPEED DRIVE 0.75KW 1HP 200.240V 1PH WITH HEAT SINK | This Schneider Electric Altivar 12 variable speed drive / inverter can feed single phase asynchronous motors with a rated power up to 0.75 kilowatts / 1 horsepower and a rated voltage from 200 to 240Vac. This variable speed / frequency drive (VSD / VFD) is designed for simple industry and commercial machines and appliances, such as conveyors, pumps, extractors, access barriers and treadmills. Its slim footprint allows for mounting within frames of simple non-industrial appliances. It can be configured before while still in its packaging without even using a power supply, thus minimizing installation time. SoMove software compatibility enables saving and transfering of configurations to spare drive, reducing maintenance downtime. | Max. output voltage | 230V
| 21 | Automation and Control | Motors and Drives | Drives | ALTIVAR 12 VARIABLE SPEED DRIVE 0.75KW 1HP 200.240V 1PH | 2063385 | ATV12H075M2 | SCHNEIDER ELECTRIC | 14950 | https://pim-kvc.soneparsea.com:3443/PictureServer/default.aspx/schneider-ATV12H075M2_Image1.jpg?A3889C9397807479A2A1C7A8BAA5959DB4AAC672938B8665828D847C8784629399B2B5ACB7685E9EC0AC | https://pim-kvc.soneparsea.com:3443/PictureServer/default.aspx/schneider-atv12h075m2.pdf?81788B76AEAA939CBEAABDA9B7A95D95C4BB8577BA676769BD7782B5B69D | ALTIVAR 12 VARIABLE SPEED DRIVE 0.75KW 1HP 200.240V 1PH WITH HEAT SINK | This Schneider Electric Altivar 12 variable speed drive / inverter can feed single phase asynchronous motors with a rated power up to 0.75 kilowatts / 1 horsepower and a rated voltage from 200 to 240Vac. This variable speed / frequency drive (VSD / VFD) is designed for simple industry and commercial machines and appliances, such as conveyors, pumps, extractors, access barriers and treadmills. Its slim footprint allows for mounting within frames of simple non-industrial appliances. It can be configured before while still in its packaging without even using a power supply, thus minimizing installation time. SoMove software compatibility enables saving and transfering of configurations to spare drive, reducing maintenance downtime. | Nominal output current I2N | 4.2A
| 21 | Automation and Control | Motors and Drives | Drives | ALTIVAR 12 VARIABLE SPEED DRIVE 0.75KW 1HP 200.240V 1PH | 2063385 | ATV12H075M2 | SCHNEIDER ELECTRIC | 14950 | https://pim-kvc.soneparsea.com:3443/PictureServer/default.aspx/schneider-ATV12H075M2_Image1.jpg?A3889C9397807479A2A1C7A8BAA5959DB4AAC672938B8665828D847C8784629399B2B5ACB7685E9EC0AC | https://pim-kvc.soneparsea.com:3443/PictureServer/default.aspx/schneider-atv12h075m2.pdf?81788B76AEAA939CBEAABDA9B7A95D95C4BB8577BA676769BD7782B5B69D | ALTIVAR 12 VARIABLE SPEED DRIVE 0.75KW 1HP 200.240V 1PH WITH HEAT SINK | This Schneider Electric Altivar 12 variable speed drive / inverter can feed single phase asynchronous motors with a rated power up to 0.75 kilowatts / 1 horsepower and a rated voltage from 200 to 240Vac. This variable speed / frequency drive (VSD / VFD) is designed for simple industry and commercial machines and appliances, such as conveyors, pumps, extractors, access barriers and treadmills. Its slim footprint allows for mounting within frames of simple non-industrial appliances. It can be configured before while still in its packaging without even using a power supply, thus minimizing installation time. SoMove software compatibility enables saving and transfering of configurations to spare drive, reducing maintenance downtime. | Max. output at quadratic load at rated output voltage | 0.75kW
| 21 | Automation and Control | Motors and Drives | Drives | ALTIVAR 12 VARIABLE SPEED DRIVE 0.75KW 1HP 200.240V 1PH | 2063385 | ATV12H075M2 | SCHNEIDER ELECTRIC | 14950 | https://pim-kvc.soneparsea.com:3443/PictureServer/default.aspx/schneider-ATV12H075M2_Image1.jpg?A3889C9397807479A2A1C7A8BAA5959DB4AAC672938B8665828D847C8784629399B2B5ACB7685E9EC0AC | https://pim-kvc.soneparsea.com:3443/PictureServer/default.aspx/schneider-atv12h075m2.pdf?81788B76AEAA939CBEAABDA9B7A95D95C4BB8577BA676769BD7782B5B69D | ALTIVAR 12 VARIABLE SPEED DRIVE 0.75KW 1HP 200.240V 1PH WITH HEAT SINK | This Schneider Electric Altivar 12 variable speed drive / inverter can feed single phase asynchronous motors with a rated power up to 0.75 kilowatts / 1 horsepower and a rated voltage from 200 to 240Vac. This variable speed / frequency drive (VSD / VFD) is designed for simple industry and commercial machines and appliances, such as conveyors, pumps, extractors, access barriers and treadmills. Its slim footprint allows for mounting within frames of simple non-industrial appliances. It can be configured before while still in its packaging without even using a power supply, thus minimizing installation time. SoMove software compatibility enables saving and transfering of configurations to spare drive, reducing maintenance downtime. | Max. output at linear load at rated output voltage | 0.75kW
| 21 | Automation and Control | Motors and Drives | Drives | ALTIVAR 12 VARIABLE SPEED DRIVE 0.75KW 1HP 200.240V 1PH | 2063385 | ATV12H075M2 | SCHNEIDER ELECTRIC | 14950 | https://pim-kvc.soneparsea.com:3443/PictureServer/default.aspx/schneider-ATV12H075M2_Image1.jpg?A3889C9397807479A2A1C7A8BAA5959DB4AAC672938B8665828D847C8784629399B2B5ACB7685E9EC0AC | https://pim-kvc.soneparsea.com:3443/PictureServer/default.aspx/schneider-atv12h075m2.pdf?81788B76AEAA939CBEAABDA9B7A95D95C4BB8577BA676769BD7782B5B69D | ALTIVAR 12 VARIABLE SPEED DRIVE 0.75KW 1HP 200.240V 1PH WITH HEAT SINK | This Schneider Electric Altivar 12 variable speed drive / inverter can feed single phase asynchronous motors with a rated power up to 0.75 kilowatts / 1 horsepower and a rated voltage from 200 to 240Vac. This variable speed / frequency drive (VSD / VFD) is designed for simple industry and commercial machines and appliances, such as conveyors, pumps, extractors, access barriers and treadmills. Its slim footprint allows for mounting within frames of simple non-industrial appliances. It can be configured before while still in its packaging without even using a power supply, thus minimizing installation time. SoMove software compatibility enables saving and transfering of configurations to spare drive, reducing maintenance downtime. | Relative symmetric net frequency tolerance | 5%
| 21 | Automation and Control | Motors and Drives | Drives | ALTIVAR 12 VARIABLE SPEED DRIVE 0.75KW 1HP 200.240V 1PH | 2063385 | ATV12H075M2 | SCHNEIDER ELECTRIC | 14950 | https://pim-kvc.soneparsea.com:3443/PictureServer/default.aspx/schneider-ATV12H075M2_Image1.jpg?A3889C9397807479A2A1C7A8BAA5959DB4AAC672938B8665828D847C8784629399B2B5ACB7685E9EC0AC | https://pim-kvc.soneparsea.com:3443/PictureServer/default.aspx/schneider-atv12h075m2.pdf?81788B76AEAA939CBEAABDA9B7A95D95C4BB8577BA676769BD7782B5B69D | ALTIVAR 12 VARIABLE SPEED DRIVE 0.75KW 1HP 200.240V 1PH WITH HEAT SINK | This Schneider Electric Altivar 12 variable speed drive / inverter can feed single phase asynchronous motors with a rated power up to 0.75 kilowatts / 1 horsepower and a rated voltage from 200 to 240Vac. This variable speed / frequency drive (VSD / VFD) is designed for simple industry and commercial machines and appliances, such as conveyors, pumps, extractors, access barriers and treadmills. Its slim footprint allows for mounting within frames of simple non-industrial appliances. It can be configured before while still in its packaging without even using a power supply, thus minimizing installation time. SoMove software compatibility enables saving and transfering of configurations to spare drive, reducing maintenance downtime. | Relative symmetric net voltage tolerance | 10%
| 21 | Automation and Control | Motors and Drives | Drives | ALTIVAR 12 VARIABLE SPEED DRIVE 0.75KW 1HP 200.240V 1PH | 2063385 | ATV12H075M2 | SCHNEIDER ELECTRIC | 14950 | https://pim-kvc.soneparsea.com:3443/PictureServer/default.aspx/schneider-ATV12H075M2_Image1.jpg?A3889C9397807479A2A1C7A8BAA5959DB4AAC672938B8665828D847C8784629399B2B5ACB7685E9EC0AC | https://pim-kvc.soneparsea.com:3443/PictureServer/default.aspx/schneider-atv12h075m2.pdf?81788B76AEAA939CBEAABDA9B7A95D95C4BB8577BA676769BD7782B5B69D | ALTIVAR 12 VARIABLE SPEED DRIVE 0.75KW 1HP 200.240V 1PH WITH HEAT SINK | This Schneider Electric Altivar 12 variable speed drive / inverter can feed single phase asynchronous motors with a rated power up to 0.75 kilowatts / 1 horsepower and a rated voltage from 200 to 240Vac. This variable speed / frequency drive (VSD / VFD) is designed for simple industry and commercial machines and appliances, such as conveyors, pumps, extractors, access barriers and treadmills. Its slim footprint allows for mounting within frames of simple non-industrial appliances. It can be configured before while still in its packaging without even using a power supply, thus minimizing installation time. SoMove software compatibility enables saving and transfering of configurations to spare drive, reducing maintenance downtime. | Number of analogue outputs | 1
| 21 | Automation and Control | Motors and Drives | Drives | ALTIVAR 12 VARIABLE SPEED DRIVE 0.75KW 1HP 200.240V 1PH | 2063385 | ATV12H075M2 | SCHNEIDER ELECTRIC | 14950 | https://pim-kvc.soneparsea.com:3443/PictureServer/default.aspx/schneider-ATV12H075M2_Image1.jpg?A3889C9397807479A2A1C7A8BAA5959DB4AAC672938B8665828D847C8784629399B2B5ACB7685E9EC0AC | https://pim-kvc.soneparsea.com:3443/PictureServer/default.aspx/schneider-atv12h075m2.pdf?81788B76AEAA939CBEAABDA9B7A95D95C4BB8577BA676769BD7782B5B69D | ALTIVAR 12 VARIABLE SPEED DRIVE 0.75KW 1HP 200.240V 1PH WITH HEAT SINK | This Schneider Electric Altivar 12 variable speed drive / inverter can feed single phase asynchronous motors with a rated power up to 0.75 kilowatts / 1 horsepower and a rated voltage from 200 to 240Vac. This variable speed / frequency drive (VSD / VFD) is designed for simple industry and commercial machines and appliances, such as conveyors, pumps, extractors, access barriers and treadmills. Its slim footprint allows for mounting within frames of simple non-industrial appliances. It can be configured before while still in its packaging without even using a power supply, thus minimizing installation time. SoMove software compatibility enables saving and transfering of configurations to spare drive, reducing maintenance downtime. | Number of analogue inputs | 1
| 21 | Automation and Control | Motors and Drives | Drives | ALTIVAR 12 VARIABLE SPEED DRIVE 0.75KW 1HP 200.240V 1PH | 2063385 | ATV12H075M2 | SCHNEIDER ELECTRIC | 14950 | https://pim-kvc.soneparsea.com:3443/PictureServer/default.aspx/schneider-ATV12H075M2_Image1.jpg?A3889C9397807479A2A1C7A8BAA5959DB4AAC672938B8665828D847C8784629399B2B5ACB7685E9EC0AC | https://pim-kvc.soneparsea.com:3443/PictureServer/default.aspx/schneider-atv12h075m2.pdf?81788B76AEAA939CBEAABDA9B7A95D95C4BB8577BA676769BD7782B5B69D | ALTIVAR 12 VARIABLE SPEED DRIVE 0.75KW 1HP 200.240V 1PH WITH HEAT SINK | This Schneider Electric Altivar 12 variable speed drive / inverter can feed single phase asynchronous motors with a rated power up to 0.75 kilowatts / 1 horsepower and a rated voltage from 200 to 240Vac. This variable speed / frequency drive (VSD / VFD) is designed for simple industry and commercial machines and appliances, such as conveyors, pumps, extractors, access barriers and treadmills. Its slim footprint allows for mounting within frames of simple non-industrial appliances. It can be configured before while still in its packaging without even using a power supply, thus minimizing installation time. SoMove software compatibility enables saving and transfering of configurations to spare drive, reducing maintenance downtime. | Number of digital outputs | 1
| 21 | Automation and Control | Motors and Drives | Drives | ALTIVAR 12 VARIABLE SPEED DRIVE 0.75KW 1HP 200.240V 1PH | 2063385 | ATV12H075M2 | SCHNEIDER ELECTRIC | 14950 | https://pim-kvc.soneparsea.com:3443/PictureServer/default.aspx/schneider-ATV12H075M2_Image1.jpg?A3889C9397807479A2A1C7A8BAA5959DB4AAC672938B8665828D847C8784629399B2B5ACB7685E9EC0AC | https://pim-kvc.soneparsea.com:3443/PictureServer/default.aspx/schneider-atv12h075m2.pdf?81788B76AEAA939CBEAABDA9B7A95D95C4BB8577BA676769BD7782B5B69D | ALTIVAR 12 VARIABLE SPEED DRIVE 0.75KW 1HP 200.240V 1PH WITH HEAT SINK | This Schneider Electric Altivar 12 variable speed drive / inverter can feed single phase asynchronous motors with a rated power up to 0.75 kilowatts / 1 horsepower and a rated voltage from 200 to 240Vac. This variable speed / frequency drive (VSD / VFD) is designed for simple industry and commercial machines and appliances, such as conveyors, pumps, extractors, access barriers and treadmills. Its slim footprint allows for mounting within frames of simple non-industrial appliances. It can be configured before while still in its packaging without even using a power supply, thus minimizing installation time. SoMove software compatibility enables saving and transfering of configurations to spare drive, reducing maintenance downtime. | Number of digital inputs | 4
| 21 | Automation and Control | Motors and Drives | Drives | ALTIVAR 12 VARIABLE SPEED DRIVE 0.75KW 1HP 200.240V 1PH | 2063385 | ATV12H075M2 | SCHNEIDER ELECTRIC | 14950 | https://pim-kvc.soneparsea.com:3443/PictureServer/default.aspx/schneider-ATV12H075M2_Image1.jpg?A3889C9397807479A2A1C7A8BAA5959DB4AAC672938B8665828D847C8784629399B2B5ACB7685E9EC0AC | https://pim-kvc.soneparsea.com:3443/PictureServer/default.aspx/schneider-atv12h075m2.pdf?81788B76AEAA939CBEAABDA9B7A95D95C4BB8577BA676769BD7782B5B69D | ALTIVAR 12 VARIABLE SPEED DRIVE 0.75KW 1HP 200.240V 1PH WITH HEAT SINK | This Schneider Electric Altivar 12 variable speed drive / inverter can feed single phase asynchronous motors with a rated power up to 0.75 kilowatts / 1 horsepower and a rated voltage from 200 to 240Vac. This variable speed / frequency drive (VSD / VFD) is designed for simple industry and commercial machines and appliances, such as conveyors, pumps, extractors, access barriers and treadmills. Its slim footprint allows for mounting within frames of simple non-industrial appliances. It can be configured before while still in its packaging without even using a power supply, thus minimizing installation time. SoMove software compatibility enables saving and transfering of configurations to spare drive, reducing maintenance downtime. | With control element | yes
| 21 | Automation and Control | Motors and Drives | Drives | ALTIVAR 12 VARIABLE SPEED DRIVE 0.75KW 1HP 200.240V 1PH | 2063385 | ATV12H075M2 | SCHNEIDER ELECTRIC | 14950 | https://pim-kvc.soneparsea.com:3443/PictureServer/default.aspx/schneider-ATV12H075M2_Image1.jpg?A3889C9397807479A2A1C7A8BAA5959DB4AAC672938B8665828D847C8784629399B2B5ACB7685E9EC0AC | https://pim-kvc.soneparsea.com:3443/PictureServer/default.aspx/schneider-atv12h075m2.pdf?81788B76AEAA939CBEAABDA9B7A95D95C4BB8577BA676769BD7782B5B69D | ALTIVAR 12 VARIABLE SPEED DRIVE 0.75KW 1HP 200.240V 1PH WITH HEAT SINK | This Schneider Electric Altivar 12 variable speed drive / inverter can feed single phase asynchronous motors with a rated power up to 0.75 kilowatts / 1 horsepower and a rated voltage from 200 to 240Vac. This variable speed / frequency drive (VSD / VFD) is designed for simple industry and commercial machines and appliances, such as conveyors, pumps, extractors, access barriers and treadmills. Its slim footprint allows for mounting within frames of simple non-industrial appliances. It can be configured before while still in its packaging without even using a power supply, thus minimizing installation time. SoMove software compatibility enables saving and transfering of configurations to spare drive, reducing maintenance downtime. | Application in industrial area permitted | yes
| 21 | Automation and Control | Motors and Drives | Drives | ALTIVAR 12 VARIABLE SPEED DRIVE 0.75KW 1HP 200.240V 1PH | 2063385 | ATV12H075M2 | SCHNEIDER ELECTRIC | 14950 | https://pim-kvc.soneparsea.com:3443/PictureServer/default.aspx/schneider-ATV12H075M2_Image1.jpg?A3889C9397807479A2A1C7A8BAA5959DB4AAC672938B8665828D847C8784629399B2B5ACB7685E9EC0AC | https://pim-kvc.soneparsea.com:3443/PictureServer/default.aspx/schneider-atv12h075m2.pdf?81788B76AEAA939CBEAABDA9B7A95D95C4BB8577BA676769BD7782B5B69D | ALTIVAR 12 VARIABLE SPEED DRIVE 0.75KW 1HP 200.240V 1PH WITH HEAT SINK | This Schneider Electric Altivar 12 variable speed drive / inverter can feed single phase asynchronous motors with a rated power up to 0.75 kilowatts / 1 horsepower and a rated voltage from 200 to 240Vac. This variable speed / frequency drive (VSD / VFD) is designed for simple industry and commercial machines and appliances, such as conveyors, pumps, extractors, access barriers and treadmills. Its slim footprint allows for mounting within frames of simple non-industrial appliances. It can be configured before while still in its packaging without even using a power supply, thus minimizing installation time. SoMove software compatibility enables saving and transfering of configurations to spare drive, reducing maintenance downtime. | Application in domestic- and commercial area permitted | yes
| 21 | Automation and Control | Motors and Drives | Drives | ALTIVAR 12 VARIABLE SPEED DRIVE 0.75KW 1HP 200.240V 1PH | 2063385 | ATV12H075M2 | SCHNEIDER ELECTRIC | 14950 | https://pim-kvc.soneparsea.com:3443/PictureServer/default.aspx/schneider-ATV12H075M2_Image1.jpg?A3889C9397807479A2A1C7A8BAA5959DB4AAC672938B8665828D847C8784629399B2B5ACB7685E9EC0AC | https://pim-kvc.soneparsea.com:3443/PictureServer/default.aspx/schneider-atv12h075m2.pdf?81788B76AEAA939CBEAABDA9B7A95D95C4BB8577BA676769BD7782B5B69D | ALTIVAR 12 VARIABLE SPEED DRIVE 0.75KW 1HP 200.240V 1PH WITH HEAT SINK | This Schneider Electric Altivar 12 variable speed drive / inverter can feed single phase asynchronous motors with a rated power up to 0.75 kilowatts / 1 horsepower and a rated voltage from 200 to 240Vac. This variable speed / frequency drive (VSD / VFD) is designed for simple industry and commercial machines and appliances, such as conveyors, pumps, extractors, access barriers and treadmills. Its slim footprint allows for mounting within frames of simple non-industrial appliances. It can be configured before while still in its packaging without even using a power supply, thus minimizing installation time. SoMove software compatibility enables saving and transfering of configurations to spare drive, reducing maintenance downtime. | Supporting protocol for TCP/IP | no
| 21 | Automation and Control | Motors and Drives | Drives | ALTIVAR 12 VARIABLE SPEED DRIVE 0.75KW 1HP 200.240V 1PH | 2063385 | ATV12H075M2 | SCHNEIDER ELECTRIC | 14950 | https://pim-kvc.soneparsea.com:3443/PictureServer/default.aspx/schneider-ATV12H075M2_Image1.jpg?A3889C9397807479A2A1C7A8BAA5959DB4AAC672938B8665828D847C8784629399B2B5ACB7685E9EC0AC | https://pim-kvc.soneparsea.com:3443/PictureServer/default.aspx/schneider-atv12h075m2.pdf?81788B76AEAA939CBEAABDA9B7A95D95C4BB8577BA676769BD7782B5B69D | ALTIVAR 12 VARIABLE SPEED DRIVE 0.75KW 1HP 200.240V 1PH WITH HEAT SINK | This Schneider Electric Altivar 12 variable speed drive / inverter can feed single phase asynchronous motors with a rated power up to 0.75 kilowatts / 1 horsepower and a rated voltage from 200 to 240Vac. This variable speed / frequency drive (VSD / VFD) is designed for simple industry and commercial machines and appliances, such as conveyors, pumps, extractors, access barriers and treadmills. Its slim footprint allows for mounting within frames of simple non-industrial appliances. It can be configured before while still in its packaging without even using a power supply, thus minimizing installation time. SoMove software compatibility enables saving and transfering of configurations to spare drive, reducing maintenance downtime. | Supporting protocol for PROFIBUS | no
| 22 | Automation and Control | Motors and Drives | Soft Starters | ALTISTART 48 SOFT STARTER 57A 230-415V 11-55KW | 2063609 | ATS48D62Q | SCHNEIDER ELECTRIC | 73400 | https://pim-kvc.soneparsea.com:3443/PictureServer/default.aspx/schneider-ATS48D62Q_Image1.jpg?A3889C9397807479A2A1C7A8BAA5959DB4AAC672938B836888898A77A39679A1B1ACB97680A1A09B | https://pim-kvc.soneparsea.com:3443/PictureServer/default.aspx/schneider-ats48d62q.pdf?81788B76AEAA939CBEAABDA9B7A95D95C4B8887DB66D62A57EB5B8AB | ALTISTART 48 SOFT STARTER FOR ASYNCHRONOUS MOTOR 57A 230..415V -11 55KW | Taming energy. Altistart 48 offers you the benefits of its patented Torque Control System (TCS). Ready for immediate start-up, with simplified wiring and extended communication functions, it can be integrated at the heart of your applications in complete simplicity. Applications: Pumps, Fans and high inertia machines, Compressors Conveyors. | Rated operation current Ie at 40 °C Tu | 62A
| 22 | Automation and Control | Motors and Drives | Soft Starters | ALTISTART 48 SOFT STARTER 57A 230-415V 11-55KW | 2063609 | ATS48D62Q | SCHNEIDER ELECTRIC | 73400 | https://pim-kvc.soneparsea.com:3443/PictureServer/default.aspx/schneider-ATS48D62Q_Image1.jpg?A3889C9397807479A2A1C7A8BAA5959DB4AAC672938B836888898A77A39679A1B1ACB97680A1A09B | https://pim-kvc.soneparsea.com:3443/PictureServer/default.aspx/schneider-ats48d62q.pdf?81788B76AEAA939CBEAABDA9B7A95D95C4B8887DB66D62A57EB5B8AB | ALTISTART 48 SOFT STARTER FOR ASYNCHRONOUS MOTOR 57A 230..415V -11 55KW | Taming energy. Altistart 48 offers you the benefits of its patented Torque Control System (TCS). Ready for immediate start-up, with simplified wiring and extended communication functions, it can be integrated at the heart of your applications in complete simplicity. Applications: Pumps, Fans and high inertia machines, Compressors Conveyors. | Rated operating voltage Ue | 230...415V
| 22 | Automation and Control | Motors and Drives | Soft Starters | ALTISTART 48 SOFT STARTER 57A 230-415V 11-55KW | 2063609 | ATS48D62Q | SCHNEIDER ELECTRIC | 73400 | https://pim-kvc.soneparsea.com:3443/PictureServer/default.aspx/schneider-ATS48D62Q_Image1.jpg?A3889C9397807479A2A1C7A8BAA5959DB4AAC672938B836888898A77A39679A1B1ACB97680A1A09B | https://pim-kvc.soneparsea.com:3443/PictureServer/default.aspx/schneider-ats48d62q.pdf?81788B76AEAA939CBEAABDA9B7A95D95C4B8887DB66D62A57EB5B8AB | ALTISTART 48 SOFT STARTER FOR ASYNCHRONOUS MOTOR 57A 230..415V -11 55KW | Taming energy. Altistart 48 offers you the benefits of its patented Torque Control System (TCS). Ready for immediate start-up, with simplified wiring and extended communication functions, it can be integrated at the heart of your applications in complete simplicity. Applications: Pumps, Fans and high inertia machines, Compressors Conveyors. | Rated power three-phase motor, inline, at 230 V | 15kW
| 22 | Automation and Control | Motors and Drives | Soft Starters | ALTISTART 48 SOFT STARTER 57A 230-415V 11-55KW | 2063609 | ATS48D62Q | SCHNEIDER ELECTRIC | 73400 | https://pim-kvc.soneparsea.com:3443/PictureServer/default.aspx/schneider-ATS48D62Q_Image1.jpg?A3889C9397807479A2A1C7A8BAA5959DB4AAC672938B836888898A77A39679A1B1ACB97680A1A09B | https://pim-kvc.soneparsea.com:3443/PictureServer/default.aspx/schneider-ats48d62q.pdf?81788B76AEAA939CBEAABDA9B7A95D95C4B8887DB66D62A57EB5B8AB | ALTISTART 48 SOFT STARTER FOR ASYNCHRONOUS MOTOR 57A 230..415V -11 55KW | Taming energy. Altistart 48 offers you the benefits of its patented Torque Control System (TCS). Ready for immediate start-up, with simplified wiring and extended communication functions, it can be integrated at the heart of your applications in complete simplicity. Applications: Pumps, Fans and high inertia machines, Compressors Conveyors. | Rated power three-phase motor, inline, at 400 V | 30kW
| 22 | Automation and Control | Motors and Drives | Soft Starters | ALTISTART 48 SOFT STARTER 57A 230-415V 11-55KW | 2063609 | ATS48D62Q | SCHNEIDER ELECTRIC | 73400 | https://pim-kvc.soneparsea.com:3443/PictureServer/default.aspx/schneider-ATS48D62Q_Image1.jpg?A3889C9397807479A2A1C7A8BAA5959DB4AAC672938B836888898A77A39679A1B1ACB97680A1A09B | https://pim-kvc.soneparsea.com:3443/PictureServer/default.aspx/schneider-ats48d62q.pdf?81788B76AEAA939CBEAABDA9B7A95D95C4B8887DB66D62A57EB5B8AB | ALTISTART 48 SOFT STARTER FOR ASYNCHRONOUS MOTOR 57A 230..415V -11 55KW | Taming energy. Altistart 48 offers you the benefits of its patented Torque Control System (TCS). Ready for immediate start-up, with simplified wiring and extended communication functions, it can be integrated at the heart of your applications in complete simplicity. Applications: Pumps, Fans and high inertia machines, Compressors Conveyors. | Rated power three-phase motor, inside delta, at 230 V | 30kW
| 22 | Automation and Control | Motors and Drives | Soft Starters | ALTISTART 48 SOFT STARTER 57A 230-415V 11-55KW | 2063609 | ATS48D62Q | SCHNEIDER ELECTRIC | 73400 | https://pim-kvc.soneparsea.com:3443/PictureServer/default.aspx/schneider-ATS48D62Q_Image1.jpg?A3889C9397807479A2A1C7A8BAA5959DB4AAC672938B836888898A77A39679A1B1ACB97680A1A09B | https://pim-kvc.soneparsea.com:3443/PictureServer/default.aspx/schneider-ats48d62q.pdf?81788B76AEAA939CBEAABDA9B7A95D95C4B8887DB66D62A57EB5B8AB | ALTISTART 48 SOFT STARTER FOR ASYNCHRONOUS MOTOR 57A 230..415V -11 55KW | Taming energy. Altistart 48 offers you the benefits of its patented Torque Control System (TCS). Ready for immediate start-up, with simplified wiring and extended communication functions, it can be integrated at the heart of your applications in complete simplicity. Applications: Pumps, Fans and high inertia machines, Compressors Conveyors. | Rated power three-phase motor, inside delta, at 400 V | 55kW
| 22 | Automation and Control | Motors and Drives | Soft Starters | ALTISTART 48 SOFT STARTER 57A 230-415V 11-55KW | 2063609 | ATS48D62Q | SCHNEIDER ELECTRIC | 73400 | https://pim-kvc.soneparsea.com:3443/PictureServer/default.aspx/schneider-ATS48D62Q_Image1.jpg?A3889C9397807479A2A1C7A8BAA5959DB4AAC672938B836888898A77A39679A1B1ACB97680A1A09B | https://pim-kvc.soneparsea.com:3443/PictureServer/default.aspx/schneider-ats48d62q.pdf?81788B76AEAA939CBEAABDA9B7A95D95C4B8887DB66D62A57EB5B8AB | ALTISTART 48 SOFT STARTER FOR ASYNCHRONOUS MOTOR 57A 230..415V -11 55KW | Taming energy. Altistart 48 offers you the benefits of its patented Torque Control System (TCS). Ready for immediate start-up, with simplified wiring and extended communication functions, it can be integrated at the heart of your applications in complete simplicity. Applications: Pumps, Fans and high inertia machines, Compressors Conveyors. | Function | Single direction
| 22 | Automation and Control | Motors and Drives | Soft Starters | ALTISTART 48 SOFT STARTER 57A 230-415V 11-55KW | 2063609 | ATS48D62Q | SCHNEIDER ELECTRIC | 73400 | https://pim-kvc.soneparsea.com:3443/PictureServer/default.aspx/schneider-ATS48D62Q_Image1.jpg?A3889C9397807479A2A1C7A8BAA5959DB4AAC672938B836888898A77A39679A1B1ACB97680A1A09B | https://pim-kvc.soneparsea.com:3443/PictureServer/default.aspx/schneider-ats48d62q.pdf?81788B76AEAA939CBEAABDA9B7A95D95C4B8887DB66D62A57EB5B8AB | ALTISTART 48 SOFT STARTER FOR ASYNCHRONOUS MOTOR 57A 230..415V -11 55KW | Taming energy. Altistart 48 offers you the benefits of its patented Torque Control System (TCS). Ready for immediate start-up, with simplified wiring and extended communication functions, it can be integrated at the heart of your applications in complete simplicity. Applications: Pumps, Fans and high inertia machines, Compressors Conveyors. | Internal bypass | no
| 22 | Automation and Control | Motors and Drives | Soft Starters | ALTISTART 48 SOFT STARTER 57A 230-415V 11-55KW | 2063609 | ATS48D62Q | SCHNEIDER ELECTRIC | 73400 | https://pim-kvc.soneparsea.com:3443/PictureServer/default.aspx/schneider-ATS48D62Q_Image1.jpg?A3889C9397807479A2A1C7A8BAA5959DB4AAC672938B836888898A77A39679A1B1ACB97680A1A09B | https://pim-kvc.soneparsea.com:3443/PictureServer/default.aspx/schneider-ats48d62q.pdf?81788B76AEAA939CBEAABDA9B7A95D95C4B8887DB66D62A57EB5B8AB | ALTISTART 48 SOFT STARTER FOR ASYNCHRONOUS MOTOR 57A 230..415V -11 55KW | Taming energy. Altistart 48 offers you the benefits of its patented Torque Control System (TCS). Ready for immediate start-up, with simplified wiring and extended communication functions, it can be integrated at the heart of your applications in complete simplicity. Applications: Pumps, Fans and high inertia machines, Compressors Conveyors. | With display | no
| 22 | Automation and Control | Motors and Drives | Soft Starters | ALTISTART 48 SOFT STARTER 57A 230-415V 11-55KW | 2063609 | ATS48D62Q | SCHNEIDER ELECTRIC | 73400 | https://pim-kvc.soneparsea.com:3443/PictureServer/default.aspx/schneider-ATS48D62Q_Image1.jpg?A3889C9397807479A2A1C7A8BAA5959DB4AAC672938B836888898A77A39679A1B1ACB97680A1A09B | https://pim-kvc.soneparsea.com:3443/PictureServer/default.aspx/schneider-ats48d62q.pdf?81788B76AEAA939CBEAABDA9B7A95D95C4B8887DB66D62A57EB5B8AB | ALTISTART 48 SOFT STARTER FOR ASYNCHRONOUS MOTOR 57A 230..415V -11 55KW | Taming energy. Altistart 48 offers you the benefits of its patented Torque Control System (TCS). Ready for immediate start-up, with simplified wiring and extended communication functions, it can be integrated at the heart of your applications in complete simplicity. Applications: Pumps, Fans and high inertia machines, Compressors Conveyors. | Torque control | yes
| 22 | Automation and Control | Motors and Drives | Soft Starters | ALTISTART 48 SOFT STARTER 57A 230-415V 11-55KW | 2063609 | ATS48D62Q | SCHNEIDER ELECTRIC | 73400 | https://pim-kvc.soneparsea.com:3443/PictureServer/default.aspx/schneider-ATS48D62Q_Image1.jpg?A3889C9397807479A2A1C7A8BAA5959DB4AAC672938B836888898A77A39679A1B1ACB97680A1A09B | https://pim-kvc.soneparsea.com:3443/PictureServer/default.aspx/schneider-ats48d62q.pdf?81788B76AEAA939CBEAABDA9B7A95D95C4B8887DB66D62A57EB5B8AB | ALTISTART 48 SOFT STARTER FOR ASYNCHRONOUS MOTOR 57A 230..415V -11 55KW | Taming energy. Altistart 48 offers you the benefits of its patented Torque Control System (TCS). Ready for immediate start-up, with simplified wiring and extended communication functions, it can be integrated at the heart of your applications in complete simplicity. Applications: Pumps, Fans and high inertia machines, Compressors Conveyors. | Rated surrounding temperature without derating | 40°C
| 22 | Automation and Control | Motors and Drives | Soft Starters | ALTISTART 48 SOFT STARTER 57A 230-415V 11-55KW | 2063609 | ATS48D62Q | SCHNEIDER ELECTRIC | 73400 | https://pim-kvc.soneparsea.com:3443/PictureServer/default.aspx/schneider-ATS48D62Q_Image1.jpg?A3889C9397807479A2A1C7A8BAA5959DB4AAC672938B836888898A77A39679A1B1ACB97680A1A09B | https://pim-kvc.soneparsea.com:3443/PictureServer/default.aspx/schneider-ats48d62q.pdf?81788B76AEAA939CBEAABDA9B7A95D95C4B8887DB66D62A57EB5B8AB | ALTISTART 48 SOFT STARTER FOR ASYNCHRONOUS MOTOR 57A 230..415V -11 55KW | Taming energy. Altistart 48 offers you the benefits of its patented Torque Control System (TCS). Ready for immediate start-up, with simplified wiring and extended communication functions, it can be integrated at the heart of your applications in complete simplicity. Applications: Pumps, Fans and high inertia machines, Compressors Conveyors. | Rated control supply voltage Us at AC 50HZ | 220...415V
| 22 | Automation and Control | Motors and Drives | Soft Starters | ALTISTART 48 SOFT STARTER 57A 230-415V 11-55KW | 2063609 | ATS48D62Q | SCHNEIDER ELECTRIC | 73400 | https://pim-kvc.soneparsea.com:3443/PictureServer/default.aspx/schneider-ATS48D62Q_Image1.jpg?A3889C9397807479A2A1C7A8BAA5959DB4AAC672938B836888898A77A39679A1B1ACB97680A1A09B | https://pim-kvc.soneparsea.com:3443/PictureServer/default.aspx/schneider-ats48d62q.pdf?81788B76AEAA939CBEAABDA9B7A95D95C4B8887DB66D62A57EB5B8AB | ALTISTART 48 SOFT STARTER FOR ASYNCHRONOUS MOTOR 57A 230..415V -11 55KW | Taming energy. Altistart 48 offers you the benefits of its patented Torque Control System (TCS). Ready for immediate start-up, with simplified wiring and extended communication functions, it can be integrated at the heart of your applications in complete simplicity. Applications: Pumps, Fans and high inertia machines, Compressors Conveyors. | Rated control supply voltage Us at AC 60HZ | 220...415V
| 22 | Automation and Control | Motors and Drives | Soft Starters | ALTISTART 48 SOFT STARTER 57A 230-415V 11-55KW | 2063609 | ATS48D62Q | SCHNEIDER ELECTRIC | 73400 | https://pim-kvc.soneparsea.com:3443/PictureServer/default.aspx/schneider-ATS48D62Q_Image1.jpg?A3889C9397807479A2A1C7A8BAA5959DB4AAC672938B836888898A77A39679A1B1ACB97680A1A09B | https://pim-kvc.soneparsea.com:3443/PictureServer/default.aspx/schneider-ats48d62q.pdf?81788B76AEAA939CBEAABDA9B7A95D95C4B8887DB66D62A57EB5B8AB | ALTISTART 48 SOFT STARTER FOR ASYNCHRONOUS MOTOR 57A 230..415V -11 55KW | Taming energy. Altistart 48 offers you the benefits of its patented Torque Control System (TCS). Ready for immediate start-up, with simplified wiring and extended communication functions, it can be integrated at the heart of your applications in complete simplicity. Applications: Pumps, Fans and high inertia machines, Compressors Conveyors. | Rated control supply voltage Us at DC | 0...0V
| 22 | Automation and Control | Motors and Drives | Soft Starters | ALTISTART 48 SOFT STARTER 57A 230-415V 11-55KW | 2063609 | ATS48D62Q | SCHNEIDER ELECTRIC | 73400 | https://pim-kvc.soneparsea.com:3443/PictureServer/default.aspx/schneider-ATS48D62Q_Image1.jpg?A3889C9397807479A2A1C7A8BAA5959DB4AAC672938B836888898A77A39679A1B1ACB97680A1A09B | https://pim-kvc.soneparsea.com:3443/PictureServer/default.aspx/schneider-ats48d62q.pdf?81788B76AEAA939CBEAABDA9B7A95D95C4B8887DB66D62A57EB5B8AB | ALTISTART 48 SOFT STARTER FOR ASYNCHRONOUS MOTOR 57A 230..415V -11 55KW | Taming energy. Altistart 48 offers you the benefits of its patented Torque Control System (TCS). Ready for immediate start-up, with simplified wiring and extended communication functions, it can be integrated at the heart of your applications in complete simplicity. Applications: Pumps, Fans and high inertia machines, Compressors Conveyors. | Voltage type for actuating | AC/DC
| 22 | Automation and Control | Motors and Drives | Soft Starters | ALTISTART 48 SOFT STARTER 57A 230-415V 11-55KW | 2063609 | ATS48D62Q | SCHNEIDER ELECTRIC | 73400 | https://pim-kvc.soneparsea.com:3443/PictureServer/default.aspx/schneider-ATS48D62Q_Image1.jpg?A3889C9397807479A2A1C7A8BAA5959DB4AAC672938B836888898A77A39679A1B1ACB97680A1A09B | https://pim-kvc.soneparsea.com:3443/PictureServer/default.aspx/schneider-ats48d62q.pdf?81788B76AEAA939CBEAABDA9B7A95D95C4B8887DB66D62A57EB5B8AB | ALTISTART 48 SOFT STARTER FOR ASYNCHRONOUS MOTOR 57A 230..415V -11 55KW | Taming energy. Altistart 48 offers you the benefits of its patented Torque Control System (TCS). Ready for immediate start-up, with simplified wiring and extended communication functions, it can be integrated at the heart of your applications in complete simplicity. Applications: Pumps, Fans and high inertia machines, Compressors Conveyors. | Integrated motor overload protection | yes
| 22 | Automation and Control | Motors and Drives | Soft Starters | ALTISTART 48 SOFT STARTER 57A 230-415V 11-55KW | 2063609 | ATS48D62Q | SCHNEIDER ELECTRIC | 73400 | https://pim-kvc.soneparsea.com:3443/PictureServer/default.aspx/schneider-ATS48D62Q_Image1.jpg?A3889C9397807479A2A1C7A8BAA5959DB4AAC672938B836888898A77A39679A1B1ACB97680A1A09B | https://pim-kvc.soneparsea.com:3443/PictureServer/default.aspx/schneider-ats48d62q.pdf?81788B76AEAA939CBEAABDA9B7A95D95C4B8887DB66D62A57EB5B8AB | ALTISTART 48 SOFT STARTER FOR ASYNCHRONOUS MOTOR 57A 230..415V -11 55KW | Taming energy. Altistart 48 offers you the benefits of its patented Torque Control System (TCS). Ready for immediate start-up, with simplified wiring and extended communication functions, it can be integrated at the heart of your applications in complete simplicity. Applications: Pumps, Fans and high inertia machines, Compressors Conveyors. | Release class | Other
| 22 | Automation and Control | Motors and Drives | Soft Starters | ALTISTART 48 SOFT STARTER 57A 230-415V 11-55KW | 2063609 | ATS48D62Q | SCHNEIDER ELECTRIC | 73400 | https://pim-kvc.soneparsea.com:3443/PictureServer/default.aspx/schneider-ATS48D62Q_Image1.jpg?A3889C9397807479A2A1C7A8BAA5959DB4AAC672938B836888898A77A39679A1B1ACB97680A1A09B | https://pim-kvc.soneparsea.com:3443/PictureServer/default.aspx/schneider-ats48d62q.pdf?81788B76AEAA939CBEAABDA9B7A95D95C4B8887DB66D62A57EB5B8AB | ALTISTART 48 SOFT STARTER FOR ASYNCHRONOUS MOTOR 57A 230..415V -11 55KW | Taming energy. Altistart 48 offers you the benefits of its patented Torque Control System (TCS). Ready for immediate start-up, with simplified wiring and extended communication functions, it can be integrated at the heart of your applications in complete simplicity. Applications: Pumps, Fans and high inertia machines, Compressors Conveyors. | Degree of protection (IP) | IP20
| 23 | Automation and Control | Motors and Drives | Soft Starters | ALTISTART 01 SOFT STARTER 25A 110..480V 2.2..11 KW | 2086835 | ATS01N125FT | SCHNEIDER ELECTRIC | 17950 | https://pim-kvc.soneparsea.com:3443/PictureServer/default.aspx/schneider-ats01n125ft_image1.jpg?A3889C9397807479A2A1C7A8BAA5959DB4AAC672B3ABA36481B38577879DA493B9B2B5ACB7685E9EC0AC | https://pim-kvc.soneparsea.com:3443/PictureServer/default.aspx/schneider-ats-01n125ft.pdf?81788B76AEAA939CBEAABDA9B7A95D95C4B8817583A5616685ABC873C29B96 | ALTISTART 01 SOFT STARTER FOR ASYNCHRONOUS MOTOR - ATS01 - 25 A - 110..480V - 2.2..11 KW | This Schneider Electric Altistart 01 soft-starter is DIN rail mounted and can feed single or 3-phase asynchronous motors with a rating up to 25 amperes. This Altistart 01 can be used for a motor rated power up to 11kW or 15hp for 3-phase (110 to 480Vac) and up to 2.2kW for single phase (110 to 230Vac). Dimensions: 45mm width, 124mm heigh, 131mm deep. | Rated operation current Ie at 40 °C Tu | 25A
| 23 | Automation and Control | Motors and Drives | Soft Starters | ALTISTART 01 SOFT STARTER 25A 110..480V 2.2..11 KW | 2086835 | ATS01N125FT | SCHNEIDER ELECTRIC | 17950 | https://pim-kvc.soneparsea.com:3443/PictureServer/default.aspx/schneider-ats01n125ft_image1.jpg?A3889C9397807479A2A1C7A8BAA5959DB4AAC672B3ABA36481B38577879DA493B9B2B5ACB7685E9EC0AC | https://pim-kvc.soneparsea.com:3443/PictureServer/default.aspx/schneider-ats-01n125ft.pdf?81788B76AEAA939CBEAABDA9B7A95D95C4B8817583A5616685ABC873C29B96 | ALTISTART 01 SOFT STARTER FOR ASYNCHRONOUS MOTOR - ATS01 - 25 A - 110..480V - 2.2..11 KW | This Schneider Electric Altistart 01 soft-starter is DIN rail mounted and can feed single or 3-phase asynchronous motors with a rating up to 25 amperes. This Altistart 01 can be used for a motor rated power up to 11kW or 15hp for 3-phase (110 to 480Vac) and up to 2.2kW for single phase (110 to 230Vac). Dimensions: 45mm width, 124mm heigh, 131mm deep. | Rated operating voltage Ue | 110...480V
| 23 | Automation and Control | Motors and Drives | Soft Starters | ALTISTART 01 SOFT STARTER 25A 110..480V 2.2..11 KW | 2086835 | ATS01N125FT | SCHNEIDER ELECTRIC | 17950 | https://pim-kvc.soneparsea.com:3443/PictureServer/default.aspx/schneider-ats01n125ft_image1.jpg?A3889C9397807479A2A1C7A8BAA5959DB4AAC672B3ABA36481B38577879DA493B9B2B5ACB7685E9EC0AC | https://pim-kvc.soneparsea.com:3443/PictureServer/default.aspx/schneider-ats-01n125ft.pdf?81788B76AEAA939CBEAABDA9B7A95D95C4B8817583A5616685ABC873C29B96 | ALTISTART 01 SOFT STARTER FOR ASYNCHRONOUS MOTOR - ATS01 - 25 A - 110..480V - 2.2..11 KW | This Schneider Electric Altistart 01 soft-starter is DIN rail mounted and can feed single or 3-phase asynchronous motors with a rating up to 25 amperes. This Altistart 01 can be used for a motor rated power up to 11kW or 15hp for 3-phase (110 to 480Vac) and up to 2.2kW for single phase (110 to 230Vac). Dimensions: 45mm width, 124mm heigh, 131mm deep. | Rated power three-phase motor, inline, at 230 V | 3kW
| 23 | Automation and Control | Motors and Drives | Soft Starters | ALTISTART 01 SOFT STARTER 25A 110..480V 2.2..11 KW | 2086835 | ATS01N125FT | SCHNEIDER ELECTRIC | 17950 | https://pim-kvc.soneparsea.com:3443/PictureServer/default.aspx/schneider-ats01n125ft_image1.jpg?A3889C9397807479A2A1C7A8BAA5959DB4AAC672B3ABA36481B38577879DA493B9B2B5ACB7685E9EC0AC | https://pim-kvc.soneparsea.com:3443/PictureServer/default.aspx/schneider-ats-01n125ft.pdf?81788B76AEAA939CBEAABDA9B7A95D95C4B8817583A5616685ABC873C29B96 | ALTISTART 01 SOFT STARTER FOR ASYNCHRONOUS MOTOR - ATS01 - 25 A - 110..480V - 2.2..11 KW | This Schneider Electric Altistart 01 soft-starter is DIN rail mounted and can feed single or 3-phase asynchronous motors with a rating up to 25 amperes. This Altistart 01 can be used for a motor rated power up to 11kW or 15hp for 3-phase (110 to 480Vac) and up to 2.2kW for single phase (110 to 230Vac). Dimensions: 45mm width, 124mm heigh, 131mm deep. | Rated power three-phase motor, inline, at 400 V | 7.5kW
| 23 | Automation and Control | Motors and Drives | Soft Starters | ALTISTART 01 SOFT STARTER 25A 110..480V 2.2..11 KW | 2086835 | ATS01N125FT | SCHNEIDER ELECTRIC | 17950 | https://pim-kvc.soneparsea.com:3443/PictureServer/default.aspx/schneider-ats01n125ft_image1.jpg?A3889C9397807479A2A1C7A8BAA5959DB4AAC672B3ABA36481B38577879DA493B9B2B5ACB7685E9EC0AC | https://pim-kvc.soneparsea.com:3443/PictureServer/default.aspx/schneider-ats-01n125ft.pdf?81788B76AEAA939CBEAABDA9B7A95D95C4B8817583A5616685ABC873C29B96 | ALTISTART 01 SOFT STARTER FOR ASYNCHRONOUS MOTOR - ATS01 - 25 A - 110..480V - 2.2..11 KW | This Schneider Electric Altistart 01 soft-starter is DIN rail mounted and can feed single or 3-phase asynchronous motors with a rating up to 25 amperes. This Altistart 01 can be used for a motor rated power up to 11kW or 15hp for 3-phase (110 to 480Vac) and up to 2.2kW for single phase (110 to 230Vac). Dimensions: 45mm width, 124mm heigh, 131mm deep. | Rated power three-phase motor, inside delta, at 230 V | 0kW
| 23 | Automation and Control | Motors and Drives | Soft Starters | ALTISTART 01 SOFT STARTER 25A 110..480V 2.2..11 KW | 2086835 | ATS01N125FT | SCHNEIDER ELECTRIC | 17950 | https://pim-kvc.soneparsea.com:3443/PictureServer/default.aspx/schneider-ats01n125ft_image1.jpg?A3889C9397807479A2A1C7A8BAA5959DB4AAC672B3ABA36481B38577879DA493B9B2B5ACB7685E9EC0AC | https://pim-kvc.soneparsea.com:3443/PictureServer/default.aspx/schneider-ats-01n125ft.pdf?81788B76AEAA939CBEAABDA9B7A95D95C4B8817583A5616685ABC873C29B96 | ALTISTART 01 SOFT STARTER FOR ASYNCHRONOUS MOTOR - ATS01 - 25 A - 110..480V - 2.2..11 KW | This Schneider Electric Altistart 01 soft-starter is DIN rail mounted and can feed single or 3-phase asynchronous motors with a rating up to 25 amperes. This Altistart 01 can be used for a motor rated power up to 11kW or 15hp for 3-phase (110 to 480Vac) and up to 2.2kW for single phase (110 to 230Vac). Dimensions: 45mm width, 124mm heigh, 131mm deep. | Rated power three-phase motor, inside delta, at 400 V | 0kW
| 23 | Automation and Control | Motors and Drives | Soft Starters | ALTISTART 01 SOFT STARTER 25A 110..480V 2.2..11 KW | 2086835 | ATS01N125FT | SCHNEIDER ELECTRIC | 17950 | https://pim-kvc.soneparsea.com:3443/PictureServer/default.aspx/schneider-ats01n125ft_image1.jpg?A3889C9397807479A2A1C7A8BAA5959DB4AAC672B3ABA36481B38577879DA493B9B2B5ACB7685E9EC0AC | https://pim-kvc.soneparsea.com:3443/PictureServer/default.aspx/schneider-ats-01n125ft.pdf?81788B76AEAA939CBEAABDA9B7A95D95C4B8817583A5616685ABC873C29B96 | ALTISTART 01 SOFT STARTER FOR ASYNCHRONOUS MOTOR - ATS01 - 25 A - 110..480V - 2.2..11 KW | This Schneider Electric Altistart 01 soft-starter is DIN rail mounted and can feed single or 3-phase asynchronous motors with a rating up to 25 amperes. This Altistart 01 can be used for a motor rated power up to 11kW or 15hp for 3-phase (110 to 480Vac) and up to 2.2kW for single phase (110 to 230Vac). Dimensions: 45mm width, 124mm heigh, 131mm deep. | Function | Single direction
| 23 | Automation and Control | Motors and Drives | Soft Starters | ALTISTART 01 SOFT STARTER 25A 110..480V 2.2..11 KW | 2086835 | ATS01N125FT | SCHNEIDER ELECTRIC | 17950 | https://pim-kvc.soneparsea.com:3443/PictureServer/default.aspx/schneider-ats01n125ft_image1.jpg?A3889C9397807479A2A1C7A8BAA5959DB4AAC672B3ABA36481B38577879DA493B9B2B5ACB7685E9EC0AC | https://pim-kvc.soneparsea.com:3443/PictureServer/default.aspx/schneider-ats-01n125ft.pdf?81788B76AEAA939CBEAABDA9B7A95D95C4B8817583A5616685ABC873C29B96 | ALTISTART 01 SOFT STARTER FOR ASYNCHRONOUS MOTOR - ATS01 - 25 A - 110..480V - 2.2..11 KW | This Schneider Electric Altistart 01 soft-starter is DIN rail mounted and can feed single or 3-phase asynchronous motors with a rating up to 25 amperes. This Altistart 01 can be used for a motor rated power up to 11kW or 15hp for 3-phase (110 to 480Vac) and up to 2.2kW for single phase (110 to 230Vac). Dimensions: 45mm width, 124mm heigh, 131mm deep. | Internal bypass | yes
| 23 | Automation and Control | Motors and Drives | Soft Starters | ALTISTART 01 SOFT STARTER 25A 110..480V 2.2..11 KW | 2086835 | ATS01N125FT | SCHNEIDER ELECTRIC | 17950 | https://pim-kvc.soneparsea.com:3443/PictureServer/default.aspx/schneider-ats01n125ft_image1.jpg?A3889C9397807479A2A1C7A8BAA5959DB4AAC672B3ABA36481B38577879DA493B9B2B5ACB7685E9EC0AC | https://pim-kvc.soneparsea.com:3443/PictureServer/default.aspx/schneider-ats-01n125ft.pdf?81788B76AEAA939CBEAABDA9B7A95D95C4B8817583A5616685ABC873C29B96 | ALTISTART 01 SOFT STARTER FOR ASYNCHRONOUS MOTOR - ATS01 - 25 A - 110..480V - 2.2..11 KW | This Schneider Electric Altistart 01 soft-starter is DIN rail mounted and can feed single or 3-phase asynchronous motors with a rating up to 25 amperes. This Altistart 01 can be used for a motor rated power up to 11kW or 15hp for 3-phase (110 to 480Vac) and up to 2.2kW for single phase (110 to 230Vac). Dimensions: 45mm width, 124mm heigh, 131mm deep. | With display | no
| 23 | Automation and Control | Motors and Drives | Soft Starters | ALTISTART 01 SOFT STARTER 25A 110..480V 2.2..11 KW | 2086835 | ATS01N125FT | SCHNEIDER ELECTRIC | 17950 | https://pim-kvc.soneparsea.com:3443/PictureServer/default.aspx/schneider-ats01n125ft_image1.jpg?A3889C9397807479A2A1C7A8BAA5959DB4AAC672B3ABA36481B38577879DA493B9B2B5ACB7685E9EC0AC | https://pim-kvc.soneparsea.com:3443/PictureServer/default.aspx/schneider-ats-01n125ft.pdf?81788B76AEAA939CBEAABDA9B7A95D95C4B8817583A5616685ABC873C29B96 | ALTISTART 01 SOFT STARTER FOR ASYNCHRONOUS MOTOR - ATS01 - 25 A - 110..480V - 2.2..11 KW | This Schneider Electric Altistart 01 soft-starter is DIN rail mounted and can feed single or 3-phase asynchronous motors with a rating up to 25 amperes. This Altistart 01 can be used for a motor rated power up to 11kW or 15hp for 3-phase (110 to 480Vac) and up to 2.2kW for single phase (110 to 230Vac). Dimensions: 45mm width, 124mm heigh, 131mm deep. | Torque control | no
| 23 | Automation and Control | Motors and Drives | Soft Starters | ALTISTART 01 SOFT STARTER 25A 110..480V 2.2..11 KW | 2086835 | ATS01N125FT | SCHNEIDER ELECTRIC | 17950 | https://pim-kvc.soneparsea.com:3443/PictureServer/default.aspx/schneider-ats01n125ft_image1.jpg?A3889C9397807479A2A1C7A8BAA5959DB4AAC672B3ABA36481B38577879DA493B9B2B5ACB7685E9EC0AC | https://pim-kvc.soneparsea.com:3443/PictureServer/default.aspx/schneider-ats-01n125ft.pdf?81788B76AEAA939CBEAABDA9B7A95D95C4B8817583A5616685ABC873C29B96 | ALTISTART 01 SOFT STARTER FOR ASYNCHRONOUS MOTOR - ATS01 - 25 A - 110..480V - 2.2..11 KW | This Schneider Electric Altistart 01 soft-starter is DIN rail mounted and can feed single or 3-phase asynchronous motors with a rating up to 25 amperes. This Altistart 01 can be used for a motor rated power up to 11kW or 15hp for 3-phase (110 to 480Vac) and up to 2.2kW for single phase (110 to 230Vac). Dimensions: 45mm width, 124mm heigh, 131mm deep. | Rated surrounding temperature without derating | 40°C
| 23 | Automation and Control | Motors and Drives | Soft Starters | ALTISTART 01 SOFT STARTER 25A 110..480V 2.2..11 KW | 2086835 | ATS01N125FT | SCHNEIDER ELECTRIC | 17950 | https://pim-kvc.soneparsea.com:3443/PictureServer/default.aspx/schneider-ats01n125ft_image1.jpg?A3889C9397807479A2A1C7A8BAA5959DB4AAC672B3ABA36481B38577879DA493B9B2B5ACB7685E9EC0AC | https://pim-kvc.soneparsea.com:3443/PictureServer/default.aspx/schneider-ats-01n125ft.pdf?81788B76AEAA939CBEAABDA9B7A95D95C4B8817583A5616685ABC873C29B96 | ALTISTART 01 SOFT STARTER FOR ASYNCHRONOUS MOTOR - ATS01 - 25 A - 110..480V - 2.2..11 KW | This Schneider Electric Altistart 01 soft-starter is DIN rail mounted and can feed single or 3-phase asynchronous motors with a rating up to 25 amperes. This Altistart 01 can be used for a motor rated power up to 11kW or 15hp for 3-phase (110 to 480Vac) and up to 2.2kW for single phase (110 to 230Vac). Dimensions: 45mm width, 124mm heigh, 131mm deep. | Rated control supply voltage Us at AC 50HZ | 110...240V
| 23 | Automation and Control | Motors and Drives | Soft Starters | ALTISTART 01 SOFT STARTER 25A 110..480V 2.2..11 KW | 2086835 | ATS01N125FT | SCHNEIDER ELECTRIC | 17950 | https://pim-kvc.soneparsea.com:3443/PictureServer/default.aspx/schneider-ats01n125ft_image1.jpg?A3889C9397807479A2A1C7A8BAA5959DB4AAC672B3ABA36481B38577879DA493B9B2B5ACB7685E9EC0AC | https://pim-kvc.soneparsea.com:3443/PictureServer/default.aspx/schneider-ats-01n125ft.pdf?81788B76AEAA939CBEAABDA9B7A95D95C4B8817583A5616685ABC873C29B96 | ALTISTART 01 SOFT STARTER FOR ASYNCHRONOUS MOTOR - ATS01 - 25 A - 110..480V - 2.2..11 KW | This Schneider Electric Altistart 01 soft-starter is DIN rail mounted and can feed single or 3-phase asynchronous motors with a rating up to 25 amperes. This Altistart 01 can be used for a motor rated power up to 11kW or 15hp for 3-phase (110 to 480Vac) and up to 2.2kW for single phase (110 to 230Vac). Dimensions: 45mm width, 124mm heigh, 131mm deep. | Rated control supply voltage Us at AC 60HZ | 110...240V
| 23 | Automation and Control | Motors and Drives | Soft Starters | ALTISTART 01 SOFT STARTER 25A 110..480V 2.2..11 KW | 2086835 | ATS01N125FT | SCHNEIDER ELECTRIC | 17950 | https://pim-kvc.soneparsea.com:3443/PictureServer/default.aspx/schneider-ats01n125ft_image1.jpg?A3889C9397807479A2A1C7A8BAA5959DB4AAC672B3ABA36481B38577879DA493B9B2B5ACB7685E9EC0AC | https://pim-kvc.soneparsea.com:3443/PictureServer/default.aspx/schneider-ats-01n125ft.pdf?81788B76AEAA939CBEAABDA9B7A95D95C4B8817583A5616685ABC873C29B96 | ALTISTART 01 SOFT STARTER FOR ASYNCHRONOUS MOTOR - ATS01 - 25 A - 110..480V - 2.2..11 KW | This Schneider Electric Altistart 01 soft-starter is DIN rail mounted and can feed single or 3-phase asynchronous motors with a rating up to 25 amperes. This Altistart 01 can be used for a motor rated power up to 11kW or 15hp for 3-phase (110 to 480Vac) and up to 2.2kW for single phase (110 to 230Vac). Dimensions: 45mm width, 124mm heigh, 131mm deep. | Rated control supply voltage Us at DC | 24...24V
| 23 | Automation and Control | Motors and Drives | Soft Starters | ALTISTART 01 SOFT STARTER 25A 110..480V 2.2..11 KW | 2086835 | ATS01N125FT | SCHNEIDER ELECTRIC | 17950 | https://pim-kvc.soneparsea.com:3443/PictureServer/default.aspx/schneider-ats01n125ft_image1.jpg?A3889C9397807479A2A1C7A8BAA5959DB4AAC672B3ABA36481B38577879DA493B9B2B5ACB7685E9EC0AC | https://pim-kvc.soneparsea.com:3443/PictureServer/default.aspx/schneider-ats-01n125ft.pdf?81788B76AEAA939CBEAABDA9B7A95D95C4B8817583A5616685ABC873C29B96 | ALTISTART 01 SOFT STARTER FOR ASYNCHRONOUS MOTOR - ATS01 - 25 A - 110..480V - 2.2..11 KW | This Schneider Electric Altistart 01 soft-starter is DIN rail mounted and can feed single or 3-phase asynchronous motors with a rating up to 25 amperes. This Altistart 01 can be used for a motor rated power up to 11kW or 15hp for 3-phase (110 to 480Vac) and up to 2.2kW for single phase (110 to 230Vac). Dimensions: 45mm width, 124mm heigh, 131mm deep. | Voltage type for actuating | AC/DC
| 23 | Automation and Control | Motors and Drives | Soft Starters | ALTISTART 01 SOFT STARTER 25A 110..480V 2.2..11 KW | 2086835 | ATS01N125FT | SCHNEIDER ELECTRIC | 17950 | https://pim-kvc.soneparsea.com:3443/PictureServer/default.aspx/schneider-ats01n125ft_image1.jpg?A3889C9397807479A2A1C7A8BAA5959DB4AAC672B3ABA36481B38577879DA493B9B2B5ACB7685E9EC0AC | https://pim-kvc.soneparsea.com:3443/PictureServer/default.aspx/schneider-ats-01n125ft.pdf?81788B76AEAA939CBEAABDA9B7A95D95C4B8817583A5616685ABC873C29B96 | ALTISTART 01 SOFT STARTER FOR ASYNCHRONOUS MOTOR - ATS01 - 25 A - 110..480V - 2.2..11 KW | This Schneider Electric Altistart 01 soft-starter is DIN rail mounted and can feed single or 3-phase asynchronous motors with a rating up to 25 amperes. This Altistart 01 can be used for a motor rated power up to 11kW or 15hp for 3-phase (110 to 480Vac) and up to 2.2kW for single phase (110 to 230Vac). Dimensions: 45mm width, 124mm heigh, 131mm deep. | Integrated motor overload protection | no
| 23 | Automation and Control | Motors and Drives | Soft Starters | ALTISTART 01 SOFT STARTER 25A 110..480V 2.2..11 KW | 2086835 | ATS01N125FT | SCHNEIDER ELECTRIC | 17950 | https://pim-kvc.soneparsea.com:3443/PictureServer/default.aspx/schneider-ats01n125ft_image1.jpg?A3889C9397807479A2A1C7A8BAA5959DB4AAC672B3ABA36481B38577879DA493B9B2B5ACB7685E9EC0AC | https://pim-kvc.soneparsea.com:3443/PictureServer/default.aspx/schneider-ats-01n125ft.pdf?81788B76AEAA939CBEAABDA9B7A95D95C4B8817583A5616685ABC873C29B96 | ALTISTART 01 SOFT STARTER FOR ASYNCHRONOUS MOTOR - ATS01 - 25 A - 110..480V - 2.2..11 KW | This Schneider Electric Altistart 01 soft-starter is DIN rail mounted and can feed single or 3-phase asynchronous motors with a rating up to 25 amperes. This Altistart 01 can be used for a motor rated power up to 11kW or 15hp for 3-phase (110 to 480Vac) and up to 2.2kW for single phase (110 to 230Vac). Dimensions: 45mm width, 124mm heigh, 131mm deep. | Release class | Other
| 23 | Automation and Control | Motors and Drives | Soft Starters | ALTISTART 01 SOFT STARTER 25A 110..480V 2.2..11 KW | 2086835 | ATS01N125FT | SCHNEIDER ELECTRIC | 17950 | https://pim-kvc.soneparsea.com:3443/PictureServer/default.aspx/schneider-ats01n125ft_image1.jpg?A3889C9397807479A2A1C7A8BAA5959DB4AAC672B3ABA36481B38577879DA493B9B2B5ACB7685E9EC0AC | https://pim-kvc.soneparsea.com:3443/PictureServer/default.aspx/schneider-ats-01n125ft.pdf?81788B76AEAA939CBEAABDA9B7A95D95C4B8817583A5616685ABC873C29B96 | ALTISTART 01 SOFT STARTER FOR ASYNCHRONOUS MOTOR - ATS01 - 25 A - 110..480V - 2.2..11 KW | This Schneider Electric Altistart 01 soft-starter is DIN rail mounted and can feed single or 3-phase asynchronous motors with a rating up to 25 amperes. This Altistart 01 can be used for a motor rated power up to 11kW or 15hp for 3-phase (110 to 480Vac) and up to 2.2kW for single phase (110 to 230Vac). Dimensions: 45mm width, 124mm heigh, 131mm deep. | Degree of protection (IP) | IP20
| 24 | Automation and Control | Motors and Drives | Motor Starter Combinations | TESYS LE ENCLOSED DOL STARTER 1.8-2.6 A 380VAC COIL | 2087487 | LE1M35Q708 | SCHNEIDER ELECTRIC | 3500 | https://pim-kvc.soneparsea.com:3443/PictureServer/default.aspx/schneider-LE1M35Q708_Image1.jpg?A3889C9397807479A2A1C7A8BAA5959DB4AAC6729E7C6181837AA57C826F8F7DBDA6BBAA83659AA4B7 | https://pim-kvc.soneparsea.com:3443/PictureServer/default.aspx/schneider-le1-m35q708.pdf?81788B76AEAA939CBEAABDA9B7A95DA0B57681B2856CA16B807D82B5B69D | TESYS LE ENCLOSED DOL STARTER 1.8-2.6 A 380VAC COIL | A large range of enclosed DOL and soft start starters, simple to choose, install and use. These compact, ergonomically designed starters can be wall-mounted or located remotely on a machine. Applications: Industry, infrastructure, buildings, etc. All machines requiring: DOL motor starting or stopping, simple soft starting, overload protection | Type of motor starter | Direct online starter (DOL)
| 24 | Automation and Control | Motors and Drives | Motor Starter Combinations | TESYS LE ENCLOSED DOL STARTER 1.8-2.6 A 380VAC COIL | 2087487 | LE1M35Q708 | SCHNEIDER ELECTRIC | 3500 | https://pim-kvc.soneparsea.com:3443/PictureServer/default.aspx/schneider-LE1M35Q708_Image1.jpg?A3889C9397807479A2A1C7A8BAA5959DB4AAC6729E7C6181837AA57C826F8F7DBDA6BBAA83659AA4B7 | https://pim-kvc.soneparsea.com:3443/PictureServer/default.aspx/schneider-le1-m35q708.pdf?81788B76AEAA939CBEAABDA9B7A95DA0B57681B2856CA16B807D82B5B69D | TESYS LE ENCLOSED DOL STARTER 1.8-2.6 A 380VAC COIL | A large range of enclosed DOL and soft start starters, simple to choose, install and use. These compact, ergonomically designed starters can be wall-mounted or located remotely on a machine. Applications: Industry, infrastructure, buildings, etc. All machines requiring: DOL motor starting or stopping, simple soft starting, overload protection | With short-circuit release | no
| 24 | Automation and Control | Motors and Drives | Motor Starter Combinations | TESYS LE ENCLOSED DOL STARTER 1.8-2.6 A 380VAC COIL | 2087487 | LE1M35Q708 | SCHNEIDER ELECTRIC | 3500 | https://pim-kvc.soneparsea.com:3443/PictureServer/default.aspx/schneider-LE1M35Q708_Image1.jpg?A3889C9397807479A2A1C7A8BAA5959DB4AAC6729E7C6181837AA57C826F8F7DBDA6BBAA83659AA4B7 | https://pim-kvc.soneparsea.com:3443/PictureServer/default.aspx/schneider-le1-m35q708.pdf?81788B76AEAA939CBEAABDA9B7A95DA0B57681B2856CA16B807D82B5B69D | TESYS LE ENCLOSED DOL STARTER 1.8-2.6 A 380VAC COIL | A large range of enclosed DOL and soft start starters, simple to choose, install and use. These compact, ergonomically designed starters can be wall-mounted or located remotely on a machine. Applications: Industry, infrastructure, buildings, etc. All machines requiring: DOL motor starting or stopping, simple soft starting, overload protection | Rated control supply voltage Us at AC 50HZ | 380...380V
| 24 | Automation and Control | Motors and Drives | Motor Starter Combinations | TESYS LE ENCLOSED DOL STARTER 1.8-2.6 A 380VAC COIL | 2087487 | LE1M35Q708 | SCHNEIDER ELECTRIC | 3500 | https://pim-kvc.soneparsea.com:3443/PictureServer/default.aspx/schneider-LE1M35Q708_Image1.jpg?A3889C9397807479A2A1C7A8BAA5959DB4AAC6729E7C6181837AA57C826F8F7DBDA6BBAA83659AA4B7 | https://pim-kvc.soneparsea.com:3443/PictureServer/default.aspx/schneider-le1-m35q708.pdf?81788B76AEAA939CBEAABDA9B7A95DA0B57681B2856CA16B807D82B5B69D | TESYS LE ENCLOSED DOL STARTER 1.8-2.6 A 380VAC COIL | A large range of enclosed DOL and soft start starters, simple to choose, install and use. These compact, ergonomically designed starters can be wall-mounted or located remotely on a machine. Applications: Industry, infrastructure, buildings, etc. All machines requiring: DOL motor starting or stopping, simple soft starting, overload protection | Rated control supply voltage Us at AC 60HZ | 380...380V
| 24 | Automation and Control | Motors and Drives | Motor Starter Combinations | TESYS LE ENCLOSED DOL STARTER 1.8-2.6 A 380VAC COIL | 2087487 | LE1M35Q708 | SCHNEIDER ELECTRIC | 3500 | https://pim-kvc.soneparsea.com:3443/PictureServer/default.aspx/schneider-LE1M35Q708_Image1.jpg?A3889C9397807479A2A1C7A8BAA5959DB4AAC6729E7C6181837AA57C826F8F7DBDA6BBAA83659AA4B7 | https://pim-kvc.soneparsea.com:3443/PictureServer/default.aspx/schneider-le1-m35q708.pdf?81788B76AEAA939CBEAABDA9B7A95DA0B57681B2856CA16B807D82B5B69D | TESYS LE ENCLOSED DOL STARTER 1.8-2.6 A 380VAC COIL | A large range of enclosed DOL and soft start starters, simple to choose, install and use. These compact, ergonomically designed starters can be wall-mounted or located remotely on a machine. Applications: Industry, infrastructure, buildings, etc. All machines requiring: DOL motor starting or stopping, simple soft starting, overload protection | Rated control supply voltage Us at DC | 0...0V
| 24 | Automation and Control | Motors and Drives | Motor Starter Combinations | TESYS LE ENCLOSED DOL STARTER 1.8-2.6 A 380VAC COIL | 2087487 | LE1M35Q708 | SCHNEIDER ELECTRIC | 3500 | https://pim-kvc.soneparsea.com:3443/PictureServer/default.aspx/schneider-LE1M35Q708_Image1.jpg?A3889C9397807479A2A1C7A8BAA5959DB4AAC6729E7C6181837AA57C826F8F7DBDA6BBAA83659AA4B7 | https://pim-kvc.soneparsea.com:3443/PictureServer/default.aspx/schneider-le1-m35q708.pdf?81788B76AEAA939CBEAABDA9B7A95DA0B57681B2856CA16B807D82B5B69D | TESYS LE ENCLOSED DOL STARTER 1.8-2.6 A 380VAC COIL | A large range of enclosed DOL and soft start starters, simple to choose, install and use. These compact, ergonomically designed starters can be wall-mounted or located remotely on a machine. Applications: Industry, infrastructure, buildings, etc. All machines requiring: DOL motor starting or stopping, simple soft starting, overload protection | Voltage type for actuating | AC
| 24 | Automation and Control | Motors and Drives | Motor Starter Combinations | TESYS LE ENCLOSED DOL STARTER 1.8-2.6 A 380VAC COIL | 2087487 | LE1M35Q708 | SCHNEIDER ELECTRIC | 3500 | https://pim-kvc.soneparsea.com:3443/PictureServer/default.aspx/schneider-LE1M35Q708_Image1.jpg?A3889C9397807479A2A1C7A8BAA5959DB4AAC6729E7C6181837AA57C826F8F7DBDA6BBAA83659AA4B7 | https://pim-kvc.soneparsea.com:3443/PictureServer/default.aspx/schneider-le1-m35q708.pdf?81788B76AEAA939CBEAABDA9B7A95DA0B57681B2856CA16B807D82B5B69D | TESYS LE ENCLOSED DOL STARTER 1.8-2.6 A 380VAC COIL | A large range of enclosed DOL and soft start starters, simple to choose, install and use. These compact, ergonomically designed starters can be wall-mounted or located remotely on a machine. Applications: Industry, infrastructure, buildings, etc. All machines requiring: DOL motor starting or stopping, simple soft starting, overload protection | Rated operation power at AC-3, 230 V, 3-phase | 0.37kW
| 24 | Automation and Control | Motors and Drives | Motor Starter Combinations | TESYS LE ENCLOSED DOL STARTER 1.8-2.6 A 380VAC COIL | 2087487 | LE1M35Q708 | SCHNEIDER ELECTRIC | 3500 | https://pim-kvc.soneparsea.com:3443/PictureServer/default.aspx/schneider-LE1M35Q708_Image1.jpg?A3889C9397807479A2A1C7A8BAA5959DB4AAC6729E7C6181837AA57C826F8F7DBDA6BBAA83659AA4B7 | https://pim-kvc.soneparsea.com:3443/PictureServer/default.aspx/schneider-le1-m35q708.pdf?81788B76AEAA939CBEAABDA9B7A95DA0B57681B2856CA16B807D82B5B69D | TESYS LE ENCLOSED DOL STARTER 1.8-2.6 A 380VAC COIL | A large range of enclosed DOL and soft start starters, simple to choose, install and use. These compact, ergonomically designed starters can be wall-mounted or located remotely on a machine. Applications: Industry, infrastructure, buildings, etc. All machines requiring: DOL motor starting or stopping, simple soft starting, overload protection | Rated operation power at AC-3, 400 V | 1.1kW
| 24 | Automation and Control | Motors and Drives | Motor Starter Combinations | TESYS LE ENCLOSED DOL STARTER 1.8-2.6 A 380VAC COIL | 2087487 | LE1M35Q708 | SCHNEIDER ELECTRIC | 3500 | https://pim-kvc.soneparsea.com:3443/PictureServer/default.aspx/schneider-LE1M35Q708_Image1.jpg?A3889C9397807479A2A1C7A8BAA5959DB4AAC6729E7C6181837AA57C826F8F7DBDA6BBAA83659AA4B7 | https://pim-kvc.soneparsea.com:3443/PictureServer/default.aspx/schneider-le1-m35q708.pdf?81788B76AEAA939CBEAABDA9B7A95DA0B57681B2856CA16B807D82B5B69D | TESYS LE ENCLOSED DOL STARTER 1.8-2.6 A 380VAC COIL | A large range of enclosed DOL and soft start starters, simple to choose, install and use. These compact, ergonomically designed starters can be wall-mounted or located remotely on a machine. Applications: Industry, infrastructure, buildings, etc. All machines requiring: DOL motor starting or stopping, simple soft starting, overload protection | Rated power, 460 V, 60 Hz, 3-phase | 0.75kW
| 24 | Automation and Control | Motors and Drives | Motor Starter Combinations | TESYS LE ENCLOSED DOL STARTER 1.8-2.6 A 380VAC COIL | 2087487 | LE1M35Q708 | SCHNEIDER ELECTRIC | 3500 | https://pim-kvc.soneparsea.com:3443/PictureServer/default.aspx/schneider-LE1M35Q708_Image1.jpg?A3889C9397807479A2A1C7A8BAA5959DB4AAC6729E7C6181837AA57C826F8F7DBDA6BBAA83659AA4B7 | https://pim-kvc.soneparsea.com:3443/PictureServer/default.aspx/schneider-le1-m35q708.pdf?81788B76AEAA939CBEAABDA9B7A95DA0B57681B2856CA16B807D82B5B69D | TESYS LE ENCLOSED DOL STARTER 1.8-2.6 A 380VAC COIL | A large range of enclosed DOL and soft start starters, simple to choose, install and use. These compact, ergonomically designed starters can be wall-mounted or located remotely on a machine. Applications: Industry, infrastructure, buildings, etc. All machines requiring: DOL motor starting or stopping, simple soft starting, overload protection | Rated power, 575 V, 60 Hz, 3-phase | 1.1kW
| 24 | Automation and Control | Motors and Drives | Motor Starter Combinations | TESYS LE ENCLOSED DOL STARTER 1.8-2.6 A 380VAC COIL | 2087487 | LE1M35Q708 | SCHNEIDER ELECTRIC | 3500 | https://pim-kvc.soneparsea.com:3443/PictureServer/default.aspx/schneider-LE1M35Q708_Image1.jpg?A3889C9397807479A2A1C7A8BAA5959DB4AAC6729E7C6181837AA57C826F8F7DBDA6BBAA83659AA4B7 | https://pim-kvc.soneparsea.com:3443/PictureServer/default.aspx/schneider-le1-m35q708.pdf?81788B76AEAA939CBEAABDA9B7A95DA0B57681B2856CA16B807D82B5B69D | TESYS LE ENCLOSED DOL STARTER 1.8-2.6 A 380VAC COIL | A large range of enclosed DOL and soft start starters, simple to choose, install and use. These compact, ergonomically designed starters can be wall-mounted or located remotely on a machine. Applications: Industry, infrastructure, buildings, etc. All machines requiring: DOL motor starting or stopping, simple soft starting, overload protection | Rated operation current Ie | 2.6A
| 24 | Automation and Control | Motors and Drives | Motor Starter Combinations | TESYS LE ENCLOSED DOL STARTER 1.8-2.6 A 380VAC COIL | 2087487 | LE1M35Q708 | SCHNEIDER ELECTRIC | 3500 | https://pim-kvc.soneparsea.com:3443/PictureServer/default.aspx/schneider-LE1M35Q708_Image1.jpg?A3889C9397807479A2A1C7A8BAA5959DB4AAC6729E7C6181837AA57C826F8F7DBDA6BBAA83659AA4B7 | https://pim-kvc.soneparsea.com:3443/PictureServer/default.aspx/schneider-le1-m35q708.pdf?81788B76AEAA939CBEAABDA9B7A95DA0B57681B2856CA16B807D82B5B69D | TESYS LE ENCLOSED DOL STARTER 1.8-2.6 A 380VAC COIL | A large range of enclosed DOL and soft start starters, simple to choose, install and use. These compact, ergonomically designed starters can be wall-mounted or located remotely on a machine. Applications: Industry, infrastructure, buildings, etc. All machines requiring: DOL motor starting or stopping, simple soft starting, overload protection | Rated operation current at AC-3, 400 V | 2.6A
| 24 | Automation and Control | Motors and Drives | Motor Starter Combinations | TESYS LE ENCLOSED DOL STARTER 1.8-2.6 A 380VAC COIL | 2087487 | LE1M35Q708 | SCHNEIDER ELECTRIC | 3500 | https://pim-kvc.soneparsea.com:3443/PictureServer/default.aspx/schneider-LE1M35Q708_Image1.jpg?A3889C9397807479A2A1C7A8BAA5959DB4AAC6729E7C6181837AA57C826F8F7DBDA6BBAA83659AA4B7 | https://pim-kvc.soneparsea.com:3443/PictureServer/default.aspx/schneider-le1-m35q708.pdf?81788B76AEAA939CBEAABDA9B7A95DA0B57681B2856CA16B807D82B5B69D | TESYS LE ENCLOSED DOL STARTER 1.8-2.6 A 380VAC COIL | A large range of enclosed DOL and soft start starters, simple to choose, install and use. These compact, ergonomically designed starters can be wall-mounted or located remotely on a machine. Applications: Industry, infrastructure, buildings, etc. All machines requiring: DOL motor starting or stopping, simple soft starting, overload protection | Overload release current setting | 1.8...2.6A
| 24 | Automation and Control | Motors and Drives | Motor Starter Combinations | TESYS LE ENCLOSED DOL STARTER 1.8-2.6 A 380VAC COIL | 2087487 | LE1M35Q708 | SCHNEIDER ELECTRIC | 3500 | https://pim-kvc.soneparsea.com:3443/PictureServer/default.aspx/schneider-LE1M35Q708_Image1.jpg?A3889C9397807479A2A1C7A8BAA5959DB4AAC6729E7C6181837AA57C826F8F7DBDA6BBAA83659AA4B7 | https://pim-kvc.soneparsea.com:3443/PictureServer/default.aspx/schneider-le1-m35q708.pdf?81788B76AEAA939CBEAABDA9B7A95DA0B57681B2856CA16B807D82B5B69D | TESYS LE ENCLOSED DOL STARTER 1.8-2.6 A 380VAC COIL | A large range of enclosed DOL and soft start starters, simple to choose, install and use. These compact, ergonomically designed starters can be wall-mounted or located remotely on a machine. Applications: Industry, infrastructure, buildings, etc. All machines requiring: DOL motor starting or stopping, simple soft starting, overload protection | Rated conditional short-circuit current, type 1, 480 Y/277 V | 0A
| 24 | Automation and Control | Motors and Drives | Motor Starter Combinations | TESYS LE ENCLOSED DOL STARTER 1.8-2.6 A 380VAC COIL | 2087487 | LE1M35Q708 | SCHNEIDER ELECTRIC | 3500 | https://pim-kvc.soneparsea.com:3443/PictureServer/default.aspx/schneider-LE1M35Q708_Image1.jpg?A3889C9397807479A2A1C7A8BAA5959DB4AAC6729E7C6181837AA57C826F8F7DBDA6BBAA83659AA4B7 | https://pim-kvc.soneparsea.com:3443/PictureServer/default.aspx/schneider-le1-m35q708.pdf?81788B76AEAA939CBEAABDA9B7A95DA0B57681B2856CA16B807D82B5B69D | TESYS LE ENCLOSED DOL STARTER 1.8-2.6 A 380VAC COIL | A large range of enclosed DOL and soft start starters, simple to choose, install and use. These compact, ergonomically designed starters can be wall-mounted or located remotely on a machine. Applications: Industry, infrastructure, buildings, etc. All machines requiring: DOL motor starting or stopping, simple soft starting, overload protection | Rated conditional short-circuit current, type 1, 600 Y/347 V | 0A
| 24 | Automation and Control | Motors and Drives | Motor Starter Combinations | TESYS LE ENCLOSED DOL STARTER 1.8-2.6 A 380VAC COIL | 2087487 | LE1M35Q708 | SCHNEIDER ELECTRIC | 3500 | https://pim-kvc.soneparsea.com:3443/PictureServer/default.aspx/schneider-LE1M35Q708_Image1.jpg?A3889C9397807479A2A1C7A8BAA5959DB4AAC6729E7C6181837AA57C826F8F7DBDA6BBAA83659AA4B7 | https://pim-kvc.soneparsea.com:3443/PictureServer/default.aspx/schneider-le1-m35q708.pdf?81788B76AEAA939CBEAABDA9B7A95DA0B57681B2856CA16B807D82B5B69D | TESYS LE ENCLOSED DOL STARTER 1.8-2.6 A 380VAC COIL | A large range of enclosed DOL and soft start starters, simple to choose, install and use. These compact, ergonomically designed starters can be wall-mounted or located remotely on a machine. Applications: Industry, infrastructure, buildings, etc. All machines requiring: DOL motor starting or stopping, simple soft starting, overload protection | Rated conditional short-circuit current, type 2, 230 V | 0A
| 24 | Automation and Control | Motors and Drives | Motor Starter Combinations | TESYS LE ENCLOSED DOL STARTER 1.8-2.6 A 380VAC COIL | 2087487 | LE1M35Q708 | SCHNEIDER ELECTRIC | 3500 | https://pim-kvc.soneparsea.com:3443/PictureServer/default.aspx/schneider-LE1M35Q708_Image1.jpg?A3889C9397807479A2A1C7A8BAA5959DB4AAC6729E7C6181837AA57C826F8F7DBDA6BBAA83659AA4B7 | https://pim-kvc.soneparsea.com:3443/PictureServer/default.aspx/schneider-le1-m35q708.pdf?81788B76AEAA939CBEAABDA9B7A95DA0B57681B2856CA16B807D82B5B69D | TESYS LE ENCLOSED DOL STARTER 1.8-2.6 A 380VAC COIL | A large range of enclosed DOL and soft start starters, simple to choose, install and use. These compact, ergonomically designed starters can be wall-mounted or located remotely on a machine. Applications: Industry, infrastructure, buildings, etc. All machines requiring: DOL motor starting or stopping, simple soft starting, overload protection | Rated conditional short-circuit current, type 2, 400 V | 0A
| 24 | Automation and Control | Motors and Drives | Motor Starter Combinations | TESYS LE ENCLOSED DOL STARTER 1.8-2.6 A 380VAC COIL | 2087487 | LE1M35Q708 | SCHNEIDER ELECTRIC | 3500 | https://pim-kvc.soneparsea.com:3443/PictureServer/default.aspx/schneider-LE1M35Q708_Image1.jpg?A3889C9397807479A2A1C7A8BAA5959DB4AAC6729E7C6181837AA57C826F8F7DBDA6BBAA83659AA4B7 | https://pim-kvc.soneparsea.com:3443/PictureServer/default.aspx/schneider-le1-m35q708.pdf?81788B76AEAA939CBEAABDA9B7A95DA0B57681B2856CA16B807D82B5B69D | TESYS LE ENCLOSED DOL STARTER 1.8-2.6 A 380VAC COIL | A large range of enclosed DOL and soft start starters, simple to choose, install and use. These compact, ergonomically designed starters can be wall-mounted or located remotely on a machine. Applications: Industry, infrastructure, buildings, etc. All machines requiring: DOL motor starting or stopping, simple soft starting, overload protection | Number of auxiliary contacts as normally open contact | 0
| 24 | Automation and Control | Motors and Drives | Motor Starter Combinations | TESYS LE ENCLOSED DOL STARTER 1.8-2.6 A 380VAC COIL | 2087487 | LE1M35Q708 | SCHNEIDER ELECTRIC | 3500 | https://pim-kvc.soneparsea.com:3443/PictureServer/default.aspx/schneider-LE1M35Q708_Image1.jpg?A3889C9397807479A2A1C7A8BAA5959DB4AAC6729E7C6181837AA57C826F8F7DBDA6BBAA83659AA4B7 | https://pim-kvc.soneparsea.com:3443/PictureServer/default.aspx/schneider-le1-m35q708.pdf?81788B76AEAA939CBEAABDA9B7A95DA0B57681B2856CA16B807D82B5B69D | TESYS LE ENCLOSED DOL STARTER 1.8-2.6 A 380VAC COIL | A large range of enclosed DOL and soft start starters, simple to choose, install and use. These compact, ergonomically designed starters can be wall-mounted or located remotely on a machine. Applications: Industry, infrastructure, buildings, etc. All machines requiring: DOL motor starting or stopping, simple soft starting, overload protection | Number of auxiliary contacts as normally closed contact | 0
| 24 | Automation and Control | Motors and Drives | Motor Starter Combinations | TESYS LE ENCLOSED DOL STARTER 1.8-2.6 A 380VAC COIL | 2087487 | LE1M35Q708 | SCHNEIDER ELECTRIC | 3500 | https://pim-kvc.soneparsea.com:3443/PictureServer/default.aspx/schneider-LE1M35Q708_Image1.jpg?A3889C9397807479A2A1C7A8BAA5959DB4AAC6729E7C6181837AA57C826F8F7DBDA6BBAA83659AA4B7 | https://pim-kvc.soneparsea.com:3443/PictureServer/default.aspx/schneider-le1-m35q708.pdf?81788B76AEAA939CBEAABDA9B7A95DA0B57681B2856CA16B807D82B5B69D | TESYS LE ENCLOSED DOL STARTER 1.8-2.6 A 380VAC COIL | A large range of enclosed DOL and soft start starters, simple to choose, install and use. These compact, ergonomically designed starters can be wall-mounted or located remotely on a machine. Applications: Industry, infrastructure, buildings, etc. All machines requiring: DOL motor starting or stopping, simple soft starting, overload protection | Ambient temperature, upper operating limit | 40°C
| 25 | Automation and Control | Motors and Drives | Motor Starter Combinations | TESYS LE ENCLOSED DOL STARTER 3.7-5.5 A 380VAC COIL | 2087489 | LE1M35Q712 | SCHNEIDER ELECTRIC | 3500 | https://pim-kvc.soneparsea.com:3443/PictureServer/default.aspx/schneider-LE1M35Q712_Image1.jpg?A3889C9397807479A2A1C7A8BAA5959DB4AAC6729E7C6181837AA57C83698F7DBDA6BBAA83659AA4B7 | https://pim-kvc.soneparsea.com:3443/PictureServer/default.aspx/schneider-le1-m35q712.pdf?81788B76AEAA939CBEAABDA9B7A95DA0B57681B2856CA16B817782B5B69D | TESYS LE ENCLOSED DOL STARTER 3.7-5.5 A 380VAC COIL | A large range of enclosed DOL and soft start starters, simple to choose, install and use. These compact, ergonomically designed starters can be wall-mounted or located remotely on a machine. Applications: Industry, infrastructure, buildings, etc. All machines requiring: DOL motor starting or stopping, simple soft starting, overload protection | Type of motor starter | Direct online starter (DOL)
| 25 | Automation and Control | Motors and Drives | Motor Starter Combinations | TESYS LE ENCLOSED DOL STARTER 3.7-5.5 A 380VAC COIL | 2087489 | LE1M35Q712 | SCHNEIDER ELECTRIC | 3500 | https://pim-kvc.soneparsea.com:3443/PictureServer/default.aspx/schneider-LE1M35Q712_Image1.jpg?A3889C9397807479A2A1C7A8BAA5959DB4AAC6729E7C6181837AA57C83698F7DBDA6BBAA83659AA4B7 | https://pim-kvc.soneparsea.com:3443/PictureServer/default.aspx/schneider-le1-m35q712.pdf?81788B76AEAA939CBEAABDA9B7A95DA0B57681B2856CA16B817782B5B69D | TESYS LE ENCLOSED DOL STARTER 3.7-5.5 A 380VAC COIL | A large range of enclosed DOL and soft start starters, simple to choose, install and use. These compact, ergonomically designed starters can be wall-mounted or located remotely on a machine. Applications: Industry, infrastructure, buildings, etc. All machines requiring: DOL motor starting or stopping, simple soft starting, overload protection | With short-circuit release | no
| 25 | Automation and Control | Motors and Drives | Motor Starter Combinations | TESYS LE ENCLOSED DOL STARTER 3.7-5.5 A 380VAC COIL | 2087489 | LE1M35Q712 | SCHNEIDER ELECTRIC | 3500 | https://pim-kvc.soneparsea.com:3443/PictureServer/default.aspx/schneider-LE1M35Q712_Image1.jpg?A3889C9397807479A2A1C7A8BAA5959DB4AAC6729E7C6181837AA57C83698F7DBDA6BBAA83659AA4B7 | https://pim-kvc.soneparsea.com:3443/PictureServer/default.aspx/schneider-le1-m35q712.pdf?81788B76AEAA939CBEAABDA9B7A95DA0B57681B2856CA16B817782B5B69D | TESYS LE ENCLOSED DOL STARTER 3.7-5.5 A 380VAC COIL | A large range of enclosed DOL and soft start starters, simple to choose, install and use. These compact, ergonomically designed starters can be wall-mounted or located remotely on a machine. Applications: Industry, infrastructure, buildings, etc. All machines requiring: DOL motor starting or stopping, simple soft starting, overload protection | Rated control supply voltage Us at AC 50HZ | 380...380V
| 25 | Automation and Control | Motors and Drives | Motor Starter Combinations | TESYS LE ENCLOSED DOL STARTER 3.7-5.5 A 380VAC COIL | 2087489 | LE1M35Q712 | SCHNEIDER ELECTRIC | 3500 | https://pim-kvc.soneparsea.com:3443/PictureServer/default.aspx/schneider-LE1M35Q712_Image1.jpg?A3889C9397807479A2A1C7A8BAA5959DB4AAC6729E7C6181837AA57C83698F7DBDA6BBAA83659AA4B7 | https://pim-kvc.soneparsea.com:3443/PictureServer/default.aspx/schneider-le1-m35q712.pdf?81788B76AEAA939CBEAABDA9B7A95DA0B57681B2856CA16B817782B5B69D | TESYS LE ENCLOSED DOL STARTER 3.7-5.5 A 380VAC COIL | A large range of enclosed DOL and soft start starters, simple to choose, install and use. These compact, ergonomically designed starters can be wall-mounted or located remotely on a machine. Applications: Industry, infrastructure, buildings, etc. All machines requiring: DOL motor starting or stopping, simple soft starting, overload protection | Rated control supply voltage Us at AC 60HZ | 380...380V
| 25 | Automation and Control | Motors and Drives | Motor Starter Combinations | TESYS LE ENCLOSED DOL STARTER 3.7-5.5 A 380VAC COIL | 2087489 | LE1M35Q712 | SCHNEIDER ELECTRIC | 3500 | https://pim-kvc.soneparsea.com:3443/PictureServer/default.aspx/schneider-LE1M35Q712_Image1.jpg?A3889C9397807479A2A1C7A8BAA5959DB4AAC6729E7C6181837AA57C83698F7DBDA6BBAA83659AA4B7 | https://pim-kvc.soneparsea.com:3443/PictureServer/default.aspx/schneider-le1-m35q712.pdf?81788B76AEAA939CBEAABDA9B7A95DA0B57681B2856CA16B817782B5B69D | TESYS LE ENCLOSED DOL STARTER 3.7-5.5 A 380VAC COIL | A large range of enclosed DOL and soft start starters, simple to choose, install and use. These compact, ergonomically designed starters can be wall-mounted or located remotely on a machine. Applications: Industry, infrastructure, buildings, etc. All machines requiring: DOL motor starting or stopping, simple soft starting, overload protection | Rated control supply voltage Us at DC | 0...0V
| 25 | Automation and Control | Motors and Drives | Motor Starter Combinations | TESYS LE ENCLOSED DOL STARTER 3.7-5.5 A 380VAC COIL | 2087489 | LE1M35Q712 | SCHNEIDER ELECTRIC | 3500 | https://pim-kvc.soneparsea.com:3443/PictureServer/default.aspx/schneider-LE1M35Q712_Image1.jpg?A3889C9397807479A2A1C7A8BAA5959DB4AAC6729E7C6181837AA57C83698F7DBDA6BBAA83659AA4B7 | https://pim-kvc.soneparsea.com:3443/PictureServer/default.aspx/schneider-le1-m35q712.pdf?81788B76AEAA939CBEAABDA9B7A95DA0B57681B2856CA16B817782B5B69D | TESYS LE ENCLOSED DOL STARTER 3.7-5.5 A 380VAC COIL | A large range of enclosed DOL and soft start starters, simple to choose, install and use. These compact, ergonomically designed starters can be wall-mounted or located remotely on a machine. Applications: Industry, infrastructure, buildings, etc. All machines requiring: DOL motor starting or stopping, simple soft starting, overload protection | Voltage type for actuating | AC
| 25 | Automation and Control | Motors and Drives | Motor Starter Combinations | TESYS LE ENCLOSED DOL STARTER 3.7-5.5 A 380VAC COIL | 2087489 | LE1M35Q712 | SCHNEIDER ELECTRIC | 3500 | https://pim-kvc.soneparsea.com:3443/PictureServer/default.aspx/schneider-LE1M35Q712_Image1.jpg?A3889C9397807479A2A1C7A8BAA5959DB4AAC6729E7C6181837AA57C83698F7DBDA6BBAA83659AA4B7 | https://pim-kvc.soneparsea.com:3443/PictureServer/default.aspx/schneider-le1-m35q712.pdf?81788B76AEAA939CBEAABDA9B7A95DA0B57681B2856CA16B817782B5B69D | TESYS LE ENCLOSED DOL STARTER 3.7-5.5 A 380VAC COIL | A large range of enclosed DOL and soft start starters, simple to choose, install and use. These compact, ergonomically designed starters can be wall-mounted or located remotely on a machine. Applications: Industry, infrastructure, buildings, etc. All machines requiring: DOL motor starting or stopping, simple soft starting, overload protection | Rated operation power at AC-3, 230 V, 3-phase | 1.1kW
| 25 | Automation and Control | Motors and Drives | Motor Starter Combinations | TESYS LE ENCLOSED DOL STARTER 3.7-5.5 A 380VAC COIL | 2087489 | LE1M35Q712 | SCHNEIDER ELECTRIC | 3500 | https://pim-kvc.soneparsea.com:3443/PictureServer/default.aspx/schneider-LE1M35Q712_Image1.jpg?A3889C9397807479A2A1C7A8BAA5959DB4AAC6729E7C6181837AA57C83698F7DBDA6BBAA83659AA4B7 | https://pim-kvc.soneparsea.com:3443/PictureServer/default.aspx/schneider-le1-m35q712.pdf?81788B76AEAA939CBEAABDA9B7A95DA0B57681B2856CA16B817782B5B69D | TESYS LE ENCLOSED DOL STARTER 3.7-5.5 A 380VAC COIL | A large range of enclosed DOL and soft start starters, simple to choose, install and use. These compact, ergonomically designed starters can be wall-mounted or located remotely on a machine. Applications: Industry, infrastructure, buildings, etc. All machines requiring: DOL motor starting or stopping, simple soft starting, overload protection | Rated operation power at AC-3, 400 V | 2.2kW
| 25 | Automation and Control | Motors and Drives | Motor Starter Combinations | TESYS LE ENCLOSED DOL STARTER 3.7-5.5 A 380VAC COIL | 2087489 | LE1M35Q712 | SCHNEIDER ELECTRIC | 3500 | https://pim-kvc.soneparsea.com:3443/PictureServer/default.aspx/schneider-LE1M35Q712_Image1.jpg?A3889C9397807479A2A1C7A8BAA5959DB4AAC6729E7C6181837AA57C83698F7DBDA6BBAA83659AA4B7 | https://pim-kvc.soneparsea.com:3443/PictureServer/default.aspx/schneider-le1-m35q712.pdf?81788B76AEAA939CBEAABDA9B7A95DA0B57681B2856CA16B817782B5B69D | TESYS LE ENCLOSED DOL STARTER 3.7-5.5 A 380VAC COIL | A large range of enclosed DOL and soft start starters, simple to choose, install and use. These compact, ergonomically designed starters can be wall-mounted or located remotely on a machine. Applications: Industry, infrastructure, buildings, etc. All machines requiring: DOL motor starting or stopping, simple soft starting, overload protection | Rated power, 460 V, 60 Hz, 3-phase | 2.2kW
| 25 | Automation and Control | Motors and Drives | Motor Starter Combinations | TESYS LE ENCLOSED DOL STARTER 3.7-5.5 A 380VAC COIL | 2087489 | LE1M35Q712 | SCHNEIDER ELECTRIC | 3500 | https://pim-kvc.soneparsea.com:3443/PictureServer/default.aspx/schneider-LE1M35Q712_Image1.jpg?A3889C9397807479A2A1C7A8BAA5959DB4AAC6729E7C6181837AA57C83698F7DBDA6BBAA83659AA4B7 | https://pim-kvc.soneparsea.com:3443/PictureServer/default.aspx/schneider-le1-m35q712.pdf?81788B76AEAA939CBEAABDA9B7A95DA0B57681B2856CA16B817782B5B69D | TESYS LE ENCLOSED DOL STARTER 3.7-5.5 A 380VAC COIL | A large range of enclosed DOL and soft start starters, simple to choose, install and use. These compact, ergonomically designed starters can be wall-mounted or located remotely on a machine. Applications: Industry, infrastructure, buildings, etc. All machines requiring: DOL motor starting or stopping, simple soft starting, overload protection | Rated power, 575 V, 60 Hz, 3-phase | 3kW
| 25 | Automation and Control | Motors and Drives | Motor Starter Combinations | TESYS LE ENCLOSED DOL STARTER 3.7-5.5 A 380VAC COIL | 2087489 | LE1M35Q712 | SCHNEIDER ELECTRIC | 3500 | https://pim-kvc.soneparsea.com:3443/PictureServer/default.aspx/schneider-LE1M35Q712_Image1.jpg?A3889C9397807479A2A1C7A8BAA5959DB4AAC6729E7C6181837AA57C83698F7DBDA6BBAA83659AA4B7 | https://pim-kvc.soneparsea.com:3443/PictureServer/default.aspx/schneider-le1-m35q712.pdf?81788B76AEAA939CBEAABDA9B7A95DA0B57681B2856CA16B817782B5B69D | TESYS LE ENCLOSED DOL STARTER 3.7-5.5 A 380VAC COIL | A large range of enclosed DOL and soft start starters, simple to choose, install and use. These compact, ergonomically designed starters can be wall-mounted or located remotely on a machine. Applications: Industry, infrastructure, buildings, etc. All machines requiring: DOL motor starting or stopping, simple soft starting, overload protection | Rated operation current Ie | 5.5A
| 25 | Automation and Control | Motors and Drives | Motor Starter Combinations | TESYS LE ENCLOSED DOL STARTER 3.7-5.5 A 380VAC COIL | 2087489 | LE1M35Q712 | SCHNEIDER ELECTRIC | 3500 | https://pim-kvc.soneparsea.com:3443/PictureServer/default.aspx/schneider-LE1M35Q712_Image1.jpg?A3889C9397807479A2A1C7A8BAA5959DB4AAC6729E7C6181837AA57C83698F7DBDA6BBAA83659AA4B7 | https://pim-kvc.soneparsea.com:3443/PictureServer/default.aspx/schneider-le1-m35q712.pdf?81788B76AEAA939CBEAABDA9B7A95DA0B57681B2856CA16B817782B5B69D | TESYS LE ENCLOSED DOL STARTER 3.7-5.5 A 380VAC COIL | A large range of enclosed DOL and soft start starters, simple to choose, install and use. These compact, ergonomically designed starters can be wall-mounted or located remotely on a machine. Applications: Industry, infrastructure, buildings, etc. All machines requiring: DOL motor starting or stopping, simple soft starting, overload protection | Rated operation current at AC-3, 400 V | 5.5A
| 25 | Automation and Control | Motors and Drives | Motor Starter Combinations | TESYS LE ENCLOSED DOL STARTER 3.7-5.5 A 380VAC COIL | 2087489 | LE1M35Q712 | SCHNEIDER ELECTRIC | 3500 | https://pim-kvc.soneparsea.com:3443/PictureServer/default.aspx/schneider-LE1M35Q712_Image1.jpg?A3889C9397807479A2A1C7A8BAA5959DB4AAC6729E7C6181837AA57C83698F7DBDA6BBAA83659AA4B7 | https://pim-kvc.soneparsea.com:3443/PictureServer/default.aspx/schneider-le1-m35q712.pdf?81788B76AEAA939CBEAABDA9B7A95DA0B57681B2856CA16B817782B5B69D | TESYS LE ENCLOSED DOL STARTER 3.7-5.5 A 380VAC COIL | A large range of enclosed DOL and soft start starters, simple to choose, install and use. These compact, ergonomically designed starters can be wall-mounted or located remotely on a machine. Applications: Industry, infrastructure, buildings, etc. All machines requiring: DOL motor starting or stopping, simple soft starting, overload protection | Overload release current setting | 3.7...5.5A
| 25 | Automation and Control | Motors and Drives | Motor Starter Combinations | TESYS LE ENCLOSED DOL STARTER 3.7-5.5 A 380VAC COIL | 2087489 | LE1M35Q712 | SCHNEIDER ELECTRIC | 3500 | https://pim-kvc.soneparsea.com:3443/PictureServer/default.aspx/schneider-LE1M35Q712_Image1.jpg?A3889C9397807479A2A1C7A8BAA5959DB4AAC6729E7C6181837AA57C83698F7DBDA6BBAA83659AA4B7 | https://pim-kvc.soneparsea.com:3443/PictureServer/default.aspx/schneider-le1-m35q712.pdf?81788B76AEAA939CBEAABDA9B7A95DA0B57681B2856CA16B817782B5B69D | TESYS LE ENCLOSED DOL STARTER 3.7-5.5 A 380VAC COIL | A large range of enclosed DOL and soft start starters, simple to choose, install and use. These compact, ergonomically designed starters can be wall-mounted or located remotely on a machine. Applications: Industry, infrastructure, buildings, etc. All machines requiring: DOL motor starting or stopping, simple soft starting, overload protection | Rated conditional short-circuit current, type 1, 480 Y/277 V | 0A
| 25 | Automation and Control | Motors and Drives | Motor Starter Combinations | TESYS LE ENCLOSED DOL STARTER 3.7-5.5 A 380VAC COIL | 2087489 | LE1M35Q712 | SCHNEIDER ELECTRIC | 3500 | https://pim-kvc.soneparsea.com:3443/PictureServer/default.aspx/schneider-LE1M35Q712_Image1.jpg?A3889C9397807479A2A1C7A8BAA5959DB4AAC6729E7C6181837AA57C83698F7DBDA6BBAA83659AA4B7 | https://pim-kvc.soneparsea.com:3443/PictureServer/default.aspx/schneider-le1-m35q712.pdf?81788B76AEAA939CBEAABDA9B7A95DA0B57681B2856CA16B817782B5B69D | TESYS LE ENCLOSED DOL STARTER 3.7-5.5 A 380VAC COIL | A large range of enclosed DOL and soft start starters, simple to choose, install and use. These compact, ergonomically designed starters can be wall-mounted or located remotely on a machine. Applications: Industry, infrastructure, buildings, etc. All machines requiring: DOL motor starting or stopping, simple soft starting, overload protection | Rated conditional short-circuit current, type 1, 600 Y/347 V | 0A
| 25 | Automation and Control | Motors and Drives | Motor Starter Combinations | TESYS LE ENCLOSED DOL STARTER 3.7-5.5 A 380VAC COIL | 2087489 | LE1M35Q712 | SCHNEIDER ELECTRIC | 3500 | https://pim-kvc.soneparsea.com:3443/PictureServer/default.aspx/schneider-LE1M35Q712_Image1.jpg?A3889C9397807479A2A1C7A8BAA5959DB4AAC6729E7C6181837AA57C83698F7DBDA6BBAA83659AA4B7 | https://pim-kvc.soneparsea.com:3443/PictureServer/default.aspx/schneider-le1-m35q712.pdf?81788B76AEAA939CBEAABDA9B7A95DA0B57681B2856CA16B817782B5B69D | TESYS LE ENCLOSED DOL STARTER 3.7-5.5 A 380VAC COIL | A large range of enclosed DOL and soft start starters, simple to choose, install and use. These compact, ergonomically designed starters can be wall-mounted or located remotely on a machine. Applications: Industry, infrastructure, buildings, etc. All machines requiring: DOL motor starting or stopping, simple soft starting, overload protection | Rated conditional short-circuit current, type 2, 230 V | 0A
| 25 | Automation and Control | Motors and Drives | Motor Starter Combinations | TESYS LE ENCLOSED DOL STARTER 3.7-5.5 A 380VAC COIL | 2087489 | LE1M35Q712 | SCHNEIDER ELECTRIC | 3500 | https://pim-kvc.soneparsea.com:3443/PictureServer/default.aspx/schneider-LE1M35Q712_Image1.jpg?A3889C9397807479A2A1C7A8BAA5959DB4AAC6729E7C6181837AA57C83698F7DBDA6BBAA83659AA4B7 | https://pim-kvc.soneparsea.com:3443/PictureServer/default.aspx/schneider-le1-m35q712.pdf?81788B76AEAA939CBEAABDA9B7A95DA0B57681B2856CA16B817782B5B69D | TESYS LE ENCLOSED DOL STARTER 3.7-5.5 A 380VAC COIL | A large range of enclosed DOL and soft start starters, simple to choose, install and use. These compact, ergonomically designed starters can be wall-mounted or located remotely on a machine. Applications: Industry, infrastructure, buildings, etc. All machines requiring: DOL motor starting or stopping, simple soft starting, overload protection | Rated conditional short-circuit current, type 2, 400 V | 0A
| 25 | Automation and Control | Motors and Drives | Motor Starter Combinations | TESYS LE ENCLOSED DOL STARTER 3.7-5.5 A 380VAC COIL | 2087489 | LE1M35Q712 | SCHNEIDER ELECTRIC | 3500 | https://pim-kvc.soneparsea.com:3443/PictureServer/default.aspx/schneider-LE1M35Q712_Image1.jpg?A3889C9397807479A2A1C7A8BAA5959DB4AAC6729E7C6181837AA57C83698F7DBDA6BBAA83659AA4B7 | https://pim-kvc.soneparsea.com:3443/PictureServer/default.aspx/schneider-le1-m35q712.pdf?81788B76AEAA939CBEAABDA9B7A95DA0B57681B2856CA16B817782B5B69D | TESYS LE ENCLOSED DOL STARTER 3.7-5.5 A 380VAC COIL | A large range of enclosed DOL and soft start starters, simple to choose, install and use. These compact, ergonomically designed starters can be wall-mounted or located remotely on a machine. Applications: Industry, infrastructure, buildings, etc. All machines requiring: DOL motor starting or stopping, simple soft starting, overload protection | Number of auxiliary contacts as normally open contact | 0
| 25 | Automation and Control | Motors and Drives | Motor Starter Combinations | TESYS LE ENCLOSED DOL STARTER 3.7-5.5 A 380VAC COIL | 2087489 | LE1M35Q712 | SCHNEIDER ELECTRIC | 3500 | https://pim-kvc.soneparsea.com:3443/PictureServer/default.aspx/schneider-LE1M35Q712_Image1.jpg?A3889C9397807479A2A1C7A8BAA5959DB4AAC6729E7C6181837AA57C83698F7DBDA6BBAA83659AA4B7 | https://pim-kvc.soneparsea.com:3443/PictureServer/default.aspx/schneider-le1-m35q712.pdf?81788B76AEAA939CBEAABDA9B7A95DA0B57681B2856CA16B817782B5B69D | TESYS LE ENCLOSED DOL STARTER 3.7-5.5 A 380VAC COIL | A large range of enclosed DOL and soft start starters, simple to choose, install and use. These compact, ergonomically designed starters can be wall-mounted or located remotely on a machine. Applications: Industry, infrastructure, buildings, etc. All machines requiring: DOL motor starting or stopping, simple soft starting, overload protection | Number of auxiliary contacts as normally closed contact | 0
| 25 | Automation and Control | Motors and Drives | Motor Starter Combinations | TESYS LE ENCLOSED DOL STARTER 3.7-5.5 A 380VAC COIL | 2087489 | LE1M35Q712 | SCHNEIDER ELECTRIC | 3500 | https://pim-kvc.soneparsea.com:3443/PictureServer/default.aspx/schneider-LE1M35Q712_Image1.jpg?A3889C9397807479A2A1C7A8BAA5959DB4AAC6729E7C6181837AA57C83698F7DBDA6BBAA83659AA4B7 | https://pim-kvc.soneparsea.com:3443/PictureServer/default.aspx/schneider-le1-m35q712.pdf?81788B76AEAA939CBEAABDA9B7A95DA0B57681B2856CA16B817782B5B69D | TESYS LE ENCLOSED DOL STARTER 3.7-5.5 A 380VAC COIL | A large range of enclosed DOL and soft start starters, simple to choose, install and use. These compact, ergonomically designed starters can be wall-mounted or located remotely on a machine. Applications: Industry, infrastructure, buildings, etc. All machines requiring: DOL motor starting or stopping, simple soft starting, overload protection | Ambient temperature, upper operating limit | 40°C
| 26 | Automation and Control | Motors and Drives | Motor Starter Combinations | TESYS LE ENCLOSED DOL STARTER 5.5-8 A 380VAC COIL | 2087490 | LE1M35Q714 | SCHNEIDER ELECTRIC | 3760 | https://pim-kvc.soneparsea.com:3443/PictureServer/default.aspx/schneider-LE1M35Q714_Image1.jpg?A3889C9397807479A2A1C7A8BAA5959DB4AAC6729E7C6181837AA57C836B8F7DBDA6BBAA83659AA4B7 | https://pim-kvc.soneparsea.com:3443/PictureServer/default.aspx/schneider-le1-m35q714.pdf?81788B76AEAA939CBEAABDA9B7A95DA0B57681B2856CA16B817982B5B69D | TESYS LE ENCLOSED DOL STARTER 5.5-8 A 380VAC COIL | A large range of enclosed DOL and soft start starters, simple to choose, install and use. These compact, ergonomically designed starters can be wall-mounted or located remotely on a machine. Applications: Industry, infrastructure, buildings, etc. All machines requiring: DOL motor starting or stopping, simple soft starting, overload protection | Type of motor starter | Direct online starter (DOL)
| 26 | Automation and Control | Motors and Drives | Motor Starter Combinations | TESYS LE ENCLOSED DOL STARTER 5.5-8 A 380VAC COIL | 2087490 | LE1M35Q714 | SCHNEIDER ELECTRIC | 3760 | https://pim-kvc.soneparsea.com:3443/PictureServer/default.aspx/schneider-LE1M35Q714_Image1.jpg?A3889C9397807479A2A1C7A8BAA5959DB4AAC6729E7C6181837AA57C836B8F7DBDA6BBAA83659AA4B7 | https://pim-kvc.soneparsea.com:3443/PictureServer/default.aspx/schneider-le1-m35q714.pdf?81788B76AEAA939CBEAABDA9B7A95DA0B57681B2856CA16B817982B5B69D | TESYS LE ENCLOSED DOL STARTER 5.5-8 A 380VAC COIL | A large range of enclosed DOL and soft start starters, simple to choose, install and use. These compact, ergonomically designed starters can be wall-mounted or located remotely on a machine. Applications: Industry, infrastructure, buildings, etc. All machines requiring: DOL motor starting or stopping, simple soft starting, overload protection | With short-circuit release | no
| 26 | Automation and Control | Motors and Drives | Motor Starter Combinations | TESYS LE ENCLOSED DOL STARTER 5.5-8 A 380VAC COIL | 2087490 | LE1M35Q714 | SCHNEIDER ELECTRIC | 3760 | https://pim-kvc.soneparsea.com:3443/PictureServer/default.aspx/schneider-LE1M35Q714_Image1.jpg?A3889C9397807479A2A1C7A8BAA5959DB4AAC6729E7C6181837AA57C836B8F7DBDA6BBAA83659AA4B7 | https://pim-kvc.soneparsea.com:3443/PictureServer/default.aspx/schneider-le1-m35q714.pdf?81788B76AEAA939CBEAABDA9B7A95DA0B57681B2856CA16B817982B5B69D | TESYS LE ENCLOSED DOL STARTER 5.5-8 A 380VAC COIL | A large range of enclosed DOL and soft start starters, simple to choose, install and use. These compact, ergonomically designed starters can be wall-mounted or located remotely on a machine. Applications: Industry, infrastructure, buildings, etc. All machines requiring: DOL motor starting or stopping, simple soft starting, overload protection | Rated control supply voltage Us at AC 50HZ | 380...380V
| 26 | Automation and Control | Motors and Drives | Motor Starter Combinations | TESYS LE ENCLOSED DOL STARTER 5.5-8 A 380VAC COIL | 2087490 | LE1M35Q714 | SCHNEIDER ELECTRIC | 3760 | https://pim-kvc.soneparsea.com:3443/PictureServer/default.aspx/schneider-LE1M35Q714_Image1.jpg?A3889C9397807479A2A1C7A8BAA5959DB4AAC6729E7C6181837AA57C836B8F7DBDA6BBAA83659AA4B7 | https://pim-kvc.soneparsea.com:3443/PictureServer/default.aspx/schneider-le1-m35q714.pdf?81788B76AEAA939CBEAABDA9B7A95DA0B57681B2856CA16B817982B5B69D | TESYS LE ENCLOSED DOL STARTER 5.5-8 A 380VAC COIL | A large range of enclosed DOL and soft start starters, simple to choose, install and use. These compact, ergonomically designed starters can be wall-mounted or located remotely on a machine. Applications: Industry, infrastructure, buildings, etc. All machines requiring: DOL motor starting or stopping, simple soft starting, overload protection | Rated control supply voltage Us at AC 60HZ | 380...380V
| 26 | Automation and Control | Motors and Drives | Motor Starter Combinations | TESYS LE ENCLOSED DOL STARTER 5.5-8 A 380VAC COIL | 2087490 | LE1M35Q714 | SCHNEIDER ELECTRIC | 3760 | https://pim-kvc.soneparsea.com:3443/PictureServer/default.aspx/schneider-LE1M35Q714_Image1.jpg?A3889C9397807479A2A1C7A8BAA5959DB4AAC6729E7C6181837AA57C836B8F7DBDA6BBAA83659AA4B7 | https://pim-kvc.soneparsea.com:3443/PictureServer/default.aspx/schneider-le1-m35q714.pdf?81788B76AEAA939CBEAABDA9B7A95DA0B57681B2856CA16B817982B5B69D | TESYS LE ENCLOSED DOL STARTER 5.5-8 A 380VAC COIL | A large range of enclosed DOL and soft start starters, simple to choose, install and use. These compact, ergonomically designed starters can be wall-mounted or located remotely on a machine. Applications: Industry, infrastructure, buildings, etc. All machines requiring: DOL motor starting or stopping, simple soft starting, overload protection | Rated control supply voltage Us at DC | 0...0V
| 26 | Automation and Control | Motors and Drives | Motor Starter Combinations | TESYS LE ENCLOSED DOL STARTER 5.5-8 A 380VAC COIL | 2087490 | LE1M35Q714 | SCHNEIDER ELECTRIC | 3760 | https://pim-kvc.soneparsea.com:3443/PictureServer/default.aspx/schneider-LE1M35Q714_Image1.jpg?A3889C9397807479A2A1C7A8BAA5959DB4AAC6729E7C6181837AA57C836B8F7DBDA6BBAA83659AA4B7 | https://pim-kvc.soneparsea.com:3443/PictureServer/default.aspx/schneider-le1-m35q714.pdf?81788B76AEAA939CBEAABDA9B7A95DA0B57681B2856CA16B817982B5B69D | TESYS LE ENCLOSED DOL STARTER 5.5-8 A 380VAC COIL | A large range of enclosed DOL and soft start starters, simple to choose, install and use. These compact, ergonomically designed starters can be wall-mounted or located remotely on a machine. Applications: Industry, infrastructure, buildings, etc. All machines requiring: DOL motor starting or stopping, simple soft starting, overload protection | Voltage type for actuating | AC
| 26 | Automation and Control | Motors and Drives | Motor Starter Combinations | TESYS LE ENCLOSED DOL STARTER 5.5-8 A 380VAC COIL | 2087490 | LE1M35Q714 | SCHNEIDER ELECTRIC | 3760 | https://pim-kvc.soneparsea.com:3443/PictureServer/default.aspx/schneider-LE1M35Q714_Image1.jpg?A3889C9397807479A2A1C7A8BAA5959DB4AAC6729E7C6181837AA57C836B8F7DBDA6BBAA83659AA4B7 | https://pim-kvc.soneparsea.com:3443/PictureServer/default.aspx/schneider-le1-m35q714.pdf?81788B76AEAA939CBEAABDA9B7A95DA0B57681B2856CA16B817982B5B69D | TESYS LE ENCLOSED DOL STARTER 5.5-8 A 380VAC COIL | A large range of enclosed DOL and soft start starters, simple to choose, install and use. These compact, ergonomically designed starters can be wall-mounted or located remotely on a machine. Applications: Industry, infrastructure, buildings, etc. All machines requiring: DOL motor starting or stopping, simple soft starting, overload protection | Rated operation power at AC-3, 230 V, 3-phase | 1.5kW
| 26 | Automation and Control | Motors and Drives | Motor Starter Combinations | TESYS LE ENCLOSED DOL STARTER 5.5-8 A 380VAC COIL | 2087490 | LE1M35Q714 | SCHNEIDER ELECTRIC | 3760 | https://pim-kvc.soneparsea.com:3443/PictureServer/default.aspx/schneider-LE1M35Q714_Image1.jpg?A3889C9397807479A2A1C7A8BAA5959DB4AAC6729E7C6181837AA57C836B8F7DBDA6BBAA83659AA4B7 | https://pim-kvc.soneparsea.com:3443/PictureServer/default.aspx/schneider-le1-m35q714.pdf?81788B76AEAA939CBEAABDA9B7A95DA0B57681B2856CA16B817982B5B69D | TESYS LE ENCLOSED DOL STARTER 5.5-8 A 380VAC COIL | A large range of enclosed DOL and soft start starters, simple to choose, install and use. These compact, ergonomically designed starters can be wall-mounted or located remotely on a machine. Applications: Industry, infrastructure, buildings, etc. All machines requiring: DOL motor starting or stopping, simple soft starting, overload protection | Rated operation power at AC-3, 400 V | 3kW
| 26 | Automation and Control | Motors and Drives | Motor Starter Combinations | TESYS LE ENCLOSED DOL STARTER 5.5-8 A 380VAC COIL | 2087490 | LE1M35Q714 | SCHNEIDER ELECTRIC | 3760 | https://pim-kvc.soneparsea.com:3443/PictureServer/default.aspx/schneider-LE1M35Q714_Image1.jpg?A3889C9397807479A2A1C7A8BAA5959DB4AAC6729E7C6181837AA57C836B8F7DBDA6BBAA83659AA4B7 | https://pim-kvc.soneparsea.com:3443/PictureServer/default.aspx/schneider-le1-m35q714.pdf?81788B76AEAA939CBEAABDA9B7A95DA0B57681B2856CA16B817982B5B69D | TESYS LE ENCLOSED DOL STARTER 5.5-8 A 380VAC COIL | A large range of enclosed DOL and soft start starters, simple to choose, install and use. These compact, ergonomically designed starters can be wall-mounted or located remotely on a machine. Applications: Industry, infrastructure, buildings, etc. All machines requiring: DOL motor starting or stopping, simple soft starting, overload protection | Rated power, 460 V, 60 Hz, 3-phase | 3kW
| 26 | Automation and Control | Motors and Drives | Motor Starter Combinations | TESYS LE ENCLOSED DOL STARTER 5.5-8 A 380VAC COIL | 2087490 | LE1M35Q714 | SCHNEIDER ELECTRIC | 3760 | https://pim-kvc.soneparsea.com:3443/PictureServer/default.aspx/schneider-LE1M35Q714_Image1.jpg?A3889C9397807479A2A1C7A8BAA5959DB4AAC6729E7C6181837AA57C836B8F7DBDA6BBAA83659AA4B7 | https://pim-kvc.soneparsea.com:3443/PictureServer/default.aspx/schneider-le1-m35q714.pdf?81788B76AEAA939CBEAABDA9B7A95DA0B57681B2856CA16B817982B5B69D | TESYS LE ENCLOSED DOL STARTER 5.5-8 A 380VAC COIL | A large range of enclosed DOL and soft start starters, simple to choose, install and use. These compact, ergonomically designed starters can be wall-mounted or located remotely on a machine. Applications: Industry, infrastructure, buildings, etc. All machines requiring: DOL motor starting or stopping, simple soft starting, overload protection | Rated power, 575 V, 60 Hz, 3-phase | 4kW
| 26 | Automation and Control | Motors and Drives | Motor Starter Combinations | TESYS LE ENCLOSED DOL STARTER 5.5-8 A 380VAC COIL | 2087490 | LE1M35Q714 | SCHNEIDER ELECTRIC | 3760 | https://pim-kvc.soneparsea.com:3443/PictureServer/default.aspx/schneider-LE1M35Q714_Image1.jpg?A3889C9397807479A2A1C7A8BAA5959DB4AAC6729E7C6181837AA57C836B8F7DBDA6BBAA83659AA4B7 | https://pim-kvc.soneparsea.com:3443/PictureServer/default.aspx/schneider-le1-m35q714.pdf?81788B76AEAA939CBEAABDA9B7A95DA0B57681B2856CA16B817982B5B69D | TESYS LE ENCLOSED DOL STARTER 5.5-8 A 380VAC COIL | A large range of enclosed DOL and soft start starters, simple to choose, install and use. These compact, ergonomically designed starters can be wall-mounted or located remotely on a machine. Applications: Industry, infrastructure, buildings, etc. All machines requiring: DOL motor starting or stopping, simple soft starting, overload protection | Rated operation current Ie | 8A
| 26 | Automation and Control | Motors and Drives | Motor Starter Combinations | TESYS LE ENCLOSED DOL STARTER 5.5-8 A 380VAC COIL | 2087490 | LE1M35Q714 | SCHNEIDER ELECTRIC | 3760 | https://pim-kvc.soneparsea.com:3443/PictureServer/default.aspx/schneider-LE1M35Q714_Image1.jpg?A3889C9397807479A2A1C7A8BAA5959DB4AAC6729E7C6181837AA57C836B8F7DBDA6BBAA83659AA4B7 | https://pim-kvc.soneparsea.com:3443/PictureServer/default.aspx/schneider-le1-m35q714.pdf?81788B76AEAA939CBEAABDA9B7A95DA0B57681B2856CA16B817982B5B69D | TESYS LE ENCLOSED DOL STARTER 5.5-8 A 380VAC COIL | A large range of enclosed DOL and soft start starters, simple to choose, install and use. These compact, ergonomically designed starters can be wall-mounted or located remotely on a machine. Applications: Industry, infrastructure, buildings, etc. All machines requiring: DOL motor starting or stopping, simple soft starting, overload protection | Rated operation current at AC-3, 400 V | 8A
| 26 | Automation and Control | Motors and Drives | Motor Starter Combinations | TESYS LE ENCLOSED DOL STARTER 5.5-8 A 380VAC COIL | 2087490 | LE1M35Q714 | SCHNEIDER ELECTRIC | 3760 | https://pim-kvc.soneparsea.com:3443/PictureServer/default.aspx/schneider-LE1M35Q714_Image1.jpg?A3889C9397807479A2A1C7A8BAA5959DB4AAC6729E7C6181837AA57C836B8F7DBDA6BBAA83659AA4B7 | https://pim-kvc.soneparsea.com:3443/PictureServer/default.aspx/schneider-le1-m35q714.pdf?81788B76AEAA939CBEAABDA9B7A95DA0B57681B2856CA16B817982B5B69D | TESYS LE ENCLOSED DOL STARTER 5.5-8 A 380VAC COIL | A large range of enclosed DOL and soft start starters, simple to choose, install and use. These compact, ergonomically designed starters can be wall-mounted or located remotely on a machine. Applications: Industry, infrastructure, buildings, etc. All machines requiring: DOL motor starting or stopping, simple soft starting, overload protection | Overload release current setting | 5.5...8A
| 26 | Automation and Control | Motors and Drives | Motor Starter Combinations | TESYS LE ENCLOSED DOL STARTER 5.5-8 A 380VAC COIL | 2087490 | LE1M35Q714 | SCHNEIDER ELECTRIC | 3760 | https://pim-kvc.soneparsea.com:3443/PictureServer/default.aspx/schneider-LE1M35Q714_Image1.jpg?A3889C9397807479A2A1C7A8BAA5959DB4AAC6729E7C6181837AA57C836B8F7DBDA6BBAA83659AA4B7 | https://pim-kvc.soneparsea.com:3443/PictureServer/default.aspx/schneider-le1-m35q714.pdf?81788B76AEAA939CBEAABDA9B7A95DA0B57681B2856CA16B817982B5B69D | TESYS LE ENCLOSED DOL STARTER 5.5-8 A 380VAC COIL | A large range of enclosed DOL and soft start starters, simple to choose, install and use. These compact, ergonomically designed starters can be wall-mounted or located remotely on a machine. Applications: Industry, infrastructure, buildings, etc. All machines requiring: DOL motor starting or stopping, simple soft starting, overload protection | Rated conditional short-circuit current, type 1, 480 Y/277 V | 0A
| 26 | Automation and Control | Motors and Drives | Motor Starter Combinations | TESYS LE ENCLOSED DOL STARTER 5.5-8 A 380VAC COIL | 2087490 | LE1M35Q714 | SCHNEIDER ELECTRIC | 3760 | https://pim-kvc.soneparsea.com:3443/PictureServer/default.aspx/schneider-LE1M35Q714_Image1.jpg?A3889C9397807479A2A1C7A8BAA5959DB4AAC6729E7C6181837AA57C836B8F7DBDA6BBAA83659AA4B7 | https://pim-kvc.soneparsea.com:3443/PictureServer/default.aspx/schneider-le1-m35q714.pdf?81788B76AEAA939CBEAABDA9B7A95DA0B57681B2856CA16B817982B5B69D | TESYS LE ENCLOSED DOL STARTER 5.5-8 A 380VAC COIL | A large range of enclosed DOL and soft start starters, simple to choose, install and use. These compact, ergonomically designed starters can be wall-mounted or located remotely on a machine. Applications: Industry, infrastructure, buildings, etc. All machines requiring: DOL motor starting or stopping, simple soft starting, overload protection | Rated conditional short-circuit current, type 1, 600 Y/347 V | 0A
| 26 | Automation and Control | Motors and Drives | Motor Starter Combinations | TESYS LE ENCLOSED DOL STARTER 5.5-8 A 380VAC COIL | 2087490 | LE1M35Q714 | SCHNEIDER ELECTRIC | 3760 | https://pim-kvc.soneparsea.com:3443/PictureServer/default.aspx/schneider-LE1M35Q714_Image1.jpg?A3889C9397807479A2A1C7A8BAA5959DB4AAC6729E7C6181837AA57C836B8F7DBDA6BBAA83659AA4B7 | https://pim-kvc.soneparsea.com:3443/PictureServer/default.aspx/schneider-le1-m35q714.pdf?81788B76AEAA939CBEAABDA9B7A95DA0B57681B2856CA16B817982B5B69D | TESYS LE ENCLOSED DOL STARTER 5.5-8 A 380VAC COIL | A large range of enclosed DOL and soft start starters, simple to choose, install and use. These compact, ergonomically designed starters can be wall-mounted or located remotely on a machine. Applications: Industry, infrastructure, buildings, etc. All machines requiring: DOL motor starting or stopping, simple soft starting, overload protection | Rated conditional short-circuit current, type 2, 230 V | 0A
| 26 | Automation and Control | Motors and Drives | Motor Starter Combinations | TESYS LE ENCLOSED DOL STARTER 5.5-8 A 380VAC COIL | 2087490 | LE1M35Q714 | SCHNEIDER ELECTRIC | 3760 | https://pim-kvc.soneparsea.com:3443/PictureServer/default.aspx/schneider-LE1M35Q714_Image1.jpg?A3889C9397807479A2A1C7A8BAA5959DB4AAC6729E7C6181837AA57C836B8F7DBDA6BBAA83659AA4B7 | https://pim-kvc.soneparsea.com:3443/PictureServer/default.aspx/schneider-le1-m35q714.pdf?81788B76AEAA939CBEAABDA9B7A95DA0B57681B2856CA16B817982B5B69D | TESYS LE ENCLOSED DOL STARTER 5.5-8 A 380VAC COIL | A large range of enclosed DOL and soft start starters, simple to choose, install and use. These compact, ergonomically designed starters can be wall-mounted or located remotely on a machine. Applications: Industry, infrastructure, buildings, etc. All machines requiring: DOL motor starting or stopping, simple soft starting, overload protection | Rated conditional short-circuit current, type 2, 400 V | 0A
| 26 | Automation and Control | Motors and Drives | Motor Starter Combinations | TESYS LE ENCLOSED DOL STARTER 5.5-8 A 380VAC COIL | 2087490 | LE1M35Q714 | SCHNEIDER ELECTRIC | 3760 | https://pim-kvc.soneparsea.com:3443/PictureServer/default.aspx/schneider-LE1M35Q714_Image1.jpg?A3889C9397807479A2A1C7A8BAA5959DB4AAC6729E7C6181837AA57C836B8F7DBDA6BBAA83659AA4B7 | https://pim-kvc.soneparsea.com:3443/PictureServer/default.aspx/schneider-le1-m35q714.pdf?81788B76AEAA939CBEAABDA9B7A95DA0B57681B2856CA16B817982B5B69D | TESYS LE ENCLOSED DOL STARTER 5.5-8 A 380VAC COIL | A large range of enclosed DOL and soft start starters, simple to choose, install and use. These compact, ergonomically designed starters can be wall-mounted or located remotely on a machine. Applications: Industry, infrastructure, buildings, etc. All machines requiring: DOL motor starting or stopping, simple soft starting, overload protection | Number of auxiliary contacts as normally open contact | 0
| 26 | Automation and Control | Motors and Drives | Motor Starter Combinations | TESYS LE ENCLOSED DOL STARTER 5.5-8 A 380VAC COIL | 2087490 | LE1M35Q714 | SCHNEIDER ELECTRIC | 3760 | https://pim-kvc.soneparsea.com:3443/PictureServer/default.aspx/schneider-LE1M35Q714_Image1.jpg?A3889C9397807479A2A1C7A8BAA5959DB4AAC6729E7C6181837AA57C836B8F7DBDA6BBAA83659AA4B7 | https://pim-kvc.soneparsea.com:3443/PictureServer/default.aspx/schneider-le1-m35q714.pdf?81788B76AEAA939CBEAABDA9B7A95DA0B57681B2856CA16B817982B5B69D | TESYS LE ENCLOSED DOL STARTER 5.5-8 A 380VAC COIL | A large range of enclosed DOL and soft start starters, simple to choose, install and use. These compact, ergonomically designed starters can be wall-mounted or located remotely on a machine. Applications: Industry, infrastructure, buildings, etc. All machines requiring: DOL motor starting or stopping, simple soft starting, overload protection | Number of auxiliary contacts as normally closed contact | 0
| 26 | Automation and Control | Motors and Drives | Motor Starter Combinations | TESYS LE ENCLOSED DOL STARTER 5.5-8 A 380VAC COIL | 2087490 | LE1M35Q714 | SCHNEIDER ELECTRIC | 3760 | https://pim-kvc.soneparsea.com:3443/PictureServer/default.aspx/schneider-LE1M35Q714_Image1.jpg?A3889C9397807479A2A1C7A8BAA5959DB4AAC6729E7C6181837AA57C836B8F7DBDA6BBAA83659AA4B7 | https://pim-kvc.soneparsea.com:3443/PictureServer/default.aspx/schneider-le1-m35q714.pdf?81788B76AEAA939CBEAABDA9B7A95DA0B57681B2856CA16B817982B5B69D | TESYS LE ENCLOSED DOL STARTER 5.5-8 A 380VAC COIL | A large range of enclosed DOL and soft start starters, simple to choose, install and use. These compact, ergonomically designed starters can be wall-mounted or located remotely on a machine. Applications: Industry, infrastructure, buildings, etc. All machines requiring: DOL motor starting or stopping, simple soft starting, overload protection | Ambient temperature, upper operating limit | 40°C
| 27 | Automation and Control | Motors and Drives | Motor Starter Combinations | TESYS LE ENCLOSED DOL STARTER 10-14 A 380VAC COIL | 2087491 | LE1M35Q721 | SCHNEIDER ELECTRIC | 3985 | https://pim-kvc.soneparsea.com:3443/PictureServer/default.aspx/schneider-LE1M35Q721_Image1.jpg?A3889C9397807479A2A1C7A8BAA5959DB4AAC6729E7C6181837AA57C84688F7DBDA6BBAA83659AA4B7 | https://pim-kvc.soneparsea.com:3443/PictureServer/default.aspx/schneider-le1-m35q721.pdf?81788B76AEAA939CBEAABDA9B7A95DA0B57681B2856CA16B827682B5B69D | TESYS LE ENCLOSED DOL STARTER 10-14 A 380VAC COIL | A large range of enclosed DOL and soft start starters, simple to choose, install and use. These compact, ergonomically designed starters can be wall-mounted or located remotely on a machine. Applications: Industry, infrastructure, buildings, etc. All machines requiring: DOL motor starting or stopping, simple soft starting, overload protection | Type of motor starter | Direct online starter (DOL)
| 27 | Automation and Control | Motors and Drives | Motor Starter Combinations | TESYS LE ENCLOSED DOL STARTER 10-14 A 380VAC COIL | 2087491 | LE1M35Q721 | SCHNEIDER ELECTRIC | 3985 | https://pim-kvc.soneparsea.com:3443/PictureServer/default.aspx/schneider-LE1M35Q721_Image1.jpg?A3889C9397807479A2A1C7A8BAA5959DB4AAC6729E7C6181837AA57C84688F7DBDA6BBAA83659AA4B7 | https://pim-kvc.soneparsea.com:3443/PictureServer/default.aspx/schneider-le1-m35q721.pdf?81788B76AEAA939CBEAABDA9B7A95DA0B57681B2856CA16B827682B5B69D | TESYS LE ENCLOSED DOL STARTER 10-14 A 380VAC COIL | A large range of enclosed DOL and soft start starters, simple to choose, install and use. These compact, ergonomically designed starters can be wall-mounted or located remotely on a machine. Applications: Industry, infrastructure, buildings, etc. All machines requiring: DOL motor starting or stopping, simple soft starting, overload protection | With short-circuit release | no
| 27 | Automation and Control | Motors and Drives | Motor Starter Combinations | TESYS LE ENCLOSED DOL STARTER 10-14 A 380VAC COIL | 2087491 | LE1M35Q721 | SCHNEIDER ELECTRIC | 3985 | https://pim-kvc.soneparsea.com:3443/PictureServer/default.aspx/schneider-LE1M35Q721_Image1.jpg?A3889C9397807479A2A1C7A8BAA5959DB4AAC6729E7C6181837AA57C84688F7DBDA6BBAA83659AA4B7 | https://pim-kvc.soneparsea.com:3443/PictureServer/default.aspx/schneider-le1-m35q721.pdf?81788B76AEAA939CBEAABDA9B7A95DA0B57681B2856CA16B827682B5B69D | TESYS LE ENCLOSED DOL STARTER 10-14 A 380VAC COIL | A large range of enclosed DOL and soft start starters, simple to choose, install and use. These compact, ergonomically designed starters can be wall-mounted or located remotely on a machine. Applications: Industry, infrastructure, buildings, etc. All machines requiring: DOL motor starting or stopping, simple soft starting, overload protection | Rated control supply voltage Us at AC 50HZ | 380...380V
| 27 | Automation and Control | Motors and Drives | Motor Starter Combinations | TESYS LE ENCLOSED DOL STARTER 10-14 A 380VAC COIL | 2087491 | LE1M35Q721 | SCHNEIDER ELECTRIC | 3985 | https://pim-kvc.soneparsea.com:3443/PictureServer/default.aspx/schneider-LE1M35Q721_Image1.jpg?A3889C9397807479A2A1C7A8BAA5959DB4AAC6729E7C6181837AA57C84688F7DBDA6BBAA83659AA4B7 | https://pim-kvc.soneparsea.com:3443/PictureServer/default.aspx/schneider-le1-m35q721.pdf?81788B76AEAA939CBEAABDA9B7A95DA0B57681B2856CA16B827682B5B69D | TESYS LE ENCLOSED DOL STARTER 10-14 A 380VAC COIL | A large range of enclosed DOL and soft start starters, simple to choose, install and use. These compact, ergonomically designed starters can be wall-mounted or located remotely on a machine. Applications: Industry, infrastructure, buildings, etc. All machines requiring: DOL motor starting or stopping, simple soft starting, overload protection | Rated control supply voltage Us at AC 60HZ | 380...380V
| 27 | Automation and Control | Motors and Drives | Motor Starter Combinations | TESYS LE ENCLOSED DOL STARTER 10-14 A 380VAC COIL | 2087491 | LE1M35Q721 | SCHNEIDER ELECTRIC | 3985 | https://pim-kvc.soneparsea.com:3443/PictureServer/default.aspx/schneider-LE1M35Q721_Image1.jpg?A3889C9397807479A2A1C7A8BAA5959DB4AAC6729E7C6181837AA57C84688F7DBDA6BBAA83659AA4B7 | https://pim-kvc.soneparsea.com:3443/PictureServer/default.aspx/schneider-le1-m35q721.pdf?81788B76AEAA939CBEAABDA9B7A95DA0B57681B2856CA16B827682B5B69D | TESYS LE ENCLOSED DOL STARTER 10-14 A 380VAC COIL | A large range of enclosed DOL and soft start starters, simple to choose, install and use. These compact, ergonomically designed starters can be wall-mounted or located remotely on a machine. Applications: Industry, infrastructure, buildings, etc. All machines requiring: DOL motor starting or stopping, simple soft starting, overload protection | Rated control supply voltage Us at DC | 0...0V
| 27 | Automation and Control | Motors and Drives | Motor Starter Combinations | TESYS LE ENCLOSED DOL STARTER 10-14 A 380VAC COIL | 2087491 | LE1M35Q721 | SCHNEIDER ELECTRIC | 3985 | https://pim-kvc.soneparsea.com:3443/PictureServer/default.aspx/schneider-LE1M35Q721_Image1.jpg?A3889C9397807479A2A1C7A8BAA5959DB4AAC6729E7C6181837AA57C84688F7DBDA6BBAA83659AA4B7 | https://pim-kvc.soneparsea.com:3443/PictureServer/default.aspx/schneider-le1-m35q721.pdf?81788B76AEAA939CBEAABDA9B7A95DA0B57681B2856CA16B827682B5B69D | TESYS LE ENCLOSED DOL STARTER 10-14 A 380VAC COIL | A large range of enclosed DOL and soft start starters, simple to choose, install and use. These compact, ergonomically designed starters can be wall-mounted or located remotely on a machine. Applications: Industry, infrastructure, buildings, etc. All machines requiring: DOL motor starting or stopping, simple soft starting, overload protection | Voltage type for actuating | AC
| 27 | Automation and Control | Motors and Drives | Motor Starter Combinations | TESYS LE ENCLOSED DOL STARTER 10-14 A 380VAC COIL | 2087491 | LE1M35Q721 | SCHNEIDER ELECTRIC | 3985 | https://pim-kvc.soneparsea.com:3443/PictureServer/default.aspx/schneider-LE1M35Q721_Image1.jpg?A3889C9397807479A2A1C7A8BAA5959DB4AAC6729E7C6181837AA57C84688F7DBDA6BBAA83659AA4B7 | https://pim-kvc.soneparsea.com:3443/PictureServer/default.aspx/schneider-le1-m35q721.pdf?81788B76AEAA939CBEAABDA9B7A95DA0B57681B2856CA16B827682B5B69D | TESYS LE ENCLOSED DOL STARTER 10-14 A 380VAC COIL | A large range of enclosed DOL and soft start starters, simple to choose, install and use. These compact, ergonomically designed starters can be wall-mounted or located remotely on a machine. Applications: Industry, infrastructure, buildings, etc. All machines requiring: DOL motor starting or stopping, simple soft starting, overload protection | Rated operation power at AC-3, 230 V, 3-phase | 3kW
| 27 | Automation and Control | Motors and Drives | Motor Starter Combinations | TESYS LE ENCLOSED DOL STARTER 10-14 A 380VAC COIL | 2087491 | LE1M35Q721 | SCHNEIDER ELECTRIC | 3985 | https://pim-kvc.soneparsea.com:3443/PictureServer/default.aspx/schneider-LE1M35Q721_Image1.jpg?A3889C9397807479A2A1C7A8BAA5959DB4AAC6729E7C6181837AA57C84688F7DBDA6BBAA83659AA4B7 | https://pim-kvc.soneparsea.com:3443/PictureServer/default.aspx/schneider-le1-m35q721.pdf?81788B76AEAA939CBEAABDA9B7A95DA0B57681B2856CA16B827682B5B69D | TESYS LE ENCLOSED DOL STARTER 10-14 A 380VAC COIL | A large range of enclosed DOL and soft start starters, simple to choose, install and use. These compact, ergonomically designed starters can be wall-mounted or located remotely on a machine. Applications: Industry, infrastructure, buildings, etc. All machines requiring: DOL motor starting or stopping, simple soft starting, overload protection | Rated operation power at AC-3, 400 V | 5.5kW
| 27 | Automation and Control | Motors and Drives | Motor Starter Combinations | TESYS LE ENCLOSED DOL STARTER 10-14 A 380VAC COIL | 2087491 | LE1M35Q721 | SCHNEIDER ELECTRIC | 3985 | https://pim-kvc.soneparsea.com:3443/PictureServer/default.aspx/schneider-LE1M35Q721_Image1.jpg?A3889C9397807479A2A1C7A8BAA5959DB4AAC6729E7C6181837AA57C84688F7DBDA6BBAA83659AA4B7 | https://pim-kvc.soneparsea.com:3443/PictureServer/default.aspx/schneider-le1-m35q721.pdf?81788B76AEAA939CBEAABDA9B7A95DA0B57681B2856CA16B827682B5B69D | TESYS LE ENCLOSED DOL STARTER 10-14 A 380VAC COIL | A large range of enclosed DOL and soft start starters, simple to choose, install and use. These compact, ergonomically designed starters can be wall-mounted or located remotely on a machine. Applications: Industry, infrastructure, buildings, etc. All machines requiring: DOL motor starting or stopping, simple soft starting, overload protection | Rated power, 460 V, 60 Hz, 3-phase | 5.5kW
| 27 | Automation and Control | Motors and Drives | Motor Starter Combinations | TESYS LE ENCLOSED DOL STARTER 10-14 A 380VAC COIL | 2087491 | LE1M35Q721 | SCHNEIDER ELECTRIC | 3985 | https://pim-kvc.soneparsea.com:3443/PictureServer/default.aspx/schneider-LE1M35Q721_Image1.jpg?A3889C9397807479A2A1C7A8BAA5959DB4AAC6729E7C6181837AA57C84688F7DBDA6BBAA83659AA4B7 | https://pim-kvc.soneparsea.com:3443/PictureServer/default.aspx/schneider-le1-m35q721.pdf?81788B76AEAA939CBEAABDA9B7A95DA0B57681B2856CA16B827682B5B69D | TESYS LE ENCLOSED DOL STARTER 10-14 A 380VAC COIL | A large range of enclosed DOL and soft start starters, simple to choose, install and use. These compact, ergonomically designed starters can be wall-mounted or located remotely on a machine. Applications: Industry, infrastructure, buildings, etc. All machines requiring: DOL motor starting or stopping, simple soft starting, overload protection | Rated power, 575 V, 60 Hz, 3-phase | 7.5kW
| 27 | Automation and Control | Motors and Drives | Motor Starter Combinations | TESYS LE ENCLOSED DOL STARTER 10-14 A 380VAC COIL | 2087491 | LE1M35Q721 | SCHNEIDER ELECTRIC | 3985 | https://pim-kvc.soneparsea.com:3443/PictureServer/default.aspx/schneider-LE1M35Q721_Image1.jpg?A3889C9397807479A2A1C7A8BAA5959DB4AAC6729E7C6181837AA57C84688F7DBDA6BBAA83659AA4B7 | https://pim-kvc.soneparsea.com:3443/PictureServer/default.aspx/schneider-le1-m35q721.pdf?81788B76AEAA939CBEAABDA9B7A95DA0B57681B2856CA16B827682B5B69D | TESYS LE ENCLOSED DOL STARTER 10-14 A 380VAC COIL | A large range of enclosed DOL and soft start starters, simple to choose, install and use. These compact, ergonomically designed starters can be wall-mounted or located remotely on a machine. Applications: Industry, infrastructure, buildings, etc. All machines requiring: DOL motor starting or stopping, simple soft starting, overload protection | Rated operation current Ie | 14A
| 27 | Automation and Control | Motors and Drives | Motor Starter Combinations | TESYS LE ENCLOSED DOL STARTER 10-14 A 380VAC COIL | 2087491 | LE1M35Q721 | SCHNEIDER ELECTRIC | 3985 | https://pim-kvc.soneparsea.com:3443/PictureServer/default.aspx/schneider-LE1M35Q721_Image1.jpg?A3889C9397807479A2A1C7A8BAA5959DB4AAC6729E7C6181837AA57C84688F7DBDA6BBAA83659AA4B7 | https://pim-kvc.soneparsea.com:3443/PictureServer/default.aspx/schneider-le1-m35q721.pdf?81788B76AEAA939CBEAABDA9B7A95DA0B57681B2856CA16B827682B5B69D | TESYS LE ENCLOSED DOL STARTER 10-14 A 380VAC COIL | A large range of enclosed DOL and soft start starters, simple to choose, install and use. These compact, ergonomically designed starters can be wall-mounted or located remotely on a machine. Applications: Industry, infrastructure, buildings, etc. All machines requiring: DOL motor starting or stopping, simple soft starting, overload protection | Rated operation current at AC-3, 400 V | 14A
| 27 | Automation and Control | Motors and Drives | Motor Starter Combinations | TESYS LE ENCLOSED DOL STARTER 10-14 A 380VAC COIL | 2087491 | LE1M35Q721 | SCHNEIDER ELECTRIC | 3985 | https://pim-kvc.soneparsea.com:3443/PictureServer/default.aspx/schneider-LE1M35Q721_Image1.jpg?A3889C9397807479A2A1C7A8BAA5959DB4AAC6729E7C6181837AA57C84688F7DBDA6BBAA83659AA4B7 | https://pim-kvc.soneparsea.com:3443/PictureServer/default.aspx/schneider-le1-m35q721.pdf?81788B76AEAA939CBEAABDA9B7A95DA0B57681B2856CA16B827682B5B69D | TESYS LE ENCLOSED DOL STARTER 10-14 A 380VAC COIL | A large range of enclosed DOL and soft start starters, simple to choose, install and use. These compact, ergonomically designed starters can be wall-mounted or located remotely on a machine. Applications: Industry, infrastructure, buildings, etc. All machines requiring: DOL motor starting or stopping, simple soft starting, overload protection | Overload release current setting | 10...14A
| 27 | Automation and Control | Motors and Drives | Motor Starter Combinations | TESYS LE ENCLOSED DOL STARTER 10-14 A 380VAC COIL | 2087491 | LE1M35Q721 | SCHNEIDER ELECTRIC | 3985 | https://pim-kvc.soneparsea.com:3443/PictureServer/default.aspx/schneider-LE1M35Q721_Image1.jpg?A3889C9397807479A2A1C7A8BAA5959DB4AAC6729E7C6181837AA57C84688F7DBDA6BBAA83659AA4B7 | https://pim-kvc.soneparsea.com:3443/PictureServer/default.aspx/schneider-le1-m35q721.pdf?81788B76AEAA939CBEAABDA9B7A95DA0B57681B2856CA16B827682B5B69D | TESYS LE ENCLOSED DOL STARTER 10-14 A 380VAC COIL | A large range of enclosed DOL and soft start starters, simple to choose, install and use. These compact, ergonomically designed starters can be wall-mounted or located remotely on a machine. Applications: Industry, infrastructure, buildings, etc. All machines requiring: DOL motor starting or stopping, simple soft starting, overload protection | Rated conditional short-circuit current, type 1, 480 Y/277 V | 0A
| 27 | Automation and Control | Motors and Drives | Motor Starter Combinations | TESYS LE ENCLOSED DOL STARTER 10-14 A 380VAC COIL | 2087491 | LE1M35Q721 | SCHNEIDER ELECTRIC | 3985 | https://pim-kvc.soneparsea.com:3443/PictureServer/default.aspx/schneider-LE1M35Q721_Image1.jpg?A3889C9397807479A2A1C7A8BAA5959DB4AAC6729E7C6181837AA57C84688F7DBDA6BBAA83659AA4B7 | https://pim-kvc.soneparsea.com:3443/PictureServer/default.aspx/schneider-le1-m35q721.pdf?81788B76AEAA939CBEAABDA9B7A95DA0B57681B2856CA16B827682B5B69D | TESYS LE ENCLOSED DOL STARTER 10-14 A 380VAC COIL | A large range of enclosed DOL and soft start starters, simple to choose, install and use. These compact, ergonomically designed starters can be wall-mounted or located remotely on a machine. Applications: Industry, infrastructure, buildings, etc. All machines requiring: DOL motor starting or stopping, simple soft starting, overload protection | Rated conditional short-circuit current, type 1, 600 Y/347 V | 0A
| 27 | Automation and Control | Motors and Drives | Motor Starter Combinations | TESYS LE ENCLOSED DOL STARTER 10-14 A 380VAC COIL | 2087491 | LE1M35Q721 | SCHNEIDER ELECTRIC | 3985 | https://pim-kvc.soneparsea.com:3443/PictureServer/default.aspx/schneider-LE1M35Q721_Image1.jpg?A3889C9397807479A2A1C7A8BAA5959DB4AAC6729E7C6181837AA57C84688F7DBDA6BBAA83659AA4B7 | https://pim-kvc.soneparsea.com:3443/PictureServer/default.aspx/schneider-le1-m35q721.pdf?81788B76AEAA939CBEAABDA9B7A95DA0B57681B2856CA16B827682B5B69D | TESYS LE ENCLOSED DOL STARTER 10-14 A 380VAC COIL | A large range of enclosed DOL and soft start starters, simple to choose, install and use. These compact, ergonomically designed starters can be wall-mounted or located remotely on a machine. Applications: Industry, infrastructure, buildings, etc. All machines requiring: DOL motor starting or stopping, simple soft starting, overload protection | Rated conditional short-circuit current, type 2, 230 V | 0A
| 27 | Automation and Control | Motors and Drives | Motor Starter Combinations | TESYS LE ENCLOSED DOL STARTER 10-14 A 380VAC COIL | 2087491 | LE1M35Q721 | SCHNEIDER ELECTRIC | 3985 | https://pim-kvc.soneparsea.com:3443/PictureServer/default.aspx/schneider-LE1M35Q721_Image1.jpg?A3889C9397807479A2A1C7A8BAA5959DB4AAC6729E7C6181837AA57C84688F7DBDA6BBAA83659AA4B7 | https://pim-kvc.soneparsea.com:3443/PictureServer/default.aspx/schneider-le1-m35q721.pdf?81788B76AEAA939CBEAABDA9B7A95DA0B57681B2856CA16B827682B5B69D | TESYS LE ENCLOSED DOL STARTER 10-14 A 380VAC COIL | A large range of enclosed DOL and soft start starters, simple to choose, install and use. These compact, ergonomically designed starters can be wall-mounted or located remotely on a machine. Applications: Industry, infrastructure, buildings, etc. All machines requiring: DOL motor starting or stopping, simple soft starting, overload protection | Rated conditional short-circuit current, type 2, 400 V | 0A
| 27 | Automation and Control | Motors and Drives | Motor Starter Combinations | TESYS LE ENCLOSED DOL STARTER 10-14 A 380VAC COIL | 2087491 | LE1M35Q721 | SCHNEIDER ELECTRIC | 3985 | https://pim-kvc.soneparsea.com:3443/PictureServer/default.aspx/schneider-LE1M35Q721_Image1.jpg?A3889C9397807479A2A1C7A8BAA5959DB4AAC6729E7C6181837AA57C84688F7DBDA6BBAA83659AA4B7 | https://pim-kvc.soneparsea.com:3443/PictureServer/default.aspx/schneider-le1-m35q721.pdf?81788B76AEAA939CBEAABDA9B7A95DA0B57681B2856CA16B827682B5B69D | TESYS LE ENCLOSED DOL STARTER 10-14 A 380VAC COIL | A large range of enclosed DOL and soft start starters, simple to choose, install and use. These compact, ergonomically designed starters can be wall-mounted or located remotely on a machine. Applications: Industry, infrastructure, buildings, etc. All machines requiring: DOL motor starting or stopping, simple soft starting, overload protection | Number of auxiliary contacts as normally open contact | 0
| 27 | Automation and Control | Motors and Drives | Motor Starter Combinations | TESYS LE ENCLOSED DOL STARTER 10-14 A 380VAC COIL | 2087491 | LE1M35Q721 | SCHNEIDER ELECTRIC | 3985 | https://pim-kvc.soneparsea.com:3443/PictureServer/default.aspx/schneider-LE1M35Q721_Image1.jpg?A3889C9397807479A2A1C7A8BAA5959DB4AAC6729E7C6181837AA57C84688F7DBDA6BBAA83659AA4B7 | https://pim-kvc.soneparsea.com:3443/PictureServer/default.aspx/schneider-le1-m35q721.pdf?81788B76AEAA939CBEAABDA9B7A95DA0B57681B2856CA16B827682B5B69D | TESYS LE ENCLOSED DOL STARTER 10-14 A 380VAC COIL | A large range of enclosed DOL and soft start starters, simple to choose, install and use. These compact, ergonomically designed starters can be wall-mounted or located remotely on a machine. Applications: Industry, infrastructure, buildings, etc. All machines requiring: DOL motor starting or stopping, simple soft starting, overload protection | Number of auxiliary contacts as normally closed contact | 0
| 27 | Automation and Control | Motors and Drives | Motor Starter Combinations | TESYS LE ENCLOSED DOL STARTER 10-14 A 380VAC COIL | 2087491 | LE1M35Q721 | SCHNEIDER ELECTRIC | 3985 | https://pim-kvc.soneparsea.com:3443/PictureServer/default.aspx/schneider-LE1M35Q721_Image1.jpg?A3889C9397807479A2A1C7A8BAA5959DB4AAC6729E7C6181837AA57C84688F7DBDA6BBAA83659AA4B7 | https://pim-kvc.soneparsea.com:3443/PictureServer/default.aspx/schneider-le1-m35q721.pdf?81788B76AEAA939CBEAABDA9B7A95DA0B57681B2856CA16B827682B5B69D | TESYS LE ENCLOSED DOL STARTER 10-14 A 380VAC COIL | A large range of enclosed DOL and soft start starters, simple to choose, install and use. These compact, ergonomically designed starters can be wall-mounted or located remotely on a machine. Applications: Industry, infrastructure, buildings, etc. All machines requiring: DOL motor starting or stopping, simple soft starting, overload protection | Ambient temperature, upper operating limit | 40°C