## Circuit Breakers and Fuses (2)
ImportTicket-xlsx-zsx22ii8k1q&Tx | ลำดับ | รายละเอียดสินค้า
|  | ชื่อหมวดหมู่ชั้นที่ 1 | ชื่อหมวดหมู่ชั้นที่ 2 | ชื่อหมวดหมู่ชั้นที่ 3 | ชื่อสินค้า | รหัสสินค้า | MPN | Brand | ราคาสินค้า | Picture | Datasheet | รายละเอียดย่อ | รายละเอียดเต็ม | หัวข้อฟีเจอร์ | รายละเอียดฟีเจอร์
Example > | 0 | Product Category 1 | Product Sub 1 | Product Sub-sec 1 | Example Product | P0001 | N/A | Brand 1 | 100000 | https://soneparthailand.com/th/_content_images/product/A4BF5596-06F7-632A-0C7B-5BEB6E7DB749.jpg | https://www.quotewerks.com/download/printlayouts/Samples/QuotationSample_A.pdf | เอ๋เวิลด์ เปราะบางโลโก้มอนสเตอร์รากหญ้าพูล เชอร์รี่ไฮเปอร์ตรวจสอบรันเวย์ฟลอร์ เซรามิก | สเปกแอ็กชั่น มหภาคเทรดคอร์ปมหาอุปราชาเฉิ่ม แป๋วมาร์เก็ตเดบิตแมนชั่น โกลด์วีซ่าเซอร์วิส เฟิร์มสไปเดอร์ ออร์เดอร์เช็ก ฮันนีมูนแชมป์กระดี๊กระด๊ารีวิวดยุค ฟินิกซ์ตื้บสมาพันธ์ซัพพลายเออร์โรแมนติก หลวงปู่บู๊ฮาลาลแซ็กโซโฟน ป๋าแอสเตอร์แดรี่ภคันทลาพาธ บอกซ์เยนโหลนเมคอัพ รูบิก จูเนียร์ไอติมเคลียร์ฟลุทมอคคา ทอม แฟกซ์รวมมิตรฟอยล์ แซนด์วิชลอร์ดสคริปต์ยากูซ่า สแล็กผ้าห่มรีสอร์ตแดรี่ สเตย์ธรรมา เที่ยงคืนแอปเปิ้ล คำสาปแคมปัสท็อปบูต สัมนาศิลปากรพาร์บ๊วยอมาตยาธิปไตย แจ๊สไงจัมโบ้ดั๊มพ์ วิว เกจิเคลียร์ ว้อดก้ามั้งคอมพ์ แหม็บโยเกิร์ตซัมเมอร์ ป่าไม้นิวละติน เทคโนแครตเวิร์กช็อปฮาราคีรี แคนยอนแกรนด์ โปรเจ็กต์ เต๊ะแบคโฮเหี่ยวย่นละอ่อนคาปูชิโน วันเวย์ ครูเสดแตงโมฟีเวอร์เจ๊คอลเล็กชั่น ดั๊มพ์วิลเลจกับดัก ชัตเตอร์โบว์ ออเดอร์แชมป์ อุปทานมาร์จินฮิบรูโทรโข่ง จูน แดรี่โยโย่ บุ๋น เอ็นเตอร์เทนดีพาร์ทเมนต์ลีเมอร์ สต็อกเซาท์ มายาคติโกเต็กซ์ไวอากร้าลิมูซีน ออร์เดอร์โมเดิร์นวอล์กร็อคไฮไลต์ ซีเนียร์ริกเตอร์สมาพันธ์ เจ๊วาฟเฟิลฟลุกฮิตคัตเอาต์ คูลเลอร์ยากูซ่า ราสเบอร์รีไฟแนนซ์แคนู ยาวี แม่ค้าชีสเซี้ยว อิกัวนาแมมโบ้ ซีเรียสกุมภาพันธ์ ซัพพลายเออร์ฟลุท เป่ายิ้งฉุบโลโก้หลวงพี่ กีวีตุ๊กตุ๊กเซ็กส์อาร์ติสต์ อริยสงฆ์บาบูนไฮไลท์ซาร์ดีน เมเปิลปาสกาลแรงใจ ปาร์ตี้มาร์กเซนเซอร์แคมเปญ เบอร์รีแพทยสภาวาฟเฟิลแบคโฮแมกกาซีน ชีสสังโฆวิน เซ่นไหว้จิ๊กโก๋กฤษณ์บูติคจอหงวน โคโยตีจังโก้บัลลาสต์คอลเล็กชั่น โปรเจ็ครีเสิร์ช แชมเปญ โปรโมเตอร์แกรนด์สตรอว์เบอร์รีแพกเกจ จีดีพีคลาสสิกแทคติค ฮัมซามูไรเคอร์ฟิวแมชชีน เทเลกราฟแอปเปิ้ลวิลล์ แฟรนไชส์ต่อยอดรีสอร์ต ออร์เดอร์ฟอยล์อ่อนด้อยช็อป รันเวย์ชีสแจ็กพอตอาว์มาราธอน ไตรมาสจอหงวน รอยัลตี้เมจิคชัตเตอร์ ชาร์จแมชีนก๋ากั่นเซฟตี้ ง่าวแมคเคอเรล หม่านโถวโยเกิร์ต แช่แข็งอันตรกิริยา แจ็กพ็อตมะกันล็อบบี้ซิมแผดเผา คาร์ดีพาร์ตเมนต์บลูเบอร์รีโคโยตี้เครป ฮันนีมูนเจลรวมมิตรเซี้ยว | Feature Name 1 | This is feature detail.
Start > | 1 | Circuit Breakers and Fuses | Circuit Breakers | Surge Protection Devices | IPRF1 12.5R MODULAR SURGE ARRESTER 3P 350V | 2086791 | A9L16633 | SCHNEIDER ELECTRIC | 22600 | https://pim-kvc.soneparsea.com:3443/PictureServer/default.aspx/schneider-A9L16633_Image1.jpg?A3889C9397807479A2A1C7A8BAA5959DB4AAC67293707C65867B8778B1809D95B7AA8573BCA797 | https://pim-kvc.soneparsea.com:3443/PictureServer/default.aspx/schneider-a9l16633.pdf?81788B76AEAA939CBEAABDA9B7A95D9589B1857B886A6362C0A9BA | IPRF1 12.5R MODULAR SURGE ARRESTER 3P 350V WITH REMOTE TRANSFERT | The first electrician friendly lightning protection. Improved continuity of service and safety due to certified coordination with disconnection circuit breakers and the strength of the connections. Remote monitoring of the protection status. Simplified installation of the Quick ranges, due to the integrated disconnector. Applications: Protection of electrical installations in all industrial and tertiary buildings against induced or conducted surges resulting from indirect lightning strokes. Applications in the residential sector, industrial and tertiary buildings. | System configuration DC | no
| 1 | Circuit Breakers and Fuses | Circuit Breakers | Surge Protection Devices | IPRF1 12.5R MODULAR SURGE ARRESTER 3P 350V | 2086791 | A9L16633 | SCHNEIDER ELECTRIC | 22600 | https://pim-kvc.soneparsea.com:3443/PictureServer/default.aspx/schneider-A9L16633_Image1.jpg?A3889C9397807479A2A1C7A8BAA5959DB4AAC67293707C65867B8778B1809D95B7AA8573BCA797 | https://pim-kvc.soneparsea.com:3443/PictureServer/default.aspx/schneider-a9l16633.pdf?81788B76AEAA939CBEAABDA9B7A95D9589B1857B886A6362C0A9BA | IPRF1 12.5R MODULAR SURGE ARRESTER 3P 350V WITH REMOTE TRANSFERT | The first electrician friendly lightning protection. Improved continuity of service and safety due to certified coordination with disconnection circuit breakers and the strength of the connections. Remote monitoring of the protection status. Simplified installation of the Quick ranges, due to the integrated disconnector. Applications: Protection of electrical installations in all industrial and tertiary buildings against induced or conducted surges resulting from indirect lightning strokes. Applications in the residential sector, industrial and tertiary buildings. | System configuration IT | yes
| 1 | Circuit Breakers and Fuses | Circuit Breakers | Surge Protection Devices | IPRF1 12.5R MODULAR SURGE ARRESTER 3P 350V | 2086791 | A9L16633 | SCHNEIDER ELECTRIC | 22600 | https://pim-kvc.soneparsea.com:3443/PictureServer/default.aspx/schneider-A9L16633_Image1.jpg?A3889C9397807479A2A1C7A8BAA5959DB4AAC67293707C65867B8778B1809D95B7AA8573BCA797 | https://pim-kvc.soneparsea.com:3443/PictureServer/default.aspx/schneider-a9l16633.pdf?81788B76AEAA939CBEAABDA9B7A95D9589B1857B886A6362C0A9BA | IPRF1 12.5R MODULAR SURGE ARRESTER 3P 350V WITH REMOTE TRANSFERT | The first electrician friendly lightning protection. Improved continuity of service and safety due to certified coordination with disconnection circuit breakers and the strength of the connections. Remote monitoring of the protection status. Simplified installation of the Quick ranges, due to the integrated disconnector. Applications: Protection of electrical installations in all industrial and tertiary buildings against induced or conducted surges resulting from indirect lightning strokes. Applications in the residential sector, industrial and tertiary buildings. | System configuration TN | no
| 1 | Circuit Breakers and Fuses | Circuit Breakers | Surge Protection Devices | IPRF1 12.5R MODULAR SURGE ARRESTER 3P 350V | 2086791 | A9L16633 | SCHNEIDER ELECTRIC | 22600 | https://pim-kvc.soneparsea.com:3443/PictureServer/default.aspx/schneider-A9L16633_Image1.jpg?A3889C9397807479A2A1C7A8BAA5959DB4AAC67293707C65867B8778B1809D95B7AA8573BCA797 | https://pim-kvc.soneparsea.com:3443/PictureServer/default.aspx/schneider-a9l16633.pdf?81788B76AEAA939CBEAABDA9B7A95D9589B1857B886A6362C0A9BA | IPRF1 12.5R MODULAR SURGE ARRESTER 3P 350V WITH REMOTE TRANSFERT | The first electrician friendly lightning protection. Improved continuity of service and safety due to certified coordination with disconnection circuit breakers and the strength of the connections. Remote monitoring of the protection status. Simplified installation of the Quick ranges, due to the integrated disconnector. Applications: Protection of electrical installations in all industrial and tertiary buildings against induced or conducted surges resulting from indirect lightning strokes. Applications in the residential sector, industrial and tertiary buildings. | System configuration TN-C | yes
| 1 | Circuit Breakers and Fuses | Circuit Breakers | Surge Protection Devices | IPRF1 12.5R MODULAR SURGE ARRESTER 3P 350V | 2086791 | A9L16633 | SCHNEIDER ELECTRIC | 22600 | https://pim-kvc.soneparsea.com:3443/PictureServer/default.aspx/schneider-A9L16633_Image1.jpg?A3889C9397807479A2A1C7A8BAA5959DB4AAC67293707C65867B8778B1809D95B7AA8573BCA797 | https://pim-kvc.soneparsea.com:3443/PictureServer/default.aspx/schneider-a9l16633.pdf?81788B76AEAA939CBEAABDA9B7A95D9589B1857B886A6362C0A9BA | IPRF1 12.5R MODULAR SURGE ARRESTER 3P 350V WITH REMOTE TRANSFERT | The first electrician friendly lightning protection. Improved continuity of service and safety due to certified coordination with disconnection circuit breakers and the strength of the connections. Remote monitoring of the protection status. Simplified installation of the Quick ranges, due to the integrated disconnector. Applications: Protection of electrical installations in all industrial and tertiary buildings against induced or conducted surges resulting from indirect lightning strokes. Applications in the residential sector, industrial and tertiary buildings. | System configuration TN-C-S | no
| 1 | Circuit Breakers and Fuses | Circuit Breakers | Surge Protection Devices | IPRF1 12.5R MODULAR SURGE ARRESTER 3P 350V | 2086791 | A9L16633 | SCHNEIDER ELECTRIC | 22600 | https://pim-kvc.soneparsea.com:3443/PictureServer/default.aspx/schneider-A9L16633_Image1.jpg?A3889C9397807479A2A1C7A8BAA5959DB4AAC67293707C65867B8778B1809D95B7AA8573BCA797 | https://pim-kvc.soneparsea.com:3443/PictureServer/default.aspx/schneider-a9l16633.pdf?81788B76AEAA939CBEAABDA9B7A95D9589B1857B886A6362C0A9BA | IPRF1 12.5R MODULAR SURGE ARRESTER 3P 350V WITH REMOTE TRANSFERT | The first electrician friendly lightning protection. Improved continuity of service and safety due to certified coordination with disconnection circuit breakers and the strength of the connections. Remote monitoring of the protection status. Simplified installation of the Quick ranges, due to the integrated disconnector. Applications: Protection of electrical installations in all industrial and tertiary buildings against induced or conducted surges resulting from indirect lightning strokes. Applications in the residential sector, industrial and tertiary buildings. | System configuration TN-S | no
| 1 | Circuit Breakers and Fuses | Circuit Breakers | Surge Protection Devices | IPRF1 12.5R MODULAR SURGE ARRESTER 3P 350V | 2086791 | A9L16633 | SCHNEIDER ELECTRIC | 22600 | https://pim-kvc.soneparsea.com:3443/PictureServer/default.aspx/schneider-A9L16633_Image1.jpg?A3889C9397807479A2A1C7A8BAA5959DB4AAC67293707C65867B8778B1809D95B7AA8573BCA797 | https://pim-kvc.soneparsea.com:3443/PictureServer/default.aspx/schneider-a9l16633.pdf?81788B76AEAA939CBEAABDA9B7A95D9589B1857B886A6362C0A9BA | IPRF1 12.5R MODULAR SURGE ARRESTER 3P 350V WITH REMOTE TRANSFERT | The first electrician friendly lightning protection. Improved continuity of service and safety due to certified coordination with disconnection circuit breakers and the strength of the connections. Remote monitoring of the protection status. Simplified installation of the Quick ranges, due to the integrated disconnector. Applications: Protection of electrical installations in all industrial and tertiary buildings against induced or conducted surges resulting from indirect lightning strokes. Applications in the residential sector, industrial and tertiary buildings. | System configuration TT | no
| 1 | Circuit Breakers and Fuses | Circuit Breakers | Surge Protection Devices | IPRF1 12.5R MODULAR SURGE ARRESTER 3P 350V | 2086791 | A9L16633 | SCHNEIDER ELECTRIC | 22600 | https://pim-kvc.soneparsea.com:3443/PictureServer/default.aspx/schneider-A9L16633_Image1.jpg?A3889C9397807479A2A1C7A8BAA5959DB4AAC67293707C65867B8778B1809D95B7AA8573BCA797 | https://pim-kvc.soneparsea.com:3443/PictureServer/default.aspx/schneider-a9l16633.pdf?81788B76AEAA939CBEAABDA9B7A95D9589B1857B886A6362C0A9BA | IPRF1 12.5R MODULAR SURGE ARRESTER 3P 350V WITH REMOTE TRANSFERT | The first electrician friendly lightning protection. Improved continuity of service and safety due to certified coordination with disconnection circuit breakers and the strength of the connections. Remote monitoring of the protection status. Simplified installation of the Quick ranges, due to the integrated disconnector. Applications: Protection of electrical installations in all industrial and tertiary buildings against induced or conducted surges resulting from indirect lightning strokes. Applications in the residential sector, industrial and tertiary buildings. | System configuration other | no
| 1 | Circuit Breakers and Fuses | Circuit Breakers | Surge Protection Devices | IPRF1 12.5R MODULAR SURGE ARRESTER 3P 350V | 2086791 | A9L16633 | SCHNEIDER ELECTRIC | 22600 | https://pim-kvc.soneparsea.com:3443/PictureServer/default.aspx/schneider-A9L16633_Image1.jpg?A3889C9397807479A2A1C7A8BAA5959DB4AAC67293707C65867B8778B1809D95B7AA8573BCA797 | https://pim-kvc.soneparsea.com:3443/PictureServer/default.aspx/schneider-a9l16633.pdf?81788B76AEAA939CBEAABDA9B7A95D9589B1857B886A6362C0A9BA | IPRF1 12.5R MODULAR SURGE ARRESTER 3P 350V WITH REMOTE TRANSFERT | The first electrician friendly lightning protection. Improved continuity of service and safety due to certified coordination with disconnection circuit breakers and the strength of the connections. Remote monitoring of the protection status. Simplified installation of the Quick ranges, due to the integrated disconnector. Applications: Protection of electrical installations in all industrial and tertiary buildings against induced or conducted surges resulting from indirect lightning strokes. Applications in the residential sector, industrial and tertiary buildings. | Number of conductors (without earthing) | 3
| 1 | Circuit Breakers and Fuses | Circuit Breakers | Surge Protection Devices | IPRF1 12.5R MODULAR SURGE ARRESTER 3P 350V | 2086791 | A9L16633 | SCHNEIDER ELECTRIC | 22600 | https://pim-kvc.soneparsea.com:3443/PictureServer/default.aspx/schneider-A9L16633_Image1.jpg?A3889C9397807479A2A1C7A8BAA5959DB4AAC67293707C65867B8778B1809D95B7AA8573BCA797 | https://pim-kvc.soneparsea.com:3443/PictureServer/default.aspx/schneider-a9l16633.pdf?81788B76AEAA939CBEAABDA9B7A95D9589B1857B886A6362C0A9BA | IPRF1 12.5R MODULAR SURGE ARRESTER 3P 350V WITH REMOTE TRANSFERT | The first electrician friendly lightning protection. Improved continuity of service and safety due to certified coordination with disconnection circuit breakers and the strength of the connections. Remote monitoring of the protection status. Simplified installation of the Quick ranges, due to the integrated disconnector. Applications: Protection of electrical installations in all industrial and tertiary buildings against induced or conducted surges resulting from indirect lightning strokes. Applications in the residential sector, industrial and tertiary buildings. | Nominal discharge surge current (8/20) | 25kA
| 1 | Circuit Breakers and Fuses | Circuit Breakers | Surge Protection Devices | IPRF1 12.5R MODULAR SURGE ARRESTER 3P 350V | 2086791 | A9L16633 | SCHNEIDER ELECTRIC | 22600 | https://pim-kvc.soneparsea.com:3443/PictureServer/default.aspx/schneider-A9L16633_Image1.jpg?A3889C9397807479A2A1C7A8BAA5959DB4AAC67293707C65867B8778B1809D95B7AA8573BCA797 | https://pim-kvc.soneparsea.com:3443/PictureServer/default.aspx/schneider-a9l16633.pdf?81788B76AEAA939CBEAABDA9B7A95D9589B1857B886A6362C0A9BA | IPRF1 12.5R MODULAR SURGE ARRESTER 3P 350V WITH REMOTE TRANSFERT | The first electrician friendly lightning protection. Improved continuity of service and safety due to certified coordination with disconnection circuit breakers and the strength of the connections. Remote monitoring of the protection status. Simplified installation of the Quick ranges, due to the integrated disconnector. Applications: Protection of electrical installations in all industrial and tertiary buildings against induced or conducted surges resulting from indirect lightning strokes. Applications in the residential sector, industrial and tertiary buildings. | Max. discharge surge current (8/20) | 50kA
| 1 | Circuit Breakers and Fuses | Circuit Breakers | Surge Protection Devices | IPRF1 12.5R MODULAR SURGE ARRESTER 3P 350V | 2086791 | A9L16633 | SCHNEIDER ELECTRIC | 22600 | https://pim-kvc.soneparsea.com:3443/PictureServer/default.aspx/schneider-A9L16633_Image1.jpg?A3889C9397807479A2A1C7A8BAA5959DB4AAC67293707C65867B8778B1809D95B7AA8573BCA797 | https://pim-kvc.soneparsea.com:3443/PictureServer/default.aspx/schneider-a9l16633.pdf?81788B76AEAA939CBEAABDA9B7A95D9589B1857B886A6362C0A9BA | IPRF1 12.5R MODULAR SURGE ARRESTER 3P 350V WITH REMOTE TRANSFERT | The first electrician friendly lightning protection. Improved continuity of service and safety due to certified coordination with disconnection circuit breakers and the strength of the connections. Remote monitoring of the protection status. Simplified installation of the Quick ranges, due to the integrated disconnector. Applications: Protection of electrical installations in all industrial and tertiary buildings against induced or conducted surges resulting from indirect lightning strokes. Applications in the residential sector, industrial and tertiary buildings. | Nominal voltage AC | 400V
| 1 | Circuit Breakers and Fuses | Circuit Breakers | Surge Protection Devices | IPRF1 12.5R MODULAR SURGE ARRESTER 3P 350V | 2086791 | A9L16633 | SCHNEIDER ELECTRIC | 22600 | https://pim-kvc.soneparsea.com:3443/PictureServer/default.aspx/schneider-A9L16633_Image1.jpg?A3889C9397807479A2A1C7A8BAA5959DB4AAC67293707C65867B8778B1809D95B7AA8573BCA797 | https://pim-kvc.soneparsea.com:3443/PictureServer/default.aspx/schneider-a9l16633.pdf?81788B76AEAA939CBEAABDA9B7A95D9589B1857B886A6362C0A9BA | IPRF1 12.5R MODULAR SURGE ARRESTER 3P 350V WITH REMOTE TRANSFERT | The first electrician friendly lightning protection. Improved continuity of service and safety due to certified coordination with disconnection circuit breakers and the strength of the connections. Remote monitoring of the protection status. Simplified installation of the Quick ranges, due to the integrated disconnector. Applications: Protection of electrical installations in all industrial and tertiary buildings against induced or conducted surges resulting from indirect lightning strokes. Applications in the residential sector, industrial and tertiary buildings. | Nominal voltage DC | 0V
| 1 | Circuit Breakers and Fuses | Circuit Breakers | Surge Protection Devices | IPRF1 12.5R MODULAR SURGE ARRESTER 3P 350V | 2086791 | A9L16633 | SCHNEIDER ELECTRIC | 22600 | https://pim-kvc.soneparsea.com:3443/PictureServer/default.aspx/schneider-A9L16633_Image1.jpg?A3889C9397807479A2A1C7A8BAA5959DB4AAC67293707C65867B8778B1809D95B7AA8573BCA797 | https://pim-kvc.soneparsea.com:3443/PictureServer/default.aspx/schneider-a9l16633.pdf?81788B76AEAA939CBEAABDA9B7A95D9589B1857B886A6362C0A9BA | IPRF1 12.5R MODULAR SURGE ARRESTER 3P 350V WITH REMOTE TRANSFERT | The first electrician friendly lightning protection. Improved continuity of service and safety due to certified coordination with disconnection circuit breakers and the strength of the connections. Remote monitoring of the protection status. Simplified installation of the Quick ranges, due to the integrated disconnector. Applications: Protection of electrical installations in all industrial and tertiary buildings against induced or conducted surges resulting from indirect lightning strokes. Applications in the residential sector, industrial and tertiary buildings. | Max. continuous voltage AC | 350V
| 1 | Circuit Breakers and Fuses | Circuit Breakers | Surge Protection Devices | IPRF1 12.5R MODULAR SURGE ARRESTER 3P 350V | 2086791 | A9L16633 | SCHNEIDER ELECTRIC | 22600 | https://pim-kvc.soneparsea.com:3443/PictureServer/default.aspx/schneider-A9L16633_Image1.jpg?A3889C9397807479A2A1C7A8BAA5959DB4AAC67293707C65867B8778B1809D95B7AA8573BCA797 | https://pim-kvc.soneparsea.com:3443/PictureServer/default.aspx/schneider-a9l16633.pdf?81788B76AEAA939CBEAABDA9B7A95D9589B1857B886A6362C0A9BA | IPRF1 12.5R MODULAR SURGE ARRESTER 3P 350V WITH REMOTE TRANSFERT | The first electrician friendly lightning protection. Improved continuity of service and safety due to certified coordination with disconnection circuit breakers and the strength of the connections. Remote monitoring of the protection status. Simplified installation of the Quick ranges, due to the integrated disconnector. Applications: Protection of electrical installations in all industrial and tertiary buildings against induced or conducted surges resulting from indirect lightning strokes. Applications in the residential sector, industrial and tertiary buildings. | Max. continuous voltage DC | 0V
| 1 | Circuit Breakers and Fuses | Circuit Breakers | Surge Protection Devices | IPRF1 12.5R MODULAR SURGE ARRESTER 3P 350V | 2086791 | A9L16633 | SCHNEIDER ELECTRIC | 22600 | https://pim-kvc.soneparsea.com:3443/PictureServer/default.aspx/schneider-A9L16633_Image1.jpg?A3889C9397807479A2A1C7A8BAA5959DB4AAC67293707C65867B8778B1809D95B7AA8573BCA797 | https://pim-kvc.soneparsea.com:3443/PictureServer/default.aspx/schneider-a9l16633.pdf?81788B76AEAA939CBEAABDA9B7A95D9589B1857B886A6362C0A9BA | IPRF1 12.5R MODULAR SURGE ARRESTER 3P 350V WITH REMOTE TRANSFERT | The first electrician friendly lightning protection. Improved continuity of service and safety due to certified coordination with disconnection circuit breakers and the strength of the connections. Remote monitoring of the protection status. Simplified installation of the Quick ranges, due to the integrated disconnector. Applications: Protection of electrical installations in all industrial and tertiary buildings against induced or conducted surges resulting from indirect lightning strokes. Applications in the residential sector, industrial and tertiary buildings. | Max. PV-voltage | 0V
| 1 | Circuit Breakers and Fuses | Circuit Breakers | Surge Protection Devices | IPRF1 12.5R MODULAR SURGE ARRESTER 3P 350V | 2086791 | A9L16633 | SCHNEIDER ELECTRIC | 22600 | https://pim-kvc.soneparsea.com:3443/PictureServer/default.aspx/schneider-A9L16633_Image1.jpg?A3889C9397807479A2A1C7A8BAA5959DB4AAC67293707C65867B8778B1809D95B7AA8573BCA797 | https://pim-kvc.soneparsea.com:3443/PictureServer/default.aspx/schneider-a9l16633.pdf?81788B76AEAA939CBEAABDA9B7A95D9589B1857B886A6362C0A9BA | IPRF1 12.5R MODULAR SURGE ARRESTER 3P 350V WITH REMOTE TRANSFERT | The first electrician friendly lightning protection. Improved continuity of service and safety due to certified coordination with disconnection circuit breakers and the strength of the connections. Remote monitoring of the protection status. Simplified installation of the Quick ranges, due to the integrated disconnector. Applications: Protection of electrical installations in all industrial and tertiary buildings against induced or conducted surges resulting from indirect lightning strokes. Applications in the residential sector, industrial and tertiary buildings. | Voltage protection level | 1.5kV
| 1 | Circuit Breakers and Fuses | Circuit Breakers | Surge Protection Devices | IPRF1 12.5R MODULAR SURGE ARRESTER 3P 350V | 2086791 | A9L16633 | SCHNEIDER ELECTRIC | 22600 | https://pim-kvc.soneparsea.com:3443/PictureServer/default.aspx/schneider-A9L16633_Image1.jpg?A3889C9397807479A2A1C7A8BAA5959DB4AAC67293707C65867B8778B1809D95B7AA8573BCA797 | https://pim-kvc.soneparsea.com:3443/PictureServer/default.aspx/schneider-a9l16633.pdf?81788B76AEAA939CBEAABDA9B7A95D9589B1857B886A6362C0A9BA | IPRF1 12.5R MODULAR SURGE ARRESTER 3P 350V WITH REMOTE TRANSFERT | The first electrician friendly lightning protection. Improved continuity of service and safety due to certified coordination with disconnection circuit breakers and the strength of the connections. Remote monitoring of the protection status. Simplified installation of the Quick ranges, due to the integrated disconnector. Applications: Protection of electrical installations in all industrial and tertiary buildings against induced or conducted surges resulting from indirect lightning strokes. Applications in the residential sector, industrial and tertiary buildings. | Voltage protection level L-N | 0kV
| 1 | Circuit Breakers and Fuses | Circuit Breakers | Surge Protection Devices | IPRF1 12.5R MODULAR SURGE ARRESTER 3P 350V | 2086791 | A9L16633 | SCHNEIDER ELECTRIC | 22600 | https://pim-kvc.soneparsea.com:3443/PictureServer/default.aspx/schneider-A9L16633_Image1.jpg?A3889C9397807479A2A1C7A8BAA5959DB4AAC67293707C65867B8778B1809D95B7AA8573BCA797 | https://pim-kvc.soneparsea.com:3443/PictureServer/default.aspx/schneider-a9l16633.pdf?81788B76AEAA939CBEAABDA9B7A95D9589B1857B886A6362C0A9BA | IPRF1 12.5R MODULAR SURGE ARRESTER 3P 350V WITH REMOTE TRANSFERT | The first electrician friendly lightning protection. Improved continuity of service and safety due to certified coordination with disconnection circuit breakers and the strength of the connections. Remote monitoring of the protection status. Simplified installation of the Quick ranges, due to the integrated disconnector. Applications: Protection of electrical installations in all industrial and tertiary buildings against induced or conducted surges resulting from indirect lightning strokes. Applications in the residential sector, industrial and tertiary buildings. | Voltage protection level N-PE | 0kV
| 1 | Circuit Breakers and Fuses | Circuit Breakers | Surge Protection Devices | IPRF1 12.5R MODULAR SURGE ARRESTER 3P 350V | 2086791 | A9L16633 | SCHNEIDER ELECTRIC | 22600 | https://pim-kvc.soneparsea.com:3443/PictureServer/default.aspx/schneider-A9L16633_Image1.jpg?A3889C9397807479A2A1C7A8BAA5959DB4AAC67293707C65867B8778B1809D95B7AA8573BCA797 | https://pim-kvc.soneparsea.com:3443/PictureServer/default.aspx/schneider-a9l16633.pdf?81788B76AEAA939CBEAABDA9B7A95D9589B1857B886A6362C0A9BA | IPRF1 12.5R MODULAR SURGE ARRESTER 3P 350V WITH REMOTE TRANSFERT | The first electrician friendly lightning protection. Improved continuity of service and safety due to certified coordination with disconnection circuit breakers and the strength of the connections. Remote monitoring of the protection status. Simplified installation of the Quick ranges, due to the integrated disconnector. Applications: Protection of electrical installations in all industrial and tertiary buildings against induced or conducted surges resulting from indirect lightning strokes. Applications in the residential sector, industrial and tertiary buildings. | Short-circuit breaking capacity (Isccr) | 0kA
| 2 | Circuit Breakers and Fuses | Circuit Breakers | Switch Disconnector | S-SW. INDOOR 240V 2P 30A FUSIBLE | 2086938 | D221N | SCHNEIDER ELECTRIC | 3690 | https://pim-kvc.soneparsea.com:3443/PictureServer/default.aspx/schneider-d221n_Image1.JPG?A3889C9397807479A2A1C7A8BAA5959DB4AAC672B6696265BEA49DB2B39E95657E8FA48C | https://pim-kvc.soneparsea.com:3443/PictureServer/default.aspx/squared-d221n.pdf?81788B76AEAAA1A9B1B7B9A97F9B626681B382B5B69D | S-SW. INDOOR 240V 2P 30A FUSIBLE | General Duty Safety Switches designed for residential and commercial applications where durability and economy are prime considerations. An excellent choice for disconnecting lighting, air conditioning and appliances. When equipped with fuses, over-current and short circuit protection is provided. | Number of poles | 2
| 2 | Circuit Breakers and Fuses | Circuit Breakers | Switch Disconnector | S-SW. INDOOR 240V 2P 30A FUSIBLE | 2086938 | D221N | SCHNEIDER ELECTRIC | 3690 | https://pim-kvc.soneparsea.com:3443/PictureServer/default.aspx/schneider-d221n_Image1.JPG?A3889C9397807479A2A1C7A8BAA5959DB4AAC672B6696265BEA49DB2B39E95657E8FA48C | https://pim-kvc.soneparsea.com:3443/PictureServer/default.aspx/squared-d221n.pdf?81788B76AEAAA1A9B1B7B9A97F9B626681B382B5B69D | S-SW. INDOOR 240V 2P 30A FUSIBLE | General Duty Safety Switches designed for residential and commercial applications where durability and economy are prime considerations. An excellent choice for disconnecting lighting, air conditioning and appliances. When equipped with fuses, over-current and short circuit protection is provided. | Rated operation current Ie | 30A
| 2 | Circuit Breakers and Fuses | Circuit Breakers | Switch Disconnector | S-SW. INDOOR 240V 2P 30A FUSIBLE | 2086938 | D221N | SCHNEIDER ELECTRIC | 3690 | https://pim-kvc.soneparsea.com:3443/PictureServer/default.aspx/schneider-d221n_Image1.JPG?A3889C9397807479A2A1C7A8BAA5959DB4AAC672B6696265BEA49DB2B39E95657E8FA48C | https://pim-kvc.soneparsea.com:3443/PictureServer/default.aspx/squared-d221n.pdf?81788B76AEAAA1A9B1B7B9A97F9B626681B382B5B69D | S-SW. INDOOR 240V 2P 30A FUSIBLE | General Duty Safety Switches designed for residential and commercial applications where durability and economy are prime considerations. An excellent choice for disconnecting lighting, air conditioning and appliances. When equipped with fuses, over-current and short circuit protection is provided. | Max. rated operation voltage Ue AC | 240V
| 2 | Circuit Breakers and Fuses | Circuit Breakers | Switch Disconnector | S-SW. INDOOR 240V 2P 30A FUSIBLE | 2086938 | D221N | SCHNEIDER ELECTRIC | 3690 | https://pim-kvc.soneparsea.com:3443/PictureServer/default.aspx/schneider-d221n_Image1.JPG?A3889C9397807479A2A1C7A8BAA5959DB4AAC672B6696265BEA49DB2B39E95657E8FA48C | https://pim-kvc.soneparsea.com:3443/PictureServer/default.aspx/squared-d221n.pdf?81788B76AEAAA1A9B1B7B9A97F9B626681B382B5B69D | S-SW. INDOOR 240V 2P 30A FUSIBLE | General Duty Safety Switches designed for residential and commercial applications where durability and economy are prime considerations. An excellent choice for disconnecting lighting, air conditioning and appliances. When equipped with fuses, over-current and short circuit protection is provided. | Rated insulation voltage Ui | 240V
| 2 | Circuit Breakers and Fuses | Circuit Breakers | Switch Disconnector | S-SW. INDOOR 240V 2P 30A FUSIBLE | 2086938 | D221N | SCHNEIDER ELECTRIC | 3690 | https://pim-kvc.soneparsea.com:3443/PictureServer/default.aspx/schneider-d221n_Image1.JPG?A3889C9397807479A2A1C7A8BAA5959DB4AAC672B6696265BEA49DB2B39E95657E8FA48C | https://pim-kvc.soneparsea.com:3443/PictureServer/default.aspx/squared-d221n.pdf?81788B76AEAAA1A9B1B7B9A97F9B626681B382B5B69D | S-SW. INDOOR 240V 2P 30A FUSIBLE | General Duty Safety Switches designed for residential and commercial applications where durability and economy are prime considerations. An excellent choice for disconnecting lighting, air conditioning and appliances. When equipped with fuses, over-current and short circuit protection is provided. | Construction size fuse inserts | Other
| 3 | Circuit Breakers and Fuses | Circuit Breakers | Switch Disconnector | S-SW. OUTDOOR 240V 2P 30A FUSIBLE | 2086939 | D221NRB | SCHNEIDER ELECTRIC | 6090 | https://pim-kvc.soneparsea.com:3443/PictureServer/default.aspx/schneider-d221nrb_Image1.jpg?A3889C9397807479A2A1C7A8BAA5959DB4AAC672B6696265BEB7B6A49BA4919BB57682AFC29E | https://pim-kvc.soneparsea.com:3443/PictureServer/default.aspx/squared-d221nrb.pdf?81788B76AEAAA1A9B1B7B9A97F9B626681B3C6A780A7949A | S-SW. OUTDOOR 240V 2P 30A FUSIBLE | General Duty Safety Switches designed for residential and commercial applications where durability and economy are prime considerations. An excellent choice for disconnecting lighting, air conditioning and appliances. When equipped with fuses, over-current and short circuit protection is provided. | Number of poles | 2
| 3 | Circuit Breakers and Fuses | Circuit Breakers | Switch Disconnector | S-SW. OUTDOOR 240V 2P 30A FUSIBLE | 2086939 | D221NRB | SCHNEIDER ELECTRIC | 6090 | https://pim-kvc.soneparsea.com:3443/PictureServer/default.aspx/schneider-d221nrb_Image1.jpg?A3889C9397807479A2A1C7A8BAA5959DB4AAC672B6696265BEB7B6A49BA4919BB57682AFC29E | https://pim-kvc.soneparsea.com:3443/PictureServer/default.aspx/squared-d221nrb.pdf?81788B76AEAAA1A9B1B7B9A97F9B626681B3C6A780A7949A | S-SW. OUTDOOR 240V 2P 30A FUSIBLE | General Duty Safety Switches designed for residential and commercial applications where durability and economy are prime considerations. An excellent choice for disconnecting lighting, air conditioning and appliances. When equipped with fuses, over-current and short circuit protection is provided. | Rated operation current Ie | 30A
| 3 | Circuit Breakers and Fuses | Circuit Breakers | Switch Disconnector | S-SW. OUTDOOR 240V 2P 30A FUSIBLE | 2086939 | D221NRB | SCHNEIDER ELECTRIC | 6090 | https://pim-kvc.soneparsea.com:3443/PictureServer/default.aspx/schneider-d221nrb_Image1.jpg?A3889C9397807479A2A1C7A8BAA5959DB4AAC672B6696265BEB7B6A49BA4919BB57682AFC29E | https://pim-kvc.soneparsea.com:3443/PictureServer/default.aspx/squared-d221nrb.pdf?81788B76AEAAA1A9B1B7B9A97F9B626681B3C6A780A7949A | S-SW. OUTDOOR 240V 2P 30A FUSIBLE | General Duty Safety Switches designed for residential and commercial applications where durability and economy are prime considerations. An excellent choice for disconnecting lighting, air conditioning and appliances. When equipped with fuses, over-current and short circuit protection is provided. | Max. rated operation voltage Ue AC | 240V
| 3 | Circuit Breakers and Fuses | Circuit Breakers | Switch Disconnector | S-SW. OUTDOOR 240V 2P 30A FUSIBLE | 2086939 | D221NRB | SCHNEIDER ELECTRIC | 6090 | https://pim-kvc.soneparsea.com:3443/PictureServer/default.aspx/schneider-d221nrb_Image1.jpg?A3889C9397807479A2A1C7A8BAA5959DB4AAC672B6696265BEB7B6A49BA4919BB57682AFC29E | https://pim-kvc.soneparsea.com:3443/PictureServer/default.aspx/squared-d221nrb.pdf?81788B76AEAAA1A9B1B7B9A97F9B626681B3C6A780A7949A | S-SW. OUTDOOR 240V 2P 30A FUSIBLE | General Duty Safety Switches designed for residential and commercial applications where durability and economy are prime considerations. An excellent choice for disconnecting lighting, air conditioning and appliances. When equipped with fuses, over-current and short circuit protection is provided. | Rated insulation voltage Ui | 240V
| 3 | Circuit Breakers and Fuses | Circuit Breakers | Switch Disconnector | S-SW. OUTDOOR 240V 2P 30A FUSIBLE | 2086939 | D221NRB | SCHNEIDER ELECTRIC | 6090 | https://pim-kvc.soneparsea.com:3443/PictureServer/default.aspx/schneider-d221nrb_Image1.jpg?A3889C9397807479A2A1C7A8BAA5959DB4AAC672B6696265BEB7B6A49BA4919BB57682AFC29E | https://pim-kvc.soneparsea.com:3443/PictureServer/default.aspx/squared-d221nrb.pdf?81788B76AEAAA1A9B1B7B9A97F9B626681B3C6A780A7949A | S-SW. OUTDOOR 240V 2P 30A FUSIBLE | General Duty Safety Switches designed for residential and commercial applications where durability and economy are prime considerations. An excellent choice for disconnecting lighting, air conditioning and appliances. When equipped with fuses, over-current and short circuit protection is provided. | Construction size fuse inserts | Other
| 4 | Circuit Breakers and Fuses | Circuit Breakers | Switch Disconnector | S-SW. INDOOR 240V 2P 60A FUSIBLE | 2086940 | D222N | SCHNEIDER ELECTRIC | 7390 | https://pim-kvc.soneparsea.com:3443/PictureServer/default.aspx/schneider-d222n_Image1.JPG?A3889C9397807479A2A1C7A8BAA5959DB4AAC672B6696266BEA49DB2B39E95657E8FA48C | https://pim-kvc.soneparsea.com:3443/PictureServer/default.aspx/squared-d222n.pdf?81788B76AEAAA1A9B1B7B9A97F9B626682B382B5B69D | S-SW. INDOOR 240V 2P 60A FUSIBLE | General Duty Safety Switches designed for residential and commercial applications where durability and economy are prime considerations. An excellent choice for disconnecting lighting, air conditioning and appliances. When equipped with fuses, over-current and short circuit protection is provided. | Number of poles | 2
| 4 | Circuit Breakers and Fuses | Circuit Breakers | Switch Disconnector | S-SW. INDOOR 240V 2P 60A FUSIBLE | 2086940 | D222N | SCHNEIDER ELECTRIC | 7390 | https://pim-kvc.soneparsea.com:3443/PictureServer/default.aspx/schneider-d222n_Image1.JPG?A3889C9397807479A2A1C7A8BAA5959DB4AAC672B6696266BEA49DB2B39E95657E8FA48C | https://pim-kvc.soneparsea.com:3443/PictureServer/default.aspx/squared-d222n.pdf?81788B76AEAAA1A9B1B7B9A97F9B626682B382B5B69D | S-SW. INDOOR 240V 2P 60A FUSIBLE | General Duty Safety Switches designed for residential and commercial applications where durability and economy are prime considerations. An excellent choice for disconnecting lighting, air conditioning and appliances. When equipped with fuses, over-current and short circuit protection is provided. | Rated operation current Ie | 60A
| 4 | Circuit Breakers and Fuses | Circuit Breakers | Switch Disconnector | S-SW. INDOOR 240V 2P 60A FUSIBLE | 2086940 | D222N | SCHNEIDER ELECTRIC | 7390 | https://pim-kvc.soneparsea.com:3443/PictureServer/default.aspx/schneider-d222n_Image1.JPG?A3889C9397807479A2A1C7A8BAA5959DB4AAC672B6696266BEA49DB2B39E95657E8FA48C | https://pim-kvc.soneparsea.com:3443/PictureServer/default.aspx/squared-d222n.pdf?81788B76AEAAA1A9B1B7B9A97F9B626682B382B5B69D | S-SW. INDOOR 240V 2P 60A FUSIBLE | General Duty Safety Switches designed for residential and commercial applications where durability and economy are prime considerations. An excellent choice for disconnecting lighting, air conditioning and appliances. When equipped with fuses, over-current and short circuit protection is provided. | Max. rated operation voltage Ue AC | 240V
| 4 | Circuit Breakers and Fuses | Circuit Breakers | Switch Disconnector | S-SW. INDOOR 240V 2P 60A FUSIBLE | 2086940 | D222N | SCHNEIDER ELECTRIC | 7390 | https://pim-kvc.soneparsea.com:3443/PictureServer/default.aspx/schneider-d222n_Image1.JPG?A3889C9397807479A2A1C7A8BAA5959DB4AAC672B6696266BEA49DB2B39E95657E8FA48C | https://pim-kvc.soneparsea.com:3443/PictureServer/default.aspx/squared-d222n.pdf?81788B76AEAAA1A9B1B7B9A97F9B626682B382B5B69D | S-SW. INDOOR 240V 2P 60A FUSIBLE | General Duty Safety Switches designed for residential and commercial applications where durability and economy are prime considerations. An excellent choice for disconnecting lighting, air conditioning and appliances. When equipped with fuses, over-current and short circuit protection is provided. | Rated insulation voltage Ui | 240V
| 4 | Circuit Breakers and Fuses | Circuit Breakers | Switch Disconnector | S-SW. INDOOR 240V 2P 60A FUSIBLE | 2086940 | D222N | SCHNEIDER ELECTRIC | 7390 | https://pim-kvc.soneparsea.com:3443/PictureServer/default.aspx/schneider-d222n_Image1.JPG?A3889C9397807479A2A1C7A8BAA5959DB4AAC672B6696266BEA49DB2B39E95657E8FA48C | https://pim-kvc.soneparsea.com:3443/PictureServer/default.aspx/squared-d222n.pdf?81788B76AEAAA1A9B1B7B9A97F9B626682B382B5B69D | S-SW. INDOOR 240V 2P 60A FUSIBLE | General Duty Safety Switches designed for residential and commercial applications where durability and economy are prime considerations. An excellent choice for disconnecting lighting, air conditioning and appliances. When equipped with fuses, over-current and short circuit protection is provided. | Construction size fuse inserts | Other
| 5 | Circuit Breakers and Fuses | Circuit Breakers | Switch Disconnector | S-SW. OUTDOOR 240V 2P 60A FUSIBLE | 2086941 | D222NRB | SCHNEIDER ELECTRIC | 10300 | https://pim-kvc.soneparsea.com:3443/PictureServer/default.aspx/schneider-d222nrb_Image1.jpg?A3889C9397807479A2A1C7A8BAA5959DB4AAC672B6696266BEB7B6A49BA4919BB57682AFC29E | https://pim-kvc.soneparsea.com:3443/PictureServer/default.aspx/squared-d222nrb.pdf?81788B76AEAAA1A9B1B7B9A97F9B626682B3C6A780A7949A | S-SW. OUTDOOR 240V 2P 60A FUSIBLE | General Duty Safety Switches designed for residential and commercial applications where durability and economy are prime considerations. An excellent choice for disconnecting lighting, air conditioning and appliances. When equipped with fuses, over-current and short circuit protection is provided. | Number of poles | 2
| 5 | Circuit Breakers and Fuses | Circuit Breakers | Switch Disconnector | S-SW. OUTDOOR 240V 2P 60A FUSIBLE | 2086941 | D222NRB | SCHNEIDER ELECTRIC | 10300 | https://pim-kvc.soneparsea.com:3443/PictureServer/default.aspx/schneider-d222nrb_Image1.jpg?A3889C9397807479A2A1C7A8BAA5959DB4AAC672B6696266BEB7B6A49BA4919BB57682AFC29E | https://pim-kvc.soneparsea.com:3443/PictureServer/default.aspx/squared-d222nrb.pdf?81788B76AEAAA1A9B1B7B9A97F9B626682B3C6A780A7949A | S-SW. OUTDOOR 240V 2P 60A FUSIBLE | General Duty Safety Switches designed for residential and commercial applications where durability and economy are prime considerations. An excellent choice for disconnecting lighting, air conditioning and appliances. When equipped with fuses, over-current and short circuit protection is provided. | Rated operation current Ie | 60A
| 5 | Circuit Breakers and Fuses | Circuit Breakers | Switch Disconnector | S-SW. OUTDOOR 240V 2P 60A FUSIBLE | 2086941 | D222NRB | SCHNEIDER ELECTRIC | 10300 | https://pim-kvc.soneparsea.com:3443/PictureServer/default.aspx/schneider-d222nrb_Image1.jpg?A3889C9397807479A2A1C7A8BAA5959DB4AAC672B6696266BEB7B6A49BA4919BB57682AFC29E | https://pim-kvc.soneparsea.com:3443/PictureServer/default.aspx/squared-d222nrb.pdf?81788B76AEAAA1A9B1B7B9A97F9B626682B3C6A780A7949A | S-SW. OUTDOOR 240V 2P 60A FUSIBLE | General Duty Safety Switches designed for residential and commercial applications where durability and economy are prime considerations. An excellent choice for disconnecting lighting, air conditioning and appliances. When equipped with fuses, over-current and short circuit protection is provided. | Max. rated operation voltage Ue AC | 240V
| 5 | Circuit Breakers and Fuses | Circuit Breakers | Switch Disconnector | S-SW. OUTDOOR 240V 2P 60A FUSIBLE | 2086941 | D222NRB | SCHNEIDER ELECTRIC | 10300 | https://pim-kvc.soneparsea.com:3443/PictureServer/default.aspx/schneider-d222nrb_Image1.jpg?A3889C9397807479A2A1C7A8BAA5959DB4AAC672B6696266BEB7B6A49BA4919BB57682AFC29E | https://pim-kvc.soneparsea.com:3443/PictureServer/default.aspx/squared-d222nrb.pdf?81788B76AEAAA1A9B1B7B9A97F9B626682B3C6A780A7949A | S-SW. OUTDOOR 240V 2P 60A FUSIBLE | General Duty Safety Switches designed for residential and commercial applications where durability and economy are prime considerations. An excellent choice for disconnecting lighting, air conditioning and appliances. When equipped with fuses, over-current and short circuit protection is provided. | Rated insulation voltage Ui | 240V
| 5 | Circuit Breakers and Fuses | Circuit Breakers | Switch Disconnector | S-SW. OUTDOOR 240V 2P 60A FUSIBLE | 2086941 | D222NRB | SCHNEIDER ELECTRIC | 10300 | https://pim-kvc.soneparsea.com:3443/PictureServer/default.aspx/schneider-d222nrb_Image1.jpg?A3889C9397807479A2A1C7A8BAA5959DB4AAC672B6696266BEB7B6A49BA4919BB57682AFC29E | https://pim-kvc.soneparsea.com:3443/PictureServer/default.aspx/squared-d222nrb.pdf?81788B76AEAAA1A9B1B7B9A97F9B626682B3C6A780A7949A | S-SW. OUTDOOR 240V 2P 60A FUSIBLE | General Duty Safety Switches designed for residential and commercial applications where durability and economy are prime considerations. An excellent choice for disconnecting lighting, air conditioning and appliances. When equipped with fuses, over-current and short circuit protection is provided. | Construction size fuse inserts | Other
| 6 | Circuit Breakers and Fuses | Circuit Breakers | Switch Disconnector | S-SW. INDOOR 240V 2P 100A FUSIBLE | 2086942 | D223N | SCHNEIDER ELECTRIC | 12200 | https://pim-kvc.soneparsea.com:3443/PictureServer/default.aspx/schneider-d223n_Image1.jpg?A3889C9397807479A2A1C7A8BAA5959DB4AAC672B6696267BEA49DB2B39E95657EAFC4AC | https://pim-kvc.soneparsea.com:3443/PictureServer/default.aspx/squared-d223n.pdf?81788B76AEAAA1A9B1B7B9A97F9B626683B382B5B69D | S-SW. INDOOR 240V 2P 100A FUSIBLE | General Duty Safety Switches designed for residential and commercial applications where durability and economy are prime considerations. An excellent choice for disconnecting lighting, air conditioning and appliances. When equipped with fuses, over-current and short circuit protection is provided. | Number of poles | 2
| 6 | Circuit Breakers and Fuses | Circuit Breakers | Switch Disconnector | S-SW. INDOOR 240V 2P 100A FUSIBLE | 2086942 | D223N | SCHNEIDER ELECTRIC | 12200 | https://pim-kvc.soneparsea.com:3443/PictureServer/default.aspx/schneider-d223n_Image1.jpg?A3889C9397807479A2A1C7A8BAA5959DB4AAC672B6696267BEA49DB2B39E95657EAFC4AC | https://pim-kvc.soneparsea.com:3443/PictureServer/default.aspx/squared-d223n.pdf?81788B76AEAAA1A9B1B7B9A97F9B626683B382B5B69D | S-SW. INDOOR 240V 2P 100A FUSIBLE | General Duty Safety Switches designed for residential and commercial applications where durability and economy are prime considerations. An excellent choice for disconnecting lighting, air conditioning and appliances. When equipped with fuses, over-current and short circuit protection is provided. | Rated operation current Ie | 100A
| 6 | Circuit Breakers and Fuses | Circuit Breakers | Switch Disconnector | S-SW. INDOOR 240V 2P 100A FUSIBLE | 2086942 | D223N | SCHNEIDER ELECTRIC | 12200 | https://pim-kvc.soneparsea.com:3443/PictureServer/default.aspx/schneider-d223n_Image1.jpg?A3889C9397807479A2A1C7A8BAA5959DB4AAC672B6696267BEA49DB2B39E95657EAFC4AC | https://pim-kvc.soneparsea.com:3443/PictureServer/default.aspx/squared-d223n.pdf?81788B76AEAAA1A9B1B7B9A97F9B626683B382B5B69D | S-SW. INDOOR 240V 2P 100A FUSIBLE | General Duty Safety Switches designed for residential and commercial applications where durability and economy are prime considerations. An excellent choice for disconnecting lighting, air conditioning and appliances. When equipped with fuses, over-current and short circuit protection is provided. | Max. rated operation voltage Ue AC | 240V
| 6 | Circuit Breakers and Fuses | Circuit Breakers | Switch Disconnector | S-SW. INDOOR 240V 2P 100A FUSIBLE | 2086942 | D223N | SCHNEIDER ELECTRIC | 12200 | https://pim-kvc.soneparsea.com:3443/PictureServer/default.aspx/schneider-d223n_Image1.jpg?A3889C9397807479A2A1C7A8BAA5959DB4AAC672B6696267BEA49DB2B39E95657EAFC4AC | https://pim-kvc.soneparsea.com:3443/PictureServer/default.aspx/squared-d223n.pdf?81788B76AEAAA1A9B1B7B9A97F9B626683B382B5B69D | S-SW. INDOOR 240V 2P 100A FUSIBLE | General Duty Safety Switches designed for residential and commercial applications where durability and economy are prime considerations. An excellent choice for disconnecting lighting, air conditioning and appliances. When equipped with fuses, over-current and short circuit protection is provided. | Rated insulation voltage Ui | 240V
| 6 | Circuit Breakers and Fuses | Circuit Breakers | Switch Disconnector | S-SW. INDOOR 240V 2P 100A FUSIBLE | 2086942 | D223N | SCHNEIDER ELECTRIC | 12200 | https://pim-kvc.soneparsea.com:3443/PictureServer/default.aspx/schneider-d223n_Image1.jpg?A3889C9397807479A2A1C7A8BAA5959DB4AAC672B6696267BEA49DB2B39E95657EAFC4AC | https://pim-kvc.soneparsea.com:3443/PictureServer/default.aspx/squared-d223n.pdf?81788B76AEAAA1A9B1B7B9A97F9B626683B382B5B69D | S-SW. INDOOR 240V 2P 100A FUSIBLE | General Duty Safety Switches designed for residential and commercial applications where durability and economy are prime considerations. An excellent choice for disconnecting lighting, air conditioning and appliances. When equipped with fuses, over-current and short circuit protection is provided. | Construction size fuse inserts | Other
| 7 | Circuit Breakers and Fuses | Circuit Breakers | Switch Disconnector | S-SW. OUTDOOR 240V 2P 100A FUSIBLE | 2086943 | D223NRB | SCHNEIDER ELECTRIC | 14400 | https://pim-kvc.soneparsea.com:3443/PictureServer/default.aspx/schneider-d223nrb_Image1.jpg?A3889C9397807479A2A1C7A8BAA5959DB4AAC672B6696267BEB7B6A49BA4919BB57682AFC29E | https://pim-kvc.soneparsea.com:3443/PictureServer/default.aspx/squared-d223nrb.pdf?81788B76AEAAA1A9B1B7B9A97F9B626683B3C6A780A7949A | S-SW. OUTDOOR 240V 2P 100A FUSIBLE | General Duty Safety Switches designed for residential and commercial applications where durability and economy are prime considerations. An excellent choice for disconnecting lighting, air conditioning and appliances. When equipped with fuses, over-current and short circuit protection is provided. | Number of poles | 2
| 7 | Circuit Breakers and Fuses | Circuit Breakers | Switch Disconnector | S-SW. OUTDOOR 240V 2P 100A FUSIBLE | 2086943 | D223NRB | SCHNEIDER ELECTRIC | 14400 | https://pim-kvc.soneparsea.com:3443/PictureServer/default.aspx/schneider-d223nrb_Image1.jpg?A3889C9397807479A2A1C7A8BAA5959DB4AAC672B6696267BEB7B6A49BA4919BB57682AFC29E | https://pim-kvc.soneparsea.com:3443/PictureServer/default.aspx/squared-d223nrb.pdf?81788B76AEAAA1A9B1B7B9A97F9B626683B3C6A780A7949A | S-SW. OUTDOOR 240V 2P 100A FUSIBLE | General Duty Safety Switches designed for residential and commercial applications where durability and economy are prime considerations. An excellent choice for disconnecting lighting, air conditioning and appliances. When equipped with fuses, over-current and short circuit protection is provided. | Rated operation current Ie | 100A
| 7 | Circuit Breakers and Fuses | Circuit Breakers | Switch Disconnector | S-SW. OUTDOOR 240V 2P 100A FUSIBLE | 2086943 | D223NRB | SCHNEIDER ELECTRIC | 14400 | https://pim-kvc.soneparsea.com:3443/PictureServer/default.aspx/schneider-d223nrb_Image1.jpg?A3889C9397807479A2A1C7A8BAA5959DB4AAC672B6696267BEB7B6A49BA4919BB57682AFC29E | https://pim-kvc.soneparsea.com:3443/PictureServer/default.aspx/squared-d223nrb.pdf?81788B76AEAAA1A9B1B7B9A97F9B626683B3C6A780A7949A | S-SW. OUTDOOR 240V 2P 100A FUSIBLE | General Duty Safety Switches designed for residential and commercial applications where durability and economy are prime considerations. An excellent choice for disconnecting lighting, air conditioning and appliances. When equipped with fuses, over-current and short circuit protection is provided. | Max. rated operation voltage Ue AC | 240V
| 7 | Circuit Breakers and Fuses | Circuit Breakers | Switch Disconnector | S-SW. OUTDOOR 240V 2P 100A FUSIBLE | 2086943 | D223NRB | SCHNEIDER ELECTRIC | 14400 | https://pim-kvc.soneparsea.com:3443/PictureServer/default.aspx/schneider-d223nrb_Image1.jpg?A3889C9397807479A2A1C7A8BAA5959DB4AAC672B6696267BEB7B6A49BA4919BB57682AFC29E | https://pim-kvc.soneparsea.com:3443/PictureServer/default.aspx/squared-d223nrb.pdf?81788B76AEAAA1A9B1B7B9A97F9B626683B3C6A780A7949A | S-SW. OUTDOOR 240V 2P 100A FUSIBLE | General Duty Safety Switches designed for residential and commercial applications where durability and economy are prime considerations. An excellent choice for disconnecting lighting, air conditioning and appliances. When equipped with fuses, over-current and short circuit protection is provided. | Rated insulation voltage Ui | 240V
| 7 | Circuit Breakers and Fuses | Circuit Breakers | Switch Disconnector | S-SW. OUTDOOR 240V 2P 100A FUSIBLE | 2086943 | D223NRB | SCHNEIDER ELECTRIC | 14400 | https://pim-kvc.soneparsea.com:3443/PictureServer/default.aspx/schneider-d223nrb_Image1.jpg?A3889C9397807479A2A1C7A8BAA5959DB4AAC672B6696267BEB7B6A49BA4919BB57682AFC29E | https://pim-kvc.soneparsea.com:3443/PictureServer/default.aspx/squared-d223nrb.pdf?81788B76AEAAA1A9B1B7B9A97F9B626683B3C6A780A7949A | S-SW. OUTDOOR 240V 2P 100A FUSIBLE | General Duty Safety Switches designed for residential and commercial applications where durability and economy are prime considerations. An excellent choice for disconnecting lighting, air conditioning and appliances. When equipped with fuses, over-current and short circuit protection is provided. | Construction size fuse inserts | Other
| 8 | Circuit Breakers and Fuses | Circuit Breakers | Switch Disconnector | S-SW. FUSIBLE INDOOR 600V 3P 30A | 2087288 | H361 | SCHNEIDER ELECTRIC | 13500 | https://pim-kvc.soneparsea.com:3443/PictureServer/default.aspx/squared-h361_large.jpg?81788B76AEAAA1A9B1B7B9A97F9F636A81A4C0A6C49E9562BAB5BB | https://pim-kvc.soneparsea.com:3443/PictureServer/default.aspx/schneider-h361.pdf?81788B76AEAA939CBEAABDA9B7A95D9C837B8573C29B96 | S-SW. FUSIBLE INDOOR 600V 3P 30A | Heavy Duty Safety Switches may be used as a means for disconnecting a load from its supply, or for opening and closing a circuit. When equipped with fuses, overload and short circuit protection are also provided. Visible blade heavy duty switch is designed for application where maximum performance and continuity of service is required. All heavy duty switches feature quick make, quick break operating mechanism, a dual cover interlock, and a color coded indicator handle. | Number of poles | 3
| 8 | Circuit Breakers and Fuses | Circuit Breakers | Switch Disconnector | S-SW. FUSIBLE INDOOR 600V 3P 30A | 2087288 | H361 | SCHNEIDER ELECTRIC | 13500 | https://pim-kvc.soneparsea.com:3443/PictureServer/default.aspx/squared-h361_large.jpg?81788B76AEAAA1A9B1B7B9A97F9F636A81A4C0A6C49E9562BAB5BB | https://pim-kvc.soneparsea.com:3443/PictureServer/default.aspx/schneider-h361.pdf?81788B76AEAA939CBEAABDA9B7A95D9C837B8573C29B96 | S-SW. FUSIBLE INDOOR 600V 3P 30A | Heavy Duty Safety Switches may be used as a means for disconnecting a load from its supply, or for opening and closing a circuit. When equipped with fuses, overload and short circuit protection are also provided. Visible blade heavy duty switch is designed for application where maximum performance and continuity of service is required. All heavy duty switches feature quick make, quick break operating mechanism, a dual cover interlock, and a color coded indicator handle. | Rated operation current Ie | 30A
| 8 | Circuit Breakers and Fuses | Circuit Breakers | Switch Disconnector | S-SW. FUSIBLE INDOOR 600V 3P 30A | 2087288 | H361 | SCHNEIDER ELECTRIC | 13500 | https://pim-kvc.soneparsea.com:3443/PictureServer/default.aspx/squared-h361_large.jpg?81788B76AEAAA1A9B1B7B9A97F9F636A81A4C0A6C49E9562BAB5BB | https://pim-kvc.soneparsea.com:3443/PictureServer/default.aspx/schneider-h361.pdf?81788B76AEAA939CBEAABDA9B7A95D9C837B8573C29B96 | S-SW. FUSIBLE INDOOR 600V 3P 30A | Heavy Duty Safety Switches may be used as a means for disconnecting a load from its supply, or for opening and closing a circuit. When equipped with fuses, overload and short circuit protection are also provided. Visible blade heavy duty switch is designed for application where maximum performance and continuity of service is required. All heavy duty switches feature quick make, quick break operating mechanism, a dual cover interlock, and a color coded indicator handle. | Max. rated operation voltage Ue AC | 600V
| 8 | Circuit Breakers and Fuses | Circuit Breakers | Switch Disconnector | S-SW. FUSIBLE INDOOR 600V 3P 30A | 2087288 | H361 | SCHNEIDER ELECTRIC | 13500 | https://pim-kvc.soneparsea.com:3443/PictureServer/default.aspx/squared-h361_large.jpg?81788B76AEAAA1A9B1B7B9A97F9F636A81A4C0A6C49E9562BAB5BB | https://pim-kvc.soneparsea.com:3443/PictureServer/default.aspx/schneider-h361.pdf?81788B76AEAA939CBEAABDA9B7A95D9C837B8573C29B96 | S-SW. FUSIBLE INDOOR 600V 3P 30A | Heavy Duty Safety Switches may be used as a means for disconnecting a load from its supply, or for opening and closing a circuit. When equipped with fuses, overload and short circuit protection are also provided. Visible blade heavy duty switch is designed for application where maximum performance and continuity of service is required. All heavy duty switches feature quick make, quick break operating mechanism, a dual cover interlock, and a color coded indicator handle. | Rated insulation voltage Ui | 600V
| 8 | Circuit Breakers and Fuses | Circuit Breakers | Switch Disconnector | S-SW. FUSIBLE INDOOR 600V 3P 30A | 2087288 | H361 | SCHNEIDER ELECTRIC | 13500 | https://pim-kvc.soneparsea.com:3443/PictureServer/default.aspx/squared-h361_large.jpg?81788B76AEAAA1A9B1B7B9A97F9F636A81A4C0A6C49E9562BAB5BB | https://pim-kvc.soneparsea.com:3443/PictureServer/default.aspx/schneider-h361.pdf?81788B76AEAA939CBEAABDA9B7A95D9C837B8573C29B96 | S-SW. FUSIBLE INDOOR 600V 3P 30A | Heavy Duty Safety Switches may be used as a means for disconnecting a load from its supply, or for opening and closing a circuit. When equipped with fuses, overload and short circuit protection are also provided. Visible blade heavy duty switch is designed for application where maximum performance and continuity of service is required. All heavy duty switches feature quick make, quick break operating mechanism, a dual cover interlock, and a color coded indicator handle. | Construction size fuse inserts | Other
| 9 | Circuit Breakers and Fuses | Circuit Breakers | Switch Disconnector | S-SW. FUSIBLE OUTDOOR 600V 3P 30A | 2087289 | H361RB | SCHNEIDER ELECTRIC | 19300 | https://pim-kvc.soneparsea.com:3443/PictureServer/default.aspx/squared-h361rb_large.jpg?81788B76AEAAA1A9B1B7B9A97F9F636A81B7B6A4BE98A29BB573BEB5B9 | https://pim-kvc.soneparsea.com:3443/PictureServer/default.aspx/squared-h361rb.pdf?81788B76AEAAA1A9B1B7B9A97F9F636A81B7B673C29B96 | S-SW. FUSIBLE OUTDOOR 600V 3P 30A | Heavy Duty Safety Switches may be used as a means for disconnecting a load from its supply, or for opening and closing a circuit. When equipped with fuses, overload and short circuit protection are also provided. Visible blade heavy duty switch is designed for application where maximum performance and continuity of service is required. All heavy duty switches feature quick make, quick break operating mechanism, a dual cover interlock, and a color coded indicator handle. | Number of poles | 3
| 9 | Circuit Breakers and Fuses | Circuit Breakers | Switch Disconnector | S-SW. FUSIBLE OUTDOOR 600V 3P 30A | 2087289 | H361RB | SCHNEIDER ELECTRIC | 19300 | https://pim-kvc.soneparsea.com:3443/PictureServer/default.aspx/squared-h361rb_large.jpg?81788B76AEAAA1A9B1B7B9A97F9F636A81B7B6A4BE98A29BB573BEB5B9 | https://pim-kvc.soneparsea.com:3443/PictureServer/default.aspx/squared-h361rb.pdf?81788B76AEAAA1A9B1B7B9A97F9F636A81B7B673C29B96 | S-SW. FUSIBLE OUTDOOR 600V 3P 30A | Heavy Duty Safety Switches may be used as a means for disconnecting a load from its supply, or for opening and closing a circuit. When equipped with fuses, overload and short circuit protection are also provided. Visible blade heavy duty switch is designed for application where maximum performance and continuity of service is required. All heavy duty switches feature quick make, quick break operating mechanism, a dual cover interlock, and a color coded indicator handle. | Rated operation current Ie | 30A
| 9 | Circuit Breakers and Fuses | Circuit Breakers | Switch Disconnector | S-SW. FUSIBLE OUTDOOR 600V 3P 30A | 2087289 | H361RB | SCHNEIDER ELECTRIC | 19300 | https://pim-kvc.soneparsea.com:3443/PictureServer/default.aspx/squared-h361rb_large.jpg?81788B76AEAAA1A9B1B7B9A97F9F636A81B7B6A4BE98A29BB573BEB5B9 | https://pim-kvc.soneparsea.com:3443/PictureServer/default.aspx/squared-h361rb.pdf?81788B76AEAAA1A9B1B7B9A97F9F636A81B7B673C29B96 | S-SW. FUSIBLE OUTDOOR 600V 3P 30A | Heavy Duty Safety Switches may be used as a means for disconnecting a load from its supply, or for opening and closing a circuit. When equipped with fuses, overload and short circuit protection are also provided. Visible blade heavy duty switch is designed for application where maximum performance and continuity of service is required. All heavy duty switches feature quick make, quick break operating mechanism, a dual cover interlock, and a color coded indicator handle. | Max. rated operation voltage Ue AC | 600V
| 9 | Circuit Breakers and Fuses | Circuit Breakers | Switch Disconnector | S-SW. FUSIBLE OUTDOOR 600V 3P 30A | 2087289 | H361RB | SCHNEIDER ELECTRIC | 19300 | https://pim-kvc.soneparsea.com:3443/PictureServer/default.aspx/squared-h361rb_large.jpg?81788B76AEAAA1A9B1B7B9A97F9F636A81B7B6A4BE98A29BB573BEB5B9 | https://pim-kvc.soneparsea.com:3443/PictureServer/default.aspx/squared-h361rb.pdf?81788B76AEAAA1A9B1B7B9A97F9F636A81B7B673C29B96 | S-SW. FUSIBLE OUTDOOR 600V 3P 30A | Heavy Duty Safety Switches may be used as a means for disconnecting a load from its supply, or for opening and closing a circuit. When equipped with fuses, overload and short circuit protection are also provided. Visible blade heavy duty switch is designed for application where maximum performance and continuity of service is required. All heavy duty switches feature quick make, quick break operating mechanism, a dual cover interlock, and a color coded indicator handle. | Rated insulation voltage Ui | 600V
| 9 | Circuit Breakers and Fuses | Circuit Breakers | Switch Disconnector | S-SW. FUSIBLE OUTDOOR 600V 3P 30A | 2087289 | H361RB | SCHNEIDER ELECTRIC | 19300 | https://pim-kvc.soneparsea.com:3443/PictureServer/default.aspx/squared-h361rb_large.jpg?81788B76AEAAA1A9B1B7B9A97F9F636A81B7B6A4BE98A29BB573BEB5B9 | https://pim-kvc.soneparsea.com:3443/PictureServer/default.aspx/squared-h361rb.pdf?81788B76AEAAA1A9B1B7B9A97F9F636A81B7B673C29B96 | S-SW. FUSIBLE OUTDOOR 600V 3P 30A | Heavy Duty Safety Switches may be used as a means for disconnecting a load from its supply, or for opening and closing a circuit. When equipped with fuses, overload and short circuit protection are also provided. Visible blade heavy duty switch is designed for application where maximum performance and continuity of service is required. All heavy duty switches feature quick make, quick break operating mechanism, a dual cover interlock, and a color coded indicator handle. | Construction size fuse inserts | Other
| 10 | Circuit Breakers and Fuses | Circuit Breakers | Switch Disconnector | S-SW. FUSIBLE INDOOR 600V 3P 60A | 2087290 | H362 | SCHNEIDER ELECTRIC | 17300 | https://pim-kvc.soneparsea.com:3443/PictureServer/default.aspx/schneider-h362_Image1.JPG?A3889C9397807479A2A1C7A8BAA5959DB4AAC672BA6A6666AF8EC1A6B99C61629A959B | https://pim-kvc.soneparsea.com:3443/PictureServer/default.aspx/squared-h362.pdf?81788B76AEAAA1A9B1B7B9A97F9F636A8273C4A9B8 | S-SW. FUSIBLE INDOOR 600V 3P 60A | Heavy Duty Safety Switches designed to be tough, reliable and provide exceptional performance in the most grueling conditions. Play a crucial role in today’s commercial and industrial settings, isolate power in daily activities, provide an effective way to interrupt power in an emergency, provide lockout on sight disconnect. | Number of poles | 3
| 10 | Circuit Breakers and Fuses | Circuit Breakers | Switch Disconnector | S-SW. FUSIBLE INDOOR 600V 3P 60A | 2087290 | H362 | SCHNEIDER ELECTRIC | 17300 | https://pim-kvc.soneparsea.com:3443/PictureServer/default.aspx/schneider-h362_Image1.JPG?A3889C9397807479A2A1C7A8BAA5959DB4AAC672BA6A6666AF8EC1A6B99C61629A959B | https://pim-kvc.soneparsea.com:3443/PictureServer/default.aspx/squared-h362.pdf?81788B76AEAAA1A9B1B7B9A97F9F636A8273C4A9B8 | S-SW. FUSIBLE INDOOR 600V 3P 60A | Heavy Duty Safety Switches designed to be tough, reliable and provide exceptional performance in the most grueling conditions. Play a crucial role in today’s commercial and industrial settings, isolate power in daily activities, provide an effective way to interrupt power in an emergency, provide lockout on sight disconnect. | Rated operation current Ie | 60A
| 10 | Circuit Breakers and Fuses | Circuit Breakers | Switch Disconnector | S-SW. FUSIBLE INDOOR 600V 3P 60A | 2087290 | H362 | SCHNEIDER ELECTRIC | 17300 | https://pim-kvc.soneparsea.com:3443/PictureServer/default.aspx/schneider-h362_Image1.JPG?A3889C9397807479A2A1C7A8BAA5959DB4AAC672BA6A6666AF8EC1A6B99C61629A959B | https://pim-kvc.soneparsea.com:3443/PictureServer/default.aspx/squared-h362.pdf?81788B76AEAAA1A9B1B7B9A97F9F636A8273C4A9B8 | S-SW. FUSIBLE INDOOR 600V 3P 60A | Heavy Duty Safety Switches designed to be tough, reliable and provide exceptional performance in the most grueling conditions. Play a crucial role in today’s commercial and industrial settings, isolate power in daily activities, provide an effective way to interrupt power in an emergency, provide lockout on sight disconnect. | Max. rated operation voltage Ue AC | 600V
| 10 | Circuit Breakers and Fuses | Circuit Breakers | Switch Disconnector | S-SW. FUSIBLE INDOOR 600V 3P 60A | 2087290 | H362 | SCHNEIDER ELECTRIC | 17300 | https://pim-kvc.soneparsea.com:3443/PictureServer/default.aspx/schneider-h362_Image1.JPG?A3889C9397807479A2A1C7A8BAA5959DB4AAC672BA6A6666AF8EC1A6B99C61629A959B | https://pim-kvc.soneparsea.com:3443/PictureServer/default.aspx/squared-h362.pdf?81788B76AEAAA1A9B1B7B9A97F9F636A8273C4A9B8 | S-SW. FUSIBLE INDOOR 600V 3P 60A | Heavy Duty Safety Switches designed to be tough, reliable and provide exceptional performance in the most grueling conditions. Play a crucial role in today’s commercial and industrial settings, isolate power in daily activities, provide an effective way to interrupt power in an emergency, provide lockout on sight disconnect. | Rated insulation voltage Ui | 600V
| 10 | Circuit Breakers and Fuses | Circuit Breakers | Switch Disconnector | S-SW. FUSIBLE INDOOR 600V 3P 60A | 2087290 | H362 | SCHNEIDER ELECTRIC | 17300 | https://pim-kvc.soneparsea.com:3443/PictureServer/default.aspx/schneider-h362_Image1.JPG?A3889C9397807479A2A1C7A8BAA5959DB4AAC672BA6A6666AF8EC1A6B99C61629A959B | https://pim-kvc.soneparsea.com:3443/PictureServer/default.aspx/squared-h362.pdf?81788B76AEAAA1A9B1B7B9A97F9F636A8273C4A9B8 | S-SW. FUSIBLE INDOOR 600V 3P 60A | Heavy Duty Safety Switches designed to be tough, reliable and provide exceptional performance in the most grueling conditions. Play a crucial role in today’s commercial and industrial settings, isolate power in daily activities, provide an effective way to interrupt power in an emergency, provide lockout on sight disconnect. | Construction size fuse inserts | Other
| 11 | Circuit Breakers and Fuses | Circuit Breakers | Switch Disconnector | S-SW. FUSIBLE OUTDOOR 600V 3P 60A | 2087291 | H362RB | SCHNEIDER ELECTRIC | 26100 | https://pim-kvc.soneparsea.com:3443/PictureServer/default.aspx/schneider-h362rb_Image2.jpg?A3889C9397807479A2A1C7A8BAA5959DB4AAC672BA6A6666C2A7B38EBF9897998273BEB5B9 | https://pim-kvc.soneparsea.com:3443/PictureServer/default.aspx/squared-h362rb.pdf?81788B76AEAAA1A9B1B7B9A97F9F636A82B7B673C29B96 | S-SW. FUSIBLE OUTDOOR 600V 3P 60A | Heavy Duty Safety Switches designed to be tough, reliable and provide exceptional performance in the most grueling conditions. Play a crucial role in today’s commercial and industrial settings, isolate power in daily activities, provide an effective way to interrupt power in an emergency, provide lockout on sight disconnect. | Number of poles | 3
| 11 | Circuit Breakers and Fuses | Circuit Breakers | Switch Disconnector | S-SW. FUSIBLE OUTDOOR 600V 3P 60A | 2087291 | H362RB | SCHNEIDER ELECTRIC | 26100 | https://pim-kvc.soneparsea.com:3443/PictureServer/default.aspx/schneider-h362rb_Image2.jpg?A3889C9397807479A2A1C7A8BAA5959DB4AAC672BA6A6666C2A7B38EBF9897998273BEB5B9 | https://pim-kvc.soneparsea.com:3443/PictureServer/default.aspx/squared-h362rb.pdf?81788B76AEAAA1A9B1B7B9A97F9F636A82B7B673C29B96 | S-SW. FUSIBLE OUTDOOR 600V 3P 60A | Heavy Duty Safety Switches designed to be tough, reliable and provide exceptional performance in the most grueling conditions. Play a crucial role in today’s commercial and industrial settings, isolate power in daily activities, provide an effective way to interrupt power in an emergency, provide lockout on sight disconnect. | Rated operation current Ie | 60A
| 11 | Circuit Breakers and Fuses | Circuit Breakers | Switch Disconnector | S-SW. FUSIBLE OUTDOOR 600V 3P 60A | 2087291 | H362RB | SCHNEIDER ELECTRIC | 26100 | https://pim-kvc.soneparsea.com:3443/PictureServer/default.aspx/schneider-h362rb_Image2.jpg?A3889C9397807479A2A1C7A8BAA5959DB4AAC672BA6A6666C2A7B38EBF9897998273BEB5B9 | https://pim-kvc.soneparsea.com:3443/PictureServer/default.aspx/squared-h362rb.pdf?81788B76AEAAA1A9B1B7B9A97F9F636A82B7B673C29B96 | S-SW. FUSIBLE OUTDOOR 600V 3P 60A | Heavy Duty Safety Switches designed to be tough, reliable and provide exceptional performance in the most grueling conditions. Play a crucial role in today’s commercial and industrial settings, isolate power in daily activities, provide an effective way to interrupt power in an emergency, provide lockout on sight disconnect. | Max. rated operation voltage Ue AC | 600V
| 11 | Circuit Breakers and Fuses | Circuit Breakers | Switch Disconnector | S-SW. FUSIBLE OUTDOOR 600V 3P 60A | 2087291 | H362RB | SCHNEIDER ELECTRIC | 26100 | https://pim-kvc.soneparsea.com:3443/PictureServer/default.aspx/schneider-h362rb_Image2.jpg?A3889C9397807479A2A1C7A8BAA5959DB4AAC672BA6A6666C2A7B38EBF9897998273BEB5B9 | https://pim-kvc.soneparsea.com:3443/PictureServer/default.aspx/squared-h362rb.pdf?81788B76AEAAA1A9B1B7B9A97F9F636A82B7B673C29B96 | S-SW. FUSIBLE OUTDOOR 600V 3P 60A | Heavy Duty Safety Switches designed to be tough, reliable and provide exceptional performance in the most grueling conditions. Play a crucial role in today’s commercial and industrial settings, isolate power in daily activities, provide an effective way to interrupt power in an emergency, provide lockout on sight disconnect. | Rated insulation voltage Ui | 600V
| 11 | Circuit Breakers and Fuses | Circuit Breakers | Switch Disconnector | S-SW. FUSIBLE OUTDOOR 600V 3P 60A | 2087291 | H362RB | SCHNEIDER ELECTRIC | 26100 | https://pim-kvc.soneparsea.com:3443/PictureServer/default.aspx/schneider-h362rb_Image2.jpg?A3889C9397807479A2A1C7A8BAA5959DB4AAC672BA6A6666C2A7B38EBF9897998273BEB5B9 | https://pim-kvc.soneparsea.com:3443/PictureServer/default.aspx/squared-h362rb.pdf?81788B76AEAAA1A9B1B7B9A97F9F636A82B7B673C29B96 | S-SW. FUSIBLE OUTDOOR 600V 3P 60A | Heavy Duty Safety Switches designed to be tough, reliable and provide exceptional performance in the most grueling conditions. Play a crucial role in today’s commercial and industrial settings, isolate power in daily activities, provide an effective way to interrupt power in an emergency, provide lockout on sight disconnect. | Construction size fuse inserts | Other
| 12 | Circuit Breakers and Fuses | Circuit Breakers | Switch Disconnector | S-SW. FUSIBLE INDOOR 600V 3P 100A | 2087292 | H363 | SCHNEIDER ELECTRIC | 30100 | https://pim-kvc.soneparsea.com:3443/PictureServer/default.aspx/schneider-h363_Image1.JPG?A3889C9397807479A2A1C7A8BAA5959DB4AAC672BA6A6667AF8EC1A6B99C61629A959B | https://pim-kvc.soneparsea.com:3443/PictureServer/default.aspx/squared-h363.pdf?81788B76AEAAA1A9B1B7B9A97F9F636A8373C4A9B8 | S-SW. FUSIBLE INDOOR 600V 3P 100A | Heavy Duty Safety Switches designed to be tough, reliable and provide exceptional performance in the most grueling conditions. Play a crucial role in today’s commercial and industrial settings, isolate power in daily activities, provide an effective way to interrupt power in an emergency, provide lockout on sight disconnect. | Number of poles | 3
| 12 | Circuit Breakers and Fuses | Circuit Breakers | Switch Disconnector | S-SW. FUSIBLE INDOOR 600V 3P 100A | 2087292 | H363 | SCHNEIDER ELECTRIC | 30100 | https://pim-kvc.soneparsea.com:3443/PictureServer/default.aspx/schneider-h363_Image1.JPG?A3889C9397807479A2A1C7A8BAA5959DB4AAC672BA6A6667AF8EC1A6B99C61629A959B | https://pim-kvc.soneparsea.com:3443/PictureServer/default.aspx/squared-h363.pdf?81788B76AEAAA1A9B1B7B9A97F9F636A8373C4A9B8 | S-SW. FUSIBLE INDOOR 600V 3P 100A | Heavy Duty Safety Switches designed to be tough, reliable and provide exceptional performance in the most grueling conditions. Play a crucial role in today’s commercial and industrial settings, isolate power in daily activities, provide an effective way to interrupt power in an emergency, provide lockout on sight disconnect. | Rated operation current Ie | 100A
| 12 | Circuit Breakers and Fuses | Circuit Breakers | Switch Disconnector | S-SW. FUSIBLE INDOOR 600V 3P 100A | 2087292 | H363 | SCHNEIDER ELECTRIC | 30100 | https://pim-kvc.soneparsea.com:3443/PictureServer/default.aspx/schneider-h363_Image1.JPG?A3889C9397807479A2A1C7A8BAA5959DB4AAC672BA6A6667AF8EC1A6B99C61629A959B | https://pim-kvc.soneparsea.com:3443/PictureServer/default.aspx/squared-h363.pdf?81788B76AEAAA1A9B1B7B9A97F9F636A8373C4A9B8 | S-SW. FUSIBLE INDOOR 600V 3P 100A | Heavy Duty Safety Switches designed to be tough, reliable and provide exceptional performance in the most grueling conditions. Play a crucial role in today’s commercial and industrial settings, isolate power in daily activities, provide an effective way to interrupt power in an emergency, provide lockout on sight disconnect. | Max. rated operation voltage Ue AC | 600V
| 12 | Circuit Breakers and Fuses | Circuit Breakers | Switch Disconnector | S-SW. FUSIBLE INDOOR 600V 3P 100A | 2087292 | H363 | SCHNEIDER ELECTRIC | 30100 | https://pim-kvc.soneparsea.com:3443/PictureServer/default.aspx/schneider-h363_Image1.JPG?A3889C9397807479A2A1C7A8BAA5959DB4AAC672BA6A6667AF8EC1A6B99C61629A959B | https://pim-kvc.soneparsea.com:3443/PictureServer/default.aspx/squared-h363.pdf?81788B76AEAAA1A9B1B7B9A97F9F636A8373C4A9B8 | S-SW. FUSIBLE INDOOR 600V 3P 100A | Heavy Duty Safety Switches designed to be tough, reliable and provide exceptional performance in the most grueling conditions. Play a crucial role in today’s commercial and industrial settings, isolate power in daily activities, provide an effective way to interrupt power in an emergency, provide lockout on sight disconnect. | Rated insulation voltage Ui | 600V
| 12 | Circuit Breakers and Fuses | Circuit Breakers | Switch Disconnector | S-SW. FUSIBLE INDOOR 600V 3P 100A | 2087292 | H363 | SCHNEIDER ELECTRIC | 30100 | https://pim-kvc.soneparsea.com:3443/PictureServer/default.aspx/schneider-h363_Image1.JPG?A3889C9397807479A2A1C7A8BAA5959DB4AAC672BA6A6667AF8EC1A6B99C61629A959B | https://pim-kvc.soneparsea.com:3443/PictureServer/default.aspx/squared-h363.pdf?81788B76AEAAA1A9B1B7B9A97F9F636A8373C4A9B8 | S-SW. FUSIBLE INDOOR 600V 3P 100A | Heavy Duty Safety Switches designed to be tough, reliable and provide exceptional performance in the most grueling conditions. Play a crucial role in today’s commercial and industrial settings, isolate power in daily activities, provide an effective way to interrupt power in an emergency, provide lockout on sight disconnect. | Construction size fuse inserts | Other
| 13 | Circuit Breakers and Fuses | Circuit Breakers | Switch Disconnector | S-SW. FUSIBLE OUTDOOR 600V 3P 100A | 2087293 | H363RB | SCHNEIDER ELECTRIC | 41000 | https://pim-kvc.soneparsea.com:3443/PictureServer/default.aspx/schneider-h363rb_Image1.JPG?A3889C9397807479A2A1C7A8BAA5959DB4AAC672BA6A6667C2A7B38EBF98979981739E9599 | https://pim-kvc.soneparsea.com:3443/PictureServer/default.aspx/squared-h363rb.pdf?81788B76AEAAA1A9B1B7B9A97F9F636A83B7B673C29B96 | S-SW. FUSIBLE OUTDOOR 600V 3P 100A | Heavy Duty Safety Switches designed to be tough, reliable and provide exceptional performance in the most grueling conditions. Play a crucial role in today’s commercial and industrial settings, isolate power in daily activities, provide an effective way to interrupt power in an emergency, provide lockout on sight disconnect. | Number of poles | 3
| 13 | Circuit Breakers and Fuses | Circuit Breakers | Switch Disconnector | S-SW. FUSIBLE OUTDOOR 600V 3P 100A | 2087293 | H363RB | SCHNEIDER ELECTRIC | 41000 | https://pim-kvc.soneparsea.com:3443/PictureServer/default.aspx/schneider-h363rb_Image1.JPG?A3889C9397807479A2A1C7A8BAA5959DB4AAC672BA6A6667C2A7B38EBF98979981739E9599 | https://pim-kvc.soneparsea.com:3443/PictureServer/default.aspx/squared-h363rb.pdf?81788B76AEAAA1A9B1B7B9A97F9F636A83B7B673C29B96 | S-SW. FUSIBLE OUTDOOR 600V 3P 100A | Heavy Duty Safety Switches designed to be tough, reliable and provide exceptional performance in the most grueling conditions. Play a crucial role in today’s commercial and industrial settings, isolate power in daily activities, provide an effective way to interrupt power in an emergency, provide lockout on sight disconnect. | Rated operation current Ie | 100A
| 13 | Circuit Breakers and Fuses | Circuit Breakers | Switch Disconnector | S-SW. FUSIBLE OUTDOOR 600V 3P 100A | 2087293 | H363RB | SCHNEIDER ELECTRIC | 41000 | https://pim-kvc.soneparsea.com:3443/PictureServer/default.aspx/schneider-h363rb_Image1.JPG?A3889C9397807479A2A1C7A8BAA5959DB4AAC672BA6A6667C2A7B38EBF98979981739E9599 | https://pim-kvc.soneparsea.com:3443/PictureServer/default.aspx/squared-h363rb.pdf?81788B76AEAAA1A9B1B7B9A97F9F636A83B7B673C29B96 | S-SW. FUSIBLE OUTDOOR 600V 3P 100A | Heavy Duty Safety Switches designed to be tough, reliable and provide exceptional performance in the most grueling conditions. Play a crucial role in today’s commercial and industrial settings, isolate power in daily activities, provide an effective way to interrupt power in an emergency, provide lockout on sight disconnect. | Max. rated operation voltage Ue AC | 600V
| 13 | Circuit Breakers and Fuses | Circuit Breakers | Switch Disconnector | S-SW. FUSIBLE OUTDOOR 600V 3P 100A | 2087293 | H363RB | SCHNEIDER ELECTRIC | 41000 | https://pim-kvc.soneparsea.com:3443/PictureServer/default.aspx/schneider-h363rb_Image1.JPG?A3889C9397807479A2A1C7A8BAA5959DB4AAC672BA6A6667C2A7B38EBF98979981739E9599 | https://pim-kvc.soneparsea.com:3443/PictureServer/default.aspx/squared-h363rb.pdf?81788B76AEAAA1A9B1B7B9A97F9F636A83B7B673C29B96 | S-SW. FUSIBLE OUTDOOR 600V 3P 100A | Heavy Duty Safety Switches designed to be tough, reliable and provide exceptional performance in the most grueling conditions. Play a crucial role in today’s commercial and industrial settings, isolate power in daily activities, provide an effective way to interrupt power in an emergency, provide lockout on sight disconnect. | Rated insulation voltage Ui | 600V
| 13 | Circuit Breakers and Fuses | Circuit Breakers | Switch Disconnector | S-SW. FUSIBLE OUTDOOR 600V 3P 100A | 2087293 | H363RB | SCHNEIDER ELECTRIC | 41000 | https://pim-kvc.soneparsea.com:3443/PictureServer/default.aspx/schneider-h363rb_Image1.JPG?A3889C9397807479A2A1C7A8BAA5959DB4AAC672BA6A6667C2A7B38EBF98979981739E9599 | https://pim-kvc.soneparsea.com:3443/PictureServer/default.aspx/squared-h363rb.pdf?81788B76AEAAA1A9B1B7B9A97F9F636A83B7B673C29B96 | S-SW. FUSIBLE OUTDOOR 600V 3P 100A | Heavy Duty Safety Switches designed to be tough, reliable and provide exceptional performance in the most grueling conditions. Play a crucial role in today’s commercial and industrial settings, isolate power in daily activities, provide an effective way to interrupt power in an emergency, provide lockout on sight disconnect. | Construction size fuse inserts | Other
| 14 | Circuit Breakers and Fuses | Circuit Breakers | Switch Disconnector | S-SW. FUSIBLE INDOOR 600V 3P 200A | 2087294 | H364 | SCHNEIDER ELECTRIC | 48100 | https://pim-kvc.soneparsea.com:3443/PictureServer/default.aspx/squared-h364_large.jpg?81788B76AEAAA1A9B1B7B9A97F9F636A84A4C0A6C49E9562BAB5BB | https://pim-kvc.soneparsea.com:3443/PictureServer/default.aspx/squared-h364.pdf?81788B76AEAAA1A9B1B7B9A97F9F636A8473C4A9B8 | S-SW. FUSIBLE INDOOR 600V 3P 200A | Heavy Duty Safety Switches may be used as a means for disconnecting a load from its supply, or for opening and closing a circuit. When equipped with fuses, overload and short circuit protection are also provided. Visible blade heavy duty switch is designed for application where maximum performance and continuity of service is required. All heavy duty switches feature quick make, quick break operating mechanism, a dual cover interlock, and a color coded indicator handle. | Number of poles | 3
| 14 | Circuit Breakers and Fuses | Circuit Breakers | Switch Disconnector | S-SW. FUSIBLE INDOOR 600V 3P 200A | 2087294 | H364 | SCHNEIDER ELECTRIC | 48100 | https://pim-kvc.soneparsea.com:3443/PictureServer/default.aspx/squared-h364_large.jpg?81788B76AEAAA1A9B1B7B9A97F9F636A84A4C0A6C49E9562BAB5BB | https://pim-kvc.soneparsea.com:3443/PictureServer/default.aspx/squared-h364.pdf?81788B76AEAAA1A9B1B7B9A97F9F636A8473C4A9B8 | S-SW. FUSIBLE INDOOR 600V 3P 200A | Heavy Duty Safety Switches may be used as a means for disconnecting a load from its supply, or for opening and closing a circuit. When equipped with fuses, overload and short circuit protection are also provided. Visible blade heavy duty switch is designed for application where maximum performance and continuity of service is required. All heavy duty switches feature quick make, quick break operating mechanism, a dual cover interlock, and a color coded indicator handle. | Rated operation current Ie | 200A
| 14 | Circuit Breakers and Fuses | Circuit Breakers | Switch Disconnector | S-SW. FUSIBLE INDOOR 600V 3P 200A | 2087294 | H364 | SCHNEIDER ELECTRIC | 48100 | https://pim-kvc.soneparsea.com:3443/PictureServer/default.aspx/squared-h364_large.jpg?81788B76AEAAA1A9B1B7B9A97F9F636A84A4C0A6C49E9562BAB5BB | https://pim-kvc.soneparsea.com:3443/PictureServer/default.aspx/squared-h364.pdf?81788B76AEAAA1A9B1B7B9A97F9F636A8473C4A9B8 | S-SW. FUSIBLE INDOOR 600V 3P 200A | Heavy Duty Safety Switches may be used as a means for disconnecting a load from its supply, or for opening and closing a circuit. When equipped with fuses, overload and short circuit protection are also provided. Visible blade heavy duty switch is designed for application where maximum performance and continuity of service is required. All heavy duty switches feature quick make, quick break operating mechanism, a dual cover interlock, and a color coded indicator handle. | Max. rated operation voltage Ue AC | 600V
| 14 | Circuit Breakers and Fuses | Circuit Breakers | Switch Disconnector | S-SW. FUSIBLE INDOOR 600V 3P 200A | 2087294 | H364 | SCHNEIDER ELECTRIC | 48100 | https://pim-kvc.soneparsea.com:3443/PictureServer/default.aspx/squared-h364_large.jpg?81788B76AEAAA1A9B1B7B9A97F9F636A84A4C0A6C49E9562BAB5BB | https://pim-kvc.soneparsea.com:3443/PictureServer/default.aspx/squared-h364.pdf?81788B76AEAAA1A9B1B7B9A97F9F636A8473C4A9B8 | S-SW. FUSIBLE INDOOR 600V 3P 200A | Heavy Duty Safety Switches may be used as a means for disconnecting a load from its supply, or for opening and closing a circuit. When equipped with fuses, overload and short circuit protection are also provided. Visible blade heavy duty switch is designed for application where maximum performance and continuity of service is required. All heavy duty switches feature quick make, quick break operating mechanism, a dual cover interlock, and a color coded indicator handle. | Rated insulation voltage Ui | 600V
| 14 | Circuit Breakers and Fuses | Circuit Breakers | Switch Disconnector | S-SW. FUSIBLE INDOOR 600V 3P 200A | 2087294 | H364 | SCHNEIDER ELECTRIC | 48100 | https://pim-kvc.soneparsea.com:3443/PictureServer/default.aspx/squared-h364_large.jpg?81788B76AEAAA1A9B1B7B9A97F9F636A84A4C0A6C49E9562BAB5BB | https://pim-kvc.soneparsea.com:3443/PictureServer/default.aspx/squared-h364.pdf?81788B76AEAAA1A9B1B7B9A97F9F636A8473C4A9B8 | S-SW. FUSIBLE INDOOR 600V 3P 200A | Heavy Duty Safety Switches may be used as a means for disconnecting a load from its supply, or for opening and closing a circuit. When equipped with fuses, overload and short circuit protection are also provided. Visible blade heavy duty switch is designed for application where maximum performance and continuity of service is required. All heavy duty switches feature quick make, quick break operating mechanism, a dual cover interlock, and a color coded indicator handle. | Construction size fuse inserts | Other
| 15 | Circuit Breakers and Fuses | Circuit Breakers | Switch Disconnector | S-SW. FUSIBLE OUTDOOR 600V 3P 200A | 2087295 | H364RB | SCHNEIDER ELECTRIC | 53400 | https://pim-kvc.soneparsea.com:3443/PictureServer/default.aspx/schneider-h364rb_Image1.JPG?A3889C9397807479A2A1C7A8BAA5959DB4AAC672BA6A6668C2A7B38EBF98979981739E9599 | https://pim-kvc.soneparsea.com:3443/PictureServer/default.aspx/squared-h364rb.pdf?81788B76AEAAA1A9B1B7B9A97F9F636A84B7B673C29B96 | S-SW. FUSIBLE OUTDOOR 600V 3P 200A | Heavy Duty Safety Switches designed to be tough, reliable and provide exceptional performance in the most grueling conditions. Play a crucial role in today’s commercial and industrial settings, isolate power in daily activities, provide an effective way to interrupt power in an emergency, provide lockout on sight disconnect. | Number of poles | 3
| 15 | Circuit Breakers and Fuses | Circuit Breakers | Switch Disconnector | S-SW. FUSIBLE OUTDOOR 600V 3P 200A | 2087295 | H364RB | SCHNEIDER ELECTRIC | 53400 | https://pim-kvc.soneparsea.com:3443/PictureServer/default.aspx/schneider-h364rb_Image1.JPG?A3889C9397807479A2A1C7A8BAA5959DB4AAC672BA6A6668C2A7B38EBF98979981739E9599 | https://pim-kvc.soneparsea.com:3443/PictureServer/default.aspx/squared-h364rb.pdf?81788B76AEAAA1A9B1B7B9A97F9F636A84B7B673C29B96 | S-SW. FUSIBLE OUTDOOR 600V 3P 200A | Heavy Duty Safety Switches designed to be tough, reliable and provide exceptional performance in the most grueling conditions. Play a crucial role in today’s commercial and industrial settings, isolate power in daily activities, provide an effective way to interrupt power in an emergency, provide lockout on sight disconnect. | Rated operation current Ie | 200A
| 15 | Circuit Breakers and Fuses | Circuit Breakers | Switch Disconnector | S-SW. FUSIBLE OUTDOOR 600V 3P 200A | 2087295 | H364RB | SCHNEIDER ELECTRIC | 53400 | https://pim-kvc.soneparsea.com:3443/PictureServer/default.aspx/schneider-h364rb_Image1.JPG?A3889C9397807479A2A1C7A8BAA5959DB4AAC672BA6A6668C2A7B38EBF98979981739E9599 | https://pim-kvc.soneparsea.com:3443/PictureServer/default.aspx/squared-h364rb.pdf?81788B76AEAAA1A9B1B7B9A97F9F636A84B7B673C29B96 | S-SW. FUSIBLE OUTDOOR 600V 3P 200A | Heavy Duty Safety Switches designed to be tough, reliable and provide exceptional performance in the most grueling conditions. Play a crucial role in today’s commercial and industrial settings, isolate power in daily activities, provide an effective way to interrupt power in an emergency, provide lockout on sight disconnect. | Max. rated operation voltage Ue AC | 600V
| 15 | Circuit Breakers and Fuses | Circuit Breakers | Switch Disconnector | S-SW. FUSIBLE OUTDOOR 600V 3P 200A | 2087295 | H364RB | SCHNEIDER ELECTRIC | 53400 | https://pim-kvc.soneparsea.com:3443/PictureServer/default.aspx/schneider-h364rb_Image1.JPG?A3889C9397807479A2A1C7A8BAA5959DB4AAC672BA6A6668C2A7B38EBF98979981739E9599 | https://pim-kvc.soneparsea.com:3443/PictureServer/default.aspx/squared-h364rb.pdf?81788B76AEAAA1A9B1B7B9A97F9F636A84B7B673C29B96 | S-SW. FUSIBLE OUTDOOR 600V 3P 200A | Heavy Duty Safety Switches designed to be tough, reliable and provide exceptional performance in the most grueling conditions. Play a crucial role in today’s commercial and industrial settings, isolate power in daily activities, provide an effective way to interrupt power in an emergency, provide lockout on sight disconnect. | Rated insulation voltage Ui | 600V
| 15 | Circuit Breakers and Fuses | Circuit Breakers | Switch Disconnector | S-SW. FUSIBLE OUTDOOR 600V 3P 200A | 2087295 | H364RB | SCHNEIDER ELECTRIC | 53400 | https://pim-kvc.soneparsea.com:3443/PictureServer/default.aspx/schneider-h364rb_Image1.JPG?A3889C9397807479A2A1C7A8BAA5959DB4AAC672BA6A6668C2A7B38EBF98979981739E9599 | https://pim-kvc.soneparsea.com:3443/PictureServer/default.aspx/squared-h364rb.pdf?81788B76AEAAA1A9B1B7B9A97F9F636A84B7B673C29B96 | S-SW. FUSIBLE OUTDOOR 600V 3P 200A | Heavy Duty Safety Switches designed to be tough, reliable and provide exceptional performance in the most grueling conditions. Play a crucial role in today’s commercial and industrial settings, isolate power in daily activities, provide an effective way to interrupt power in an emergency, provide lockout on sight disconnect. | Construction size fuse inserts | Other
| 16 | Circuit Breakers and Fuses | Circuit Breakers | Switch Disconnector | S-SW. FUSIBLE OUTDOOR 600V 3P 400A | 2087296 | H365R | SCHNEIDER ELECTRIC | 145000 | https://pim-kvc.soneparsea.com:3443/PictureServer/default.aspx/squared-h365r_large.jpg?81788B76AEAAA1A9B1B7B9A97F9F636A85B7B3B1B3A997997EAFC4AC | https://pim-kvc.soneparsea.com:3443/PictureServer/default.aspx/squared-h365r.pdf?81788B76AEAAA1A9B1B7B9A97F9F636A85B782B5B69D | S-SW. FUSIBLE OUTDOOR 600V 3P 400A | Heavy Duty Safety Switches may be used as a means for disconnecting a load from its supply, or for opening and closing a circuit. When equipped with fuses, overload and short circuit protection are also provided. Visible blade heavy duty switch is designed for application where maximum performance and continuity of service is required. All heavy duty switches feature quick make, quick break operating mechanism, a dual cover interlock, and a color coded indicator handle. | Number of poles | 3
| 16 | Circuit Breakers and Fuses | Circuit Breakers | Switch Disconnector | S-SW. FUSIBLE OUTDOOR 600V 3P 400A | 2087296 | H365R | SCHNEIDER ELECTRIC | 145000 | https://pim-kvc.soneparsea.com:3443/PictureServer/default.aspx/squared-h365r_large.jpg?81788B76AEAAA1A9B1B7B9A97F9F636A85B7B3B1B3A997997EAFC4AC | https://pim-kvc.soneparsea.com:3443/PictureServer/default.aspx/squared-h365r.pdf?81788B76AEAAA1A9B1B7B9A97F9F636A85B782B5B69D | S-SW. FUSIBLE OUTDOOR 600V 3P 400A | Heavy Duty Safety Switches may be used as a means for disconnecting a load from its supply, or for opening and closing a circuit. When equipped with fuses, overload and short circuit protection are also provided. Visible blade heavy duty switch is designed for application where maximum performance and continuity of service is required. All heavy duty switches feature quick make, quick break operating mechanism, a dual cover interlock, and a color coded indicator handle. | Rated operation current Ie | 400A
| 16 | Circuit Breakers and Fuses | Circuit Breakers | Switch Disconnector | S-SW. FUSIBLE OUTDOOR 600V 3P 400A | 2087296 | H365R | SCHNEIDER ELECTRIC | 145000 | https://pim-kvc.soneparsea.com:3443/PictureServer/default.aspx/squared-h365r_large.jpg?81788B76AEAAA1A9B1B7B9A97F9F636A85B7B3B1B3A997997EAFC4AC | https://pim-kvc.soneparsea.com:3443/PictureServer/default.aspx/squared-h365r.pdf?81788B76AEAAA1A9B1B7B9A97F9F636A85B782B5B69D | S-SW. FUSIBLE OUTDOOR 600V 3P 400A | Heavy Duty Safety Switches may be used as a means for disconnecting a load from its supply, or for opening and closing a circuit. When equipped with fuses, overload and short circuit protection are also provided. Visible blade heavy duty switch is designed for application where maximum performance and continuity of service is required. All heavy duty switches feature quick make, quick break operating mechanism, a dual cover interlock, and a color coded indicator handle. | Max. rated operation voltage Ue AC | 600V
| 16 | Circuit Breakers and Fuses | Circuit Breakers | Switch Disconnector | S-SW. FUSIBLE OUTDOOR 600V 3P 400A | 2087296 | H365R | SCHNEIDER ELECTRIC | 145000 | https://pim-kvc.soneparsea.com:3443/PictureServer/default.aspx/squared-h365r_large.jpg?81788B76AEAAA1A9B1B7B9A97F9F636A85B7B3B1B3A997997EAFC4AC | https://pim-kvc.soneparsea.com:3443/PictureServer/default.aspx/squared-h365r.pdf?81788B76AEAAA1A9B1B7B9A97F9F636A85B782B5B69D | S-SW. FUSIBLE OUTDOOR 600V 3P 400A | Heavy Duty Safety Switches may be used as a means for disconnecting a load from its supply, or for opening and closing a circuit. When equipped with fuses, overload and short circuit protection are also provided. Visible blade heavy duty switch is designed for application where maximum performance and continuity of service is required. All heavy duty switches feature quick make, quick break operating mechanism, a dual cover interlock, and a color coded indicator handle. | Rated insulation voltage Ui | 600V
| 16 | Circuit Breakers and Fuses | Circuit Breakers | Switch Disconnector | S-SW. FUSIBLE OUTDOOR 600V 3P 400A | 2087296 | H365R | SCHNEIDER ELECTRIC | 145000 | https://pim-kvc.soneparsea.com:3443/PictureServer/default.aspx/squared-h365r_large.jpg?81788B76AEAAA1A9B1B7B9A97F9F636A85B7B3B1B3A997997EAFC4AC | https://pim-kvc.soneparsea.com:3443/PictureServer/default.aspx/squared-h365r.pdf?81788B76AEAAA1A9B1B7B9A97F9F636A85B782B5B69D | S-SW. FUSIBLE OUTDOOR 600V 3P 400A | Heavy Duty Safety Switches may be used as a means for disconnecting a load from its supply, or for opening and closing a circuit. When equipped with fuses, overload and short circuit protection are also provided. Visible blade heavy duty switch is designed for application where maximum performance and continuity of service is required. All heavy duty switches feature quick make, quick break operating mechanism, a dual cover interlock, and a color coded indicator handle. | Construction size fuse inserts | Other
| 17 | Circuit Breakers and Fuses | Circuit Breakers | Surge Protection Devices | PRD1 MASTER MODULAR SURGE ARRESTER 3P 350V WITH REPORT | 2087910 | 16362 | SCHNEIDER ELECTRIC | 36200 | https://pim-kvc.soneparsea.com:3443/PictureServer/default.aspx/schneider-mg16362_large.jpg?81788B76AEAA939CBEAABDA9B7A95DA1B7768A7888698FA0B1B7BBAA80A1A09B | https://pim-kvc.soneparsea.com:3443/PictureServer/default.aspx/schneider-mg16362.pdf?81788B76AEAA939CBEAABDA9B7A95DA1B7768A7888695EA4B4AB | PRD1 MASTER MODULAR SURGE ARRESTER 3P 350V WITH REPORT | Protection of electrical installations in all industrial and tertiary buildings against induced or conducted surges resulting from indirect lightning strokes, Applications in the residential sector, industrial and tertiary buildings. | System configuration DC | no
| 17 | Circuit Breakers and Fuses | Circuit Breakers | Surge Protection Devices | PRD1 MASTER MODULAR SURGE ARRESTER 3P 350V WITH REPORT | 2087910 | 16362 | SCHNEIDER ELECTRIC | 36200 | https://pim-kvc.soneparsea.com:3443/PictureServer/default.aspx/schneider-mg16362_large.jpg?81788B76AEAA939CBEAABDA9B7A95DA1B7768A7888698FA0B1B7BBAA80A1A09B | https://pim-kvc.soneparsea.com:3443/PictureServer/default.aspx/schneider-mg16362.pdf?81788B76AEAA939CBEAABDA9B7A95DA1B7768A7888695EA4B4AB | PRD1 MASTER MODULAR SURGE ARRESTER 3P 350V WITH REPORT | Protection of electrical installations in all industrial and tertiary buildings against induced or conducted surges resulting from indirect lightning strokes, Applications in the residential sector, industrial and tertiary buildings. | System configuration IT | no
| 17 | Circuit Breakers and Fuses | Circuit Breakers | Surge Protection Devices | PRD1 MASTER MODULAR SURGE ARRESTER 3P 350V WITH REPORT | 2087910 | 16362 | SCHNEIDER ELECTRIC | 36200 | https://pim-kvc.soneparsea.com:3443/PictureServer/default.aspx/schneider-mg16362_large.jpg?81788B76AEAA939CBEAABDA9B7A95DA1B7768A7888698FA0B1B7BBAA80A1A09B | https://pim-kvc.soneparsea.com:3443/PictureServer/default.aspx/schneider-mg16362.pdf?81788B76AEAA939CBEAABDA9B7A95DA1B7768A7888695EA4B4AB | PRD1 MASTER MODULAR SURGE ARRESTER 3P 350V WITH REPORT | Protection of electrical installations in all industrial and tertiary buildings against induced or conducted surges resulting from indirect lightning strokes, Applications in the residential sector, industrial and tertiary buildings. | System configuration TN | no
| 17 | Circuit Breakers and Fuses | Circuit Breakers | Surge Protection Devices | PRD1 MASTER MODULAR SURGE ARRESTER 3P 350V WITH REPORT | 2087910 | 16362 | SCHNEIDER ELECTRIC | 36200 | https://pim-kvc.soneparsea.com:3443/PictureServer/default.aspx/schneider-mg16362_large.jpg?81788B76AEAA939CBEAABDA9B7A95DA1B7768A7888698FA0B1B7BBAA80A1A09B | https://pim-kvc.soneparsea.com:3443/PictureServer/default.aspx/schneider-mg16362.pdf?81788B76AEAA939CBEAABDA9B7A95DA1B7768A7888695EA4B4AB | PRD1 MASTER MODULAR SURGE ARRESTER 3P 350V WITH REPORT | Protection of electrical installations in all industrial and tertiary buildings against induced or conducted surges resulting from indirect lightning strokes, Applications in the residential sector, industrial and tertiary buildings. | System configuration TN-C | yes
| 17 | Circuit Breakers and Fuses | Circuit Breakers | Surge Protection Devices | PRD1 MASTER MODULAR SURGE ARRESTER 3P 350V WITH REPORT | 2087910 | 16362 | SCHNEIDER ELECTRIC | 36200 | https://pim-kvc.soneparsea.com:3443/PictureServer/default.aspx/schneider-mg16362_large.jpg?81788B76AEAA939CBEAABDA9B7A95DA1B7768A7888698FA0B1B7BBAA80A1A09B | https://pim-kvc.soneparsea.com:3443/PictureServer/default.aspx/schneider-mg16362.pdf?81788B76AEAA939CBEAABDA9B7A95DA1B7768A7888695EA4B4AB | PRD1 MASTER MODULAR SURGE ARRESTER 3P 350V WITH REPORT | Protection of electrical installations in all industrial and tertiary buildings against induced or conducted surges resulting from indirect lightning strokes, Applications in the residential sector, industrial and tertiary buildings. | System configuration TN-C-S | no
| 17 | Circuit Breakers and Fuses | Circuit Breakers | Surge Protection Devices | PRD1 MASTER MODULAR SURGE ARRESTER 3P 350V WITH REPORT | 2087910 | 16362 | SCHNEIDER ELECTRIC | 36200 | https://pim-kvc.soneparsea.com:3443/PictureServer/default.aspx/schneider-mg16362_large.jpg?81788B76AEAA939CBEAABDA9B7A95DA1B7768A7888698FA0B1B7BBAA80A1A09B | https://pim-kvc.soneparsea.com:3443/PictureServer/default.aspx/schneider-mg16362.pdf?81788B76AEAA939CBEAABDA9B7A95DA1B7768A7888695EA4B4AB | PRD1 MASTER MODULAR SURGE ARRESTER 3P 350V WITH REPORT | Protection of electrical installations in all industrial and tertiary buildings against induced or conducted surges resulting from indirect lightning strokes, Applications in the residential sector, industrial and tertiary buildings. | System configuration TN-S | no
| 17 | Circuit Breakers and Fuses | Circuit Breakers | Surge Protection Devices | PRD1 MASTER MODULAR SURGE ARRESTER 3P 350V WITH REPORT | 2087910 | 16362 | SCHNEIDER ELECTRIC | 36200 | https://pim-kvc.soneparsea.com:3443/PictureServer/default.aspx/schneider-mg16362_large.jpg?81788B76AEAA939CBEAABDA9B7A95DA1B7768A7888698FA0B1B7BBAA80A1A09B | https://pim-kvc.soneparsea.com:3443/PictureServer/default.aspx/schneider-mg16362.pdf?81788B76AEAA939CBEAABDA9B7A95DA1B7768A7888695EA4B4AB | PRD1 MASTER MODULAR SURGE ARRESTER 3P 350V WITH REPORT | Protection of electrical installations in all industrial and tertiary buildings against induced or conducted surges resulting from indirect lightning strokes, Applications in the residential sector, industrial and tertiary buildings. | System configuration TT | no
| 17 | Circuit Breakers and Fuses | Circuit Breakers | Surge Protection Devices | PRD1 MASTER MODULAR SURGE ARRESTER 3P 350V WITH REPORT | 2087910 | 16362 | SCHNEIDER ELECTRIC | 36200 | https://pim-kvc.soneparsea.com:3443/PictureServer/default.aspx/schneider-mg16362_large.jpg?81788B76AEAA939CBEAABDA9B7A95DA1B7768A7888698FA0B1B7BBAA80A1A09B | https://pim-kvc.soneparsea.com:3443/PictureServer/default.aspx/schneider-mg16362.pdf?81788B76AEAA939CBEAABDA9B7A95DA1B7768A7888695EA4B4AB | PRD1 MASTER MODULAR SURGE ARRESTER 3P 350V WITH REPORT | Protection of electrical installations in all industrial and tertiary buildings against induced or conducted surges resulting from indirect lightning strokes, Applications in the residential sector, industrial and tertiary buildings. | System configuration other | no
| 17 | Circuit Breakers and Fuses | Circuit Breakers | Surge Protection Devices | PRD1 MASTER MODULAR SURGE ARRESTER 3P 350V WITH REPORT | 2087910 | 16362 | SCHNEIDER ELECTRIC | 36200 | https://pim-kvc.soneparsea.com:3443/PictureServer/default.aspx/schneider-mg16362_large.jpg?81788B76AEAA939CBEAABDA9B7A95DA1B7768A7888698FA0B1B7BBAA80A1A09B | https://pim-kvc.soneparsea.com:3443/PictureServer/default.aspx/schneider-mg16362.pdf?81788B76AEAA939CBEAABDA9B7A95DA1B7768A7888695EA4B4AB | PRD1 MASTER MODULAR SURGE ARRESTER 3P 350V WITH REPORT | Protection of electrical installations in all industrial and tertiary buildings against induced or conducted surges resulting from indirect lightning strokes, Applications in the residential sector, industrial and tertiary buildings. | Number of conductors (without earthing) | 3
| 17 | Circuit Breakers and Fuses | Circuit Breakers | Surge Protection Devices | PRD1 MASTER MODULAR SURGE ARRESTER 3P 350V WITH REPORT | 2087910 | 16362 | SCHNEIDER ELECTRIC | 36200 | https://pim-kvc.soneparsea.com:3443/PictureServer/default.aspx/schneider-mg16362_large.jpg?81788B76AEAA939CBEAABDA9B7A95DA1B7768A7888698FA0B1B7BBAA80A1A09B | https://pim-kvc.soneparsea.com:3443/PictureServer/default.aspx/schneider-mg16362.pdf?81788B76AEAA939CBEAABDA9B7A95DA1B7768A7888695EA4B4AB | PRD1 MASTER MODULAR SURGE ARRESTER 3P 350V WITH REPORT | Protection of electrical installations in all industrial and tertiary buildings against induced or conducted surges resulting from indirect lightning strokes, Applications in the residential sector, industrial and tertiary buildings. | Nominal discharge surge current (8/20) | 25kA
| 17 | Circuit Breakers and Fuses | Circuit Breakers | Surge Protection Devices | PRD1 MASTER MODULAR SURGE ARRESTER 3P 350V WITH REPORT | 2087910 | 16362 | SCHNEIDER ELECTRIC | 36200 | https://pim-kvc.soneparsea.com:3443/PictureServer/default.aspx/schneider-mg16362_large.jpg?81788B76AEAA939CBEAABDA9B7A95DA1B7768A7888698FA0B1B7BBAA80A1A09B | https://pim-kvc.soneparsea.com:3443/PictureServer/default.aspx/schneider-mg16362.pdf?81788B76AEAA939CBEAABDA9B7A95DA1B7768A7888695EA4B4AB | PRD1 MASTER MODULAR SURGE ARRESTER 3P 350V WITH REPORT | Protection of electrical installations in all industrial and tertiary buildings against induced or conducted surges resulting from indirect lightning strokes, Applications in the residential sector, industrial and tertiary buildings. | Max. discharge surge current (8/20) | 50kA
| 17 | Circuit Breakers and Fuses | Circuit Breakers | Surge Protection Devices | PRD1 MASTER MODULAR SURGE ARRESTER 3P 350V WITH REPORT | 2087910 | 16362 | SCHNEIDER ELECTRIC | 36200 | https://pim-kvc.soneparsea.com:3443/PictureServer/default.aspx/schneider-mg16362_large.jpg?81788B76AEAA939CBEAABDA9B7A95DA1B7768A7888698FA0B1B7BBAA80A1A09B | https://pim-kvc.soneparsea.com:3443/PictureServer/default.aspx/schneider-mg16362.pdf?81788B76AEAA939CBEAABDA9B7A95DA1B7768A7888695EA4B4AB | PRD1 MASTER MODULAR SURGE ARRESTER 3P 350V WITH REPORT | Protection of electrical installations in all industrial and tertiary buildings against induced or conducted surges resulting from indirect lightning strokes, Applications in the residential sector, industrial and tertiary buildings. | Nominal voltage AC | 400V
| 17 | Circuit Breakers and Fuses | Circuit Breakers | Surge Protection Devices | PRD1 MASTER MODULAR SURGE ARRESTER 3P 350V WITH REPORT | 2087910 | 16362 | SCHNEIDER ELECTRIC | 36200 | https://pim-kvc.soneparsea.com:3443/PictureServer/default.aspx/schneider-mg16362_large.jpg?81788B76AEAA939CBEAABDA9B7A95DA1B7768A7888698FA0B1B7BBAA80A1A09B | https://pim-kvc.soneparsea.com:3443/PictureServer/default.aspx/schneider-mg16362.pdf?81788B76AEAA939CBEAABDA9B7A95DA1B7768A7888695EA4B4AB | PRD1 MASTER MODULAR SURGE ARRESTER 3P 350V WITH REPORT | Protection of electrical installations in all industrial and tertiary buildings against induced or conducted surges resulting from indirect lightning strokes, Applications in the residential sector, industrial and tertiary buildings. | Nominal voltage DC | 0V
| 17 | Circuit Breakers and Fuses | Circuit Breakers | Surge Protection Devices | PRD1 MASTER MODULAR SURGE ARRESTER 3P 350V WITH REPORT | 2087910 | 16362 | SCHNEIDER ELECTRIC | 36200 | https://pim-kvc.soneparsea.com:3443/PictureServer/default.aspx/schneider-mg16362_large.jpg?81788B76AEAA939CBEAABDA9B7A95DA1B7768A7888698FA0B1B7BBAA80A1A09B | https://pim-kvc.soneparsea.com:3443/PictureServer/default.aspx/schneider-mg16362.pdf?81788B76AEAA939CBEAABDA9B7A95DA1B7768A7888695EA4B4AB | PRD1 MASTER MODULAR SURGE ARRESTER 3P 350V WITH REPORT | Protection of electrical installations in all industrial and tertiary buildings against induced or conducted surges resulting from indirect lightning strokes, Applications in the residential sector, industrial and tertiary buildings. | Max. continuous voltage AC | 350V
| 17 | Circuit Breakers and Fuses | Circuit Breakers | Surge Protection Devices | PRD1 MASTER MODULAR SURGE ARRESTER 3P 350V WITH REPORT | 2087910 | 16362 | SCHNEIDER ELECTRIC | 36200 | https://pim-kvc.soneparsea.com:3443/PictureServer/default.aspx/schneider-mg16362_large.jpg?81788B76AEAA939CBEAABDA9B7A95DA1B7768A7888698FA0B1B7BBAA80A1A09B | https://pim-kvc.soneparsea.com:3443/PictureServer/default.aspx/schneider-mg16362.pdf?81788B76AEAA939CBEAABDA9B7A95DA1B7768A7888695EA4B4AB | PRD1 MASTER MODULAR SURGE ARRESTER 3P 350V WITH REPORT | Protection of electrical installations in all industrial and tertiary buildings against induced or conducted surges resulting from indirect lightning strokes, Applications in the residential sector, industrial and tertiary buildings. | Max. continuous voltage DC | 0V
| 17 | Circuit Breakers and Fuses | Circuit Breakers | Surge Protection Devices | PRD1 MASTER MODULAR SURGE ARRESTER 3P 350V WITH REPORT | 2087910 | 16362 | SCHNEIDER ELECTRIC | 36200 | https://pim-kvc.soneparsea.com:3443/PictureServer/default.aspx/schneider-mg16362_large.jpg?81788B76AEAA939CBEAABDA9B7A95DA1B7768A7888698FA0B1B7BBAA80A1A09B | https://pim-kvc.soneparsea.com:3443/PictureServer/default.aspx/schneider-mg16362.pdf?81788B76AEAA939CBEAABDA9B7A95DA1B7768A7888695EA4B4AB | PRD1 MASTER MODULAR SURGE ARRESTER 3P 350V WITH REPORT | Protection of electrical installations in all industrial and tertiary buildings against induced or conducted surges resulting from indirect lightning strokes, Applications in the residential sector, industrial and tertiary buildings. | Max. PV-voltage | 0V
| 17 | Circuit Breakers and Fuses | Circuit Breakers | Surge Protection Devices | PRD1 MASTER MODULAR SURGE ARRESTER 3P 350V WITH REPORT | 2087910 | 16362 | SCHNEIDER ELECTRIC | 36200 | https://pim-kvc.soneparsea.com:3443/PictureServer/default.aspx/schneider-mg16362_large.jpg?81788B76AEAA939CBEAABDA9B7A95DA1B7768A7888698FA0B1B7BBAA80A1A09B | https://pim-kvc.soneparsea.com:3443/PictureServer/default.aspx/schneider-mg16362.pdf?81788B76AEAA939CBEAABDA9B7A95DA1B7768A7888695EA4B4AB | PRD1 MASTER MODULAR SURGE ARRESTER 3P 350V WITH REPORT | Protection of electrical installations in all industrial and tertiary buildings against induced or conducted surges resulting from indirect lightning strokes, Applications in the residential sector, industrial and tertiary buildings. | Voltage protection level | 1.5kV
| 17 | Circuit Breakers and Fuses | Circuit Breakers | Surge Protection Devices | PRD1 MASTER MODULAR SURGE ARRESTER 3P 350V WITH REPORT | 2087910 | 16362 | SCHNEIDER ELECTRIC | 36200 | https://pim-kvc.soneparsea.com:3443/PictureServer/default.aspx/schneider-mg16362_large.jpg?81788B76AEAA939CBEAABDA9B7A95DA1B7768A7888698FA0B1B7BBAA80A1A09B | https://pim-kvc.soneparsea.com:3443/PictureServer/default.aspx/schneider-mg16362.pdf?81788B76AEAA939CBEAABDA9B7A95DA1B7768A7888695EA4B4AB | PRD1 MASTER MODULAR SURGE ARRESTER 3P 350V WITH REPORT | Protection of electrical installations in all industrial and tertiary buildings against induced or conducted surges resulting from indirect lightning strokes, Applications in the residential sector, industrial and tertiary buildings. | Voltage protection level L-N | 0kV
| 17 | Circuit Breakers and Fuses | Circuit Breakers | Surge Protection Devices | PRD1 MASTER MODULAR SURGE ARRESTER 3P 350V WITH REPORT | 2087910 | 16362 | SCHNEIDER ELECTRIC | 36200 | https://pim-kvc.soneparsea.com:3443/PictureServer/default.aspx/schneider-mg16362_large.jpg?81788B76AEAA939CBEAABDA9B7A95DA1B7768A7888698FA0B1B7BBAA80A1A09B | https://pim-kvc.soneparsea.com:3443/PictureServer/default.aspx/schneider-mg16362.pdf?81788B76AEAA939CBEAABDA9B7A95DA1B7768A7888695EA4B4AB | PRD1 MASTER MODULAR SURGE ARRESTER 3P 350V WITH REPORT | Protection of electrical installations in all industrial and tertiary buildings against induced or conducted surges resulting from indirect lightning strokes, Applications in the residential sector, industrial and tertiary buildings. | Voltage protection level N-PE | 0kV
| 17 | Circuit Breakers and Fuses | Circuit Breakers | Surge Protection Devices | PRD1 MASTER MODULAR SURGE ARRESTER 3P 350V WITH REPORT | 2087910 | 16362 | SCHNEIDER ELECTRIC | 36200 | https://pim-kvc.soneparsea.com:3443/PictureServer/default.aspx/schneider-mg16362_large.jpg?81788B76AEAA939CBEAABDA9B7A95DA1B7768A7888698FA0B1B7BBAA80A1A09B | https://pim-kvc.soneparsea.com:3443/PictureServer/default.aspx/schneider-mg16362.pdf?81788B76AEAA939CBEAABDA9B7A95DA1B7768A7888695EA4B4AB | PRD1 MASTER MODULAR SURGE ARRESTER 3P 350V WITH REPORT | Protection of electrical installations in all industrial and tertiary buildings against induced or conducted surges resulting from indirect lightning strokes, Applications in the residential sector, industrial and tertiary buildings. | Short-circuit breaking capacity (Isccr) | 25kA
| 18 | Circuit Breakers and Fuses | Circuit Breakers | Surge Protection Devices | IPRD40R MODULAR SURGE ARRESTER 3P 350V WITH REMOTE TRANSFERT | 2100588 | A9L40301 | SCHNEIDER ELECTRIC | 12000 | https://pim-kvc.soneparsea.com:3443/PictureServer/default.aspx/schneider-a9l40301_large.jpg?81788B76AEAA939CBEAABDA9B7A95D9589B1887585676193BCA6C6ACB7659AA4B7 | https://pim-kvc.soneparsea.com:3443/PictureServer/default.aspx/schneider-a9l40301.pdf?81788B76AEAA939CBEAABDA9B7A95D9589B1887585676162C0A9BA | IPRD40R MODULAR SURGE ARRESTER 3P 350V WITH REMOTE TRANSFERT | Acti 9 iPRD Type 2 and 3 modular Surge Protection Devices protect the electrical equipment against the indirect lightning strikes. The use of Surge arresters is recommended in the case of non-critical power installations. They are tested and rated according to the standardized current wave of 8/20 µs. Certified for short-circuit current withstand, Isc up to 50 kA (IEC 61643-11:2011). The maximum discharge current covers from 8 to 65 kA. The maximum continuous operating voltage Uc is 350VAC or 460VAC. They are suitable for any earthing system: TT, TN-S, TN-C and IT. | System configuration DC | no
| 18 | Circuit Breakers and Fuses | Circuit Breakers | Surge Protection Devices | IPRD40R MODULAR SURGE ARRESTER 3P 350V WITH REMOTE TRANSFERT | 2100588 | A9L40301 | SCHNEIDER ELECTRIC | 12000 | https://pim-kvc.soneparsea.com:3443/PictureServer/default.aspx/schneider-a9l40301_large.jpg?81788B76AEAA939CBEAABDA9B7A95D9589B1887585676193BCA6C6ACB7659AA4B7 | https://pim-kvc.soneparsea.com:3443/PictureServer/default.aspx/schneider-a9l40301.pdf?81788B76AEAA939CBEAABDA9B7A95D9589B1887585676162C0A9BA | IPRD40R MODULAR SURGE ARRESTER 3P 350V WITH REMOTE TRANSFERT | Acti 9 iPRD Type 2 and 3 modular Surge Protection Devices protect the electrical equipment against the indirect lightning strikes. The use of Surge arresters is recommended in the case of non-critical power installations. They are tested and rated according to the standardized current wave of 8/20 µs. Certified for short-circuit current withstand, Isc up to 50 kA (IEC 61643-11:2011). The maximum discharge current covers from 8 to 65 kA. The maximum continuous operating voltage Uc is 350VAC or 460VAC. They are suitable for any earthing system: TT, TN-S, TN-C and IT. | System configuration IT | no
| 18 | Circuit Breakers and Fuses | Circuit Breakers | Surge Protection Devices | IPRD40R MODULAR SURGE ARRESTER 3P 350V WITH REMOTE TRANSFERT | 2100588 | A9L40301 | SCHNEIDER ELECTRIC | 12000 | https://pim-kvc.soneparsea.com:3443/PictureServer/default.aspx/schneider-a9l40301_large.jpg?81788B76AEAA939CBEAABDA9B7A95D9589B1887585676193BCA6C6ACB7659AA4B7 | https://pim-kvc.soneparsea.com:3443/PictureServer/default.aspx/schneider-a9l40301.pdf?81788B76AEAA939CBEAABDA9B7A95D9589B1887585676162C0A9BA | IPRD40R MODULAR SURGE ARRESTER 3P 350V WITH REMOTE TRANSFERT | Acti 9 iPRD Type 2 and 3 modular Surge Protection Devices protect the electrical equipment against the indirect lightning strikes. The use of Surge arresters is recommended in the case of non-critical power installations. They are tested and rated according to the standardized current wave of 8/20 µs. Certified for short-circuit current withstand, Isc up to 50 kA (IEC 61643-11:2011). The maximum discharge current covers from 8 to 65 kA. The maximum continuous operating voltage Uc is 350VAC or 460VAC. They are suitable for any earthing system: TT, TN-S, TN-C and IT. | System configuration TN | no
| 18 | Circuit Breakers and Fuses | Circuit Breakers | Surge Protection Devices | IPRD40R MODULAR SURGE ARRESTER 3P 350V WITH REMOTE TRANSFERT | 2100588 | A9L40301 | SCHNEIDER ELECTRIC | 12000 | https://pim-kvc.soneparsea.com:3443/PictureServer/default.aspx/schneider-a9l40301_large.jpg?81788B76AEAA939CBEAABDA9B7A95D9589B1887585676193BCA6C6ACB7659AA4B7 | https://pim-kvc.soneparsea.com:3443/PictureServer/default.aspx/schneider-a9l40301.pdf?81788B76AEAA939CBEAABDA9B7A95D9589B1887585676162C0A9BA | IPRD40R MODULAR SURGE ARRESTER 3P 350V WITH REMOTE TRANSFERT | Acti 9 iPRD Type 2 and 3 modular Surge Protection Devices protect the electrical equipment against the indirect lightning strikes. The use of Surge arresters is recommended in the case of non-critical power installations. They are tested and rated according to the standardized current wave of 8/20 µs. Certified for short-circuit current withstand, Isc up to 50 kA (IEC 61643-11:2011). The maximum discharge current covers from 8 to 65 kA. The maximum continuous operating voltage Uc is 350VAC or 460VAC. They are suitable for any earthing system: TT, TN-S, TN-C and IT. | System configuration TN-C | yes
| 18 | Circuit Breakers and Fuses | Circuit Breakers | Surge Protection Devices | IPRD40R MODULAR SURGE ARRESTER 3P 350V WITH REMOTE TRANSFERT | 2100588 | A9L40301 | SCHNEIDER ELECTRIC | 12000 | https://pim-kvc.soneparsea.com:3443/PictureServer/default.aspx/schneider-a9l40301_large.jpg?81788B76AEAA939CBEAABDA9B7A95D9589B1887585676193BCA6C6ACB7659AA4B7 | https://pim-kvc.soneparsea.com:3443/PictureServer/default.aspx/schneider-a9l40301.pdf?81788B76AEAA939CBEAABDA9B7A95D9589B1887585676162C0A9BA | IPRD40R MODULAR SURGE ARRESTER 3P 350V WITH REMOTE TRANSFERT | Acti 9 iPRD Type 2 and 3 modular Surge Protection Devices protect the electrical equipment against the indirect lightning strikes. The use of Surge arresters is recommended in the case of non-critical power installations. They are tested and rated according to the standardized current wave of 8/20 µs. Certified for short-circuit current withstand, Isc up to 50 kA (IEC 61643-11:2011). The maximum discharge current covers from 8 to 65 kA. The maximum continuous operating voltage Uc is 350VAC or 460VAC. They are suitable for any earthing system: TT, TN-S, TN-C and IT. | System configuration TN-C-S | no
| 18 | Circuit Breakers and Fuses | Circuit Breakers | Surge Protection Devices | IPRD40R MODULAR SURGE ARRESTER 3P 350V WITH REMOTE TRANSFERT | 2100588 | A9L40301 | SCHNEIDER ELECTRIC | 12000 | https://pim-kvc.soneparsea.com:3443/PictureServer/default.aspx/schneider-a9l40301_large.jpg?81788B76AEAA939CBEAABDA9B7A95D9589B1887585676193BCA6C6ACB7659AA4B7 | https://pim-kvc.soneparsea.com:3443/PictureServer/default.aspx/schneider-a9l40301.pdf?81788B76AEAA939CBEAABDA9B7A95D9589B1887585676162C0A9BA | IPRD40R MODULAR SURGE ARRESTER 3P 350V WITH REMOTE TRANSFERT | Acti 9 iPRD Type 2 and 3 modular Surge Protection Devices protect the electrical equipment against the indirect lightning strikes. The use of Surge arresters is recommended in the case of non-critical power installations. They are tested and rated according to the standardized current wave of 8/20 µs. Certified for short-circuit current withstand, Isc up to 50 kA (IEC 61643-11:2011). The maximum discharge current covers from 8 to 65 kA. The maximum continuous operating voltage Uc is 350VAC or 460VAC. They are suitable for any earthing system: TT, TN-S, TN-C and IT. | System configuration TN-S | no
| 18 | Circuit Breakers and Fuses | Circuit Breakers | Surge Protection Devices | IPRD40R MODULAR SURGE ARRESTER 3P 350V WITH REMOTE TRANSFERT | 2100588 | A9L40301 | SCHNEIDER ELECTRIC | 12000 | https://pim-kvc.soneparsea.com:3443/PictureServer/default.aspx/schneider-a9l40301_large.jpg?81788B76AEAA939CBEAABDA9B7A95D9589B1887585676193BCA6C6ACB7659AA4B7 | https://pim-kvc.soneparsea.com:3443/PictureServer/default.aspx/schneider-a9l40301.pdf?81788B76AEAA939CBEAABDA9B7A95D9589B1887585676162C0A9BA | IPRD40R MODULAR SURGE ARRESTER 3P 350V WITH REMOTE TRANSFERT | Acti 9 iPRD Type 2 and 3 modular Surge Protection Devices protect the electrical equipment against the indirect lightning strikes. The use of Surge arresters is recommended in the case of non-critical power installations. They are tested and rated according to the standardized current wave of 8/20 µs. Certified for short-circuit current withstand, Isc up to 50 kA (IEC 61643-11:2011). The maximum discharge current covers from 8 to 65 kA. The maximum continuous operating voltage Uc is 350VAC or 460VAC. They are suitable for any earthing system: TT, TN-S, TN-C and IT. | System configuration TT | no
| 18 | Circuit Breakers and Fuses | Circuit Breakers | Surge Protection Devices | IPRD40R MODULAR SURGE ARRESTER 3P 350V WITH REMOTE TRANSFERT | 2100588 | A9L40301 | SCHNEIDER ELECTRIC | 12000 | https://pim-kvc.soneparsea.com:3443/PictureServer/default.aspx/schneider-a9l40301_large.jpg?81788B76AEAA939CBEAABDA9B7A95D9589B1887585676193BCA6C6ACB7659AA4B7 | https://pim-kvc.soneparsea.com:3443/PictureServer/default.aspx/schneider-a9l40301.pdf?81788B76AEAA939CBEAABDA9B7A95D9589B1887585676162C0A9BA | IPRD40R MODULAR SURGE ARRESTER 3P 350V WITH REMOTE TRANSFERT | Acti 9 iPRD Type 2 and 3 modular Surge Protection Devices protect the electrical equipment against the indirect lightning strikes. The use of Surge arresters is recommended in the case of non-critical power installations. They are tested and rated according to the standardized current wave of 8/20 µs. Certified for short-circuit current withstand, Isc up to 50 kA (IEC 61643-11:2011). The maximum discharge current covers from 8 to 65 kA. The maximum continuous operating voltage Uc is 350VAC or 460VAC. They are suitable for any earthing system: TT, TN-S, TN-C and IT. | System configuration other | no
| 18 | Circuit Breakers and Fuses | Circuit Breakers | Surge Protection Devices | IPRD40R MODULAR SURGE ARRESTER 3P 350V WITH REMOTE TRANSFERT | 2100588 | A9L40301 | SCHNEIDER ELECTRIC | 12000 | https://pim-kvc.soneparsea.com:3443/PictureServer/default.aspx/schneider-a9l40301_large.jpg?81788B76AEAA939CBEAABDA9B7A95D9589B1887585676193BCA6C6ACB7659AA4B7 | https://pim-kvc.soneparsea.com:3443/PictureServer/default.aspx/schneider-a9l40301.pdf?81788B76AEAA939CBEAABDA9B7A95D9589B1887585676162C0A9BA | IPRD40R MODULAR SURGE ARRESTER 3P 350V WITH REMOTE TRANSFERT | Acti 9 iPRD Type 2 and 3 modular Surge Protection Devices protect the electrical equipment against the indirect lightning strikes. The use of Surge arresters is recommended in the case of non-critical power installations. They are tested and rated according to the standardized current wave of 8/20 µs. Certified for short-circuit current withstand, Isc up to 50 kA (IEC 61643-11:2011). The maximum discharge current covers from 8 to 65 kA. The maximum continuous operating voltage Uc is 350VAC or 460VAC. They are suitable for any earthing system: TT, TN-S, TN-C and IT. | Number of conductors (without earthing) | 3
| 18 | Circuit Breakers and Fuses | Circuit Breakers | Surge Protection Devices | IPRD40R MODULAR SURGE ARRESTER 3P 350V WITH REMOTE TRANSFERT | 2100588 | A9L40301 | SCHNEIDER ELECTRIC | 12000 | https://pim-kvc.soneparsea.com:3443/PictureServer/default.aspx/schneider-a9l40301_large.jpg?81788B76AEAA939CBEAABDA9B7A95D9589B1887585676193BCA6C6ACB7659AA4B7 | https://pim-kvc.soneparsea.com:3443/PictureServer/default.aspx/schneider-a9l40301.pdf?81788B76AEAA939CBEAABDA9B7A95D9589B1887585676162C0A9BA | IPRD40R MODULAR SURGE ARRESTER 3P 350V WITH REMOTE TRANSFERT | Acti 9 iPRD Type 2 and 3 modular Surge Protection Devices protect the electrical equipment against the indirect lightning strikes. The use of Surge arresters is recommended in the case of non-critical power installations. They are tested and rated according to the standardized current wave of 8/20 µs. Certified for short-circuit current withstand, Isc up to 50 kA (IEC 61643-11:2011). The maximum discharge current covers from 8 to 65 kA. The maximum continuous operating voltage Uc is 350VAC or 460VAC. They are suitable for any earthing system: TT, TN-S, TN-C and IT. | Nominal discharge surge current (8/20) | 15kA
| 18 | Circuit Breakers and Fuses | Circuit Breakers | Surge Protection Devices | IPRD40R MODULAR SURGE ARRESTER 3P 350V WITH REMOTE TRANSFERT | 2100588 | A9L40301 | SCHNEIDER ELECTRIC | 12000 | https://pim-kvc.soneparsea.com:3443/PictureServer/default.aspx/schneider-a9l40301_large.jpg?81788B76AEAA939CBEAABDA9B7A95D9589B1887585676193BCA6C6ACB7659AA4B7 | https://pim-kvc.soneparsea.com:3443/PictureServer/default.aspx/schneider-a9l40301.pdf?81788B76AEAA939CBEAABDA9B7A95D9589B1887585676162C0A9BA | IPRD40R MODULAR SURGE ARRESTER 3P 350V WITH REMOTE TRANSFERT | Acti 9 iPRD Type 2 and 3 modular Surge Protection Devices protect the electrical equipment against the indirect lightning strikes. The use of Surge arresters is recommended in the case of non-critical power installations. They are tested and rated according to the standardized current wave of 8/20 µs. Certified for short-circuit current withstand, Isc up to 50 kA (IEC 61643-11:2011). The maximum discharge current covers from 8 to 65 kA. The maximum continuous operating voltage Uc is 350VAC or 460VAC. They are suitable for any earthing system: TT, TN-S, TN-C and IT. | Max. discharge surge current (8/20) | 40kA
| 18 | Circuit Breakers and Fuses | Circuit Breakers | Surge Protection Devices | IPRD40R MODULAR SURGE ARRESTER 3P 350V WITH REMOTE TRANSFERT | 2100588 | A9L40301 | SCHNEIDER ELECTRIC | 12000 | https://pim-kvc.soneparsea.com:3443/PictureServer/default.aspx/schneider-a9l40301_large.jpg?81788B76AEAA939CBEAABDA9B7A95D9589B1887585676193BCA6C6ACB7659AA4B7 | https://pim-kvc.soneparsea.com:3443/PictureServer/default.aspx/schneider-a9l40301.pdf?81788B76AEAA939CBEAABDA9B7A95D9589B1887585676162C0A9BA | IPRD40R MODULAR SURGE ARRESTER 3P 350V WITH REMOTE TRANSFERT | Acti 9 iPRD Type 2 and 3 modular Surge Protection Devices protect the electrical equipment against the indirect lightning strikes. The use of Surge arresters is recommended in the case of non-critical power installations. They are tested and rated according to the standardized current wave of 8/20 µs. Certified for short-circuit current withstand, Isc up to 50 kA (IEC 61643-11:2011). The maximum discharge current covers from 8 to 65 kA. The maximum continuous operating voltage Uc is 350VAC or 460VAC. They are suitable for any earthing system: TT, TN-S, TN-C and IT. | Nominal voltage AC | 350V
| 18 | Circuit Breakers and Fuses | Circuit Breakers | Surge Protection Devices | IPRD40R MODULAR SURGE ARRESTER 3P 350V WITH REMOTE TRANSFERT | 2100588 | A9L40301 | SCHNEIDER ELECTRIC | 12000 | https://pim-kvc.soneparsea.com:3443/PictureServer/default.aspx/schneider-a9l40301_large.jpg?81788B76AEAA939CBEAABDA9B7A95D9589B1887585676193BCA6C6ACB7659AA4B7 | https://pim-kvc.soneparsea.com:3443/PictureServer/default.aspx/schneider-a9l40301.pdf?81788B76AEAA939CBEAABDA9B7A95D9589B1887585676162C0A9BA | IPRD40R MODULAR SURGE ARRESTER 3P 350V WITH REMOTE TRANSFERT | Acti 9 iPRD Type 2 and 3 modular Surge Protection Devices protect the electrical equipment against the indirect lightning strikes. The use of Surge arresters is recommended in the case of non-critical power installations. They are tested and rated according to the standardized current wave of 8/20 µs. Certified for short-circuit current withstand, Isc up to 50 kA (IEC 61643-11:2011). The maximum discharge current covers from 8 to 65 kA. The maximum continuous operating voltage Uc is 350VAC or 460VAC. They are suitable for any earthing system: TT, TN-S, TN-C and IT. | Nominal voltage DC | 0V
| 18 | Circuit Breakers and Fuses | Circuit Breakers | Surge Protection Devices | IPRD40R MODULAR SURGE ARRESTER 3P 350V WITH REMOTE TRANSFERT | 2100588 | A9L40301 | SCHNEIDER ELECTRIC | 12000 | https://pim-kvc.soneparsea.com:3443/PictureServer/default.aspx/schneider-a9l40301_large.jpg?81788B76AEAA939CBEAABDA9B7A95D9589B1887585676193BCA6C6ACB7659AA4B7 | https://pim-kvc.soneparsea.com:3443/PictureServer/default.aspx/schneider-a9l40301.pdf?81788B76AEAA939CBEAABDA9B7A95D9589B1887585676162C0A9BA | IPRD40R MODULAR SURGE ARRESTER 3P 350V WITH REMOTE TRANSFERT | Acti 9 iPRD Type 2 and 3 modular Surge Protection Devices protect the electrical equipment against the indirect lightning strikes. The use of Surge arresters is recommended in the case of non-critical power installations. They are tested and rated according to the standardized current wave of 8/20 µs. Certified for short-circuit current withstand, Isc up to 50 kA (IEC 61643-11:2011). The maximum discharge current covers from 8 to 65 kA. The maximum continuous operating voltage Uc is 350VAC or 460VAC. They are suitable for any earthing system: TT, TN-S, TN-C and IT. | Max. continuous voltage AC | 350V
| 18 | Circuit Breakers and Fuses | Circuit Breakers | Surge Protection Devices | IPRD40R MODULAR SURGE ARRESTER 3P 350V WITH REMOTE TRANSFERT | 2100588 | A9L40301 | SCHNEIDER ELECTRIC | 12000 | https://pim-kvc.soneparsea.com:3443/PictureServer/default.aspx/schneider-a9l40301_large.jpg?81788B76AEAA939CBEAABDA9B7A95D9589B1887585676193BCA6C6ACB7659AA4B7 | https://pim-kvc.soneparsea.com:3443/PictureServer/default.aspx/schneider-a9l40301.pdf?81788B76AEAA939CBEAABDA9B7A95D9589B1887585676162C0A9BA | IPRD40R MODULAR SURGE ARRESTER 3P 350V WITH REMOTE TRANSFERT | Acti 9 iPRD Type 2 and 3 modular Surge Protection Devices protect the electrical equipment against the indirect lightning strikes. The use of Surge arresters is recommended in the case of non-critical power installations. They are tested and rated according to the standardized current wave of 8/20 µs. Certified for short-circuit current withstand, Isc up to 50 kA (IEC 61643-11:2011). The maximum discharge current covers from 8 to 65 kA. The maximum continuous operating voltage Uc is 350VAC or 460VAC. They are suitable for any earthing system: TT, TN-S, TN-C and IT. | Max. continuous voltage DC | 0V
| 18 | Circuit Breakers and Fuses | Circuit Breakers | Surge Protection Devices | IPRD40R MODULAR SURGE ARRESTER 3P 350V WITH REMOTE TRANSFERT | 2100588 | A9L40301 | SCHNEIDER ELECTRIC | 12000 | https://pim-kvc.soneparsea.com:3443/PictureServer/default.aspx/schneider-a9l40301_large.jpg?81788B76AEAA939CBEAABDA9B7A95D9589B1887585676193BCA6C6ACB7659AA4B7 | https://pim-kvc.soneparsea.com:3443/PictureServer/default.aspx/schneider-a9l40301.pdf?81788B76AEAA939CBEAABDA9B7A95D9589B1887585676162C0A9BA | IPRD40R MODULAR SURGE ARRESTER 3P 350V WITH REMOTE TRANSFERT | Acti 9 iPRD Type 2 and 3 modular Surge Protection Devices protect the electrical equipment against the indirect lightning strikes. The use of Surge arresters is recommended in the case of non-critical power installations. They are tested and rated according to the standardized current wave of 8/20 µs. Certified for short-circuit current withstand, Isc up to 50 kA (IEC 61643-11:2011). The maximum discharge current covers from 8 to 65 kA. The maximum continuous operating voltage Uc is 350VAC or 460VAC. They are suitable for any earthing system: TT, TN-S, TN-C and IT. | Max. PV-voltage | 0V
| 18 | Circuit Breakers and Fuses | Circuit Breakers | Surge Protection Devices | IPRD40R MODULAR SURGE ARRESTER 3P 350V WITH REMOTE TRANSFERT | 2100588 | A9L40301 | SCHNEIDER ELECTRIC | 12000 | https://pim-kvc.soneparsea.com:3443/PictureServer/default.aspx/schneider-a9l40301_large.jpg?81788B76AEAA939CBEAABDA9B7A95D9589B1887585676193BCA6C6ACB7659AA4B7 | https://pim-kvc.soneparsea.com:3443/PictureServer/default.aspx/schneider-a9l40301.pdf?81788B76AEAA939CBEAABDA9B7A95D9589B1887585676162C0A9BA | IPRD40R MODULAR SURGE ARRESTER 3P 350V WITH REMOTE TRANSFERT | Acti 9 iPRD Type 2 and 3 modular Surge Protection Devices protect the electrical equipment against the indirect lightning strikes. The use of Surge arresters is recommended in the case of non-critical power installations. They are tested and rated according to the standardized current wave of 8/20 µs. Certified for short-circuit current withstand, Isc up to 50 kA (IEC 61643-11:2011). The maximum discharge current covers from 8 to 65 kA. The maximum continuous operating voltage Uc is 350VAC or 460VAC. They are suitable for any earthing system: TT, TN-S, TN-C and IT. | Voltage protection level | 1.4kV
| 18 | Circuit Breakers and Fuses | Circuit Breakers | Surge Protection Devices | IPRD40R MODULAR SURGE ARRESTER 3P 350V WITH REMOTE TRANSFERT | 2100588 | A9L40301 | SCHNEIDER ELECTRIC | 12000 | https://pim-kvc.soneparsea.com:3443/PictureServer/default.aspx/schneider-a9l40301_large.jpg?81788B76AEAA939CBEAABDA9B7A95D9589B1887585676193BCA6C6ACB7659AA4B7 | https://pim-kvc.soneparsea.com:3443/PictureServer/default.aspx/schneider-a9l40301.pdf?81788B76AEAA939CBEAABDA9B7A95D9589B1887585676162C0A9BA | IPRD40R MODULAR SURGE ARRESTER 3P 350V WITH REMOTE TRANSFERT | Acti 9 iPRD Type 2 and 3 modular Surge Protection Devices protect the electrical equipment against the indirect lightning strikes. The use of Surge arresters is recommended in the case of non-critical power installations. They are tested and rated according to the standardized current wave of 8/20 µs. Certified for short-circuit current withstand, Isc up to 50 kA (IEC 61643-11:2011). The maximum discharge current covers from 8 to 65 kA. The maximum continuous operating voltage Uc is 350VAC or 460VAC. They are suitable for any earthing system: TT, TN-S, TN-C and IT. | Voltage protection level L-N | 0kV
| 18 | Circuit Breakers and Fuses | Circuit Breakers | Surge Protection Devices | IPRD40R MODULAR SURGE ARRESTER 3P 350V WITH REMOTE TRANSFERT | 2100588 | A9L40301 | SCHNEIDER ELECTRIC | 12000 | https://pim-kvc.soneparsea.com:3443/PictureServer/default.aspx/schneider-a9l40301_large.jpg?81788B76AEAA939CBEAABDA9B7A95D9589B1887585676193BCA6C6ACB7659AA4B7 | https://pim-kvc.soneparsea.com:3443/PictureServer/default.aspx/schneider-a9l40301.pdf?81788B76AEAA939CBEAABDA9B7A95D9589B1887585676162C0A9BA | IPRD40R MODULAR SURGE ARRESTER 3P 350V WITH REMOTE TRANSFERT | Acti 9 iPRD Type 2 and 3 modular Surge Protection Devices protect the electrical equipment against the indirect lightning strikes. The use of Surge arresters is recommended in the case of non-critical power installations. They are tested and rated according to the standardized current wave of 8/20 µs. Certified for short-circuit current withstand, Isc up to 50 kA (IEC 61643-11:2011). The maximum discharge current covers from 8 to 65 kA. The maximum continuous operating voltage Uc is 350VAC or 460VAC. They are suitable for any earthing system: TT, TN-S, TN-C and IT. | Voltage protection level N-PE | 0kV
| 18 | Circuit Breakers and Fuses | Circuit Breakers | Surge Protection Devices | IPRD40R MODULAR SURGE ARRESTER 3P 350V WITH REMOTE TRANSFERT | 2100588 | A9L40301 | SCHNEIDER ELECTRIC | 12000 | https://pim-kvc.soneparsea.com:3443/PictureServer/default.aspx/schneider-a9l40301_large.jpg?81788B76AEAA939CBEAABDA9B7A95D9589B1887585676193BCA6C6ACB7659AA4B7 | https://pim-kvc.soneparsea.com:3443/PictureServer/default.aspx/schneider-a9l40301.pdf?81788B76AEAA939CBEAABDA9B7A95D9589B1887585676162C0A9BA | IPRD40R MODULAR SURGE ARRESTER 3P 350V WITH REMOTE TRANSFERT | Acti 9 iPRD Type 2 and 3 modular Surge Protection Devices protect the electrical equipment against the indirect lightning strikes. The use of Surge arresters is recommended in the case of non-critical power installations. They are tested and rated according to the standardized current wave of 8/20 µs. Certified for short-circuit current withstand, Isc up to 50 kA (IEC 61643-11:2011). The maximum discharge current covers from 8 to 65 kA. The maximum continuous operating voltage Uc is 350VAC or 460VAC. They are suitable for any earthing system: TT, TN-S, TN-C and IT. | Short-circuit breaking capacity (Isccr) | 0kA
| 19 | Circuit Breakers and Fuses | Circuit Breakers | Surge Protection Devices | IPRD65R MODULAR SURGE ARRESTER 3P+N 350V WITH REMOTE TRANSFE | 2100589 | A9L65301 | SCHNEIDER ELECTRIC | 18500 | https://pim-kvc.soneparsea.com:3443/PictureServer/default.aspx/schneider-a9l65301_large.jpg?81788B76AEAA939CBEAABDA9B7A95D9589B18A7A85676193BCA6C6ACB7659AA4B7 | https://pim-kvc.soneparsea.com:3443/PictureServer/default.aspx/schneider-a9l65301.pdf?81788B76AEAA939CBEAABDA9B7A95D9589B18A7A85676162C0A9BA | IPRD65R MODULAR SURGE ARRESTER 3P+N 350V WITH REMOTE TRANSFERT | With exclusive features, Acti 9 iPF & iPRD DIN rail type-2 Surge Protector Devices (SPDs) are definitely geared to absolute safety and improved continuity of service. | System configuration DC | no
| 19 | Circuit Breakers and Fuses | Circuit Breakers | Surge Protection Devices | IPRD65R MODULAR SURGE ARRESTER 3P+N 350V WITH REMOTE TRANSFE | 2100589 | A9L65301 | SCHNEIDER ELECTRIC | 18500 | https://pim-kvc.soneparsea.com:3443/PictureServer/default.aspx/schneider-a9l65301_large.jpg?81788B76AEAA939CBEAABDA9B7A95D9589B18A7A85676193BCA6C6ACB7659AA4B7 | https://pim-kvc.soneparsea.com:3443/PictureServer/default.aspx/schneider-a9l65301.pdf?81788B76AEAA939CBEAABDA9B7A95D9589B18A7A85676162C0A9BA | IPRD65R MODULAR SURGE ARRESTER 3P+N 350V WITH REMOTE TRANSFERT | With exclusive features, Acti 9 iPF & iPRD DIN rail type-2 Surge Protector Devices (SPDs) are definitely geared to absolute safety and improved continuity of service. | System configuration IT | no
| 19 | Circuit Breakers and Fuses | Circuit Breakers | Surge Protection Devices | IPRD65R MODULAR SURGE ARRESTER 3P+N 350V WITH REMOTE TRANSFE | 2100589 | A9L65301 | SCHNEIDER ELECTRIC | 18500 | https://pim-kvc.soneparsea.com:3443/PictureServer/default.aspx/schneider-a9l65301_large.jpg?81788B76AEAA939CBEAABDA9B7A95D9589B18A7A85676193BCA6C6ACB7659AA4B7 | https://pim-kvc.soneparsea.com:3443/PictureServer/default.aspx/schneider-a9l65301.pdf?81788B76AEAA939CBEAABDA9B7A95D9589B18A7A85676162C0A9BA | IPRD65R MODULAR SURGE ARRESTER 3P+N 350V WITH REMOTE TRANSFERT | With exclusive features, Acti 9 iPF & iPRD DIN rail type-2 Surge Protector Devices (SPDs) are definitely geared to absolute safety and improved continuity of service. | System configuration TN | no
| 19 | Circuit Breakers and Fuses | Circuit Breakers | Surge Protection Devices | IPRD65R MODULAR SURGE ARRESTER 3P+N 350V WITH REMOTE TRANSFE | 2100589 | A9L65301 | SCHNEIDER ELECTRIC | 18500 | https://pim-kvc.soneparsea.com:3443/PictureServer/default.aspx/schneider-a9l65301_large.jpg?81788B76AEAA939CBEAABDA9B7A95D9589B18A7A85676193BCA6C6ACB7659AA4B7 | https://pim-kvc.soneparsea.com:3443/PictureServer/default.aspx/schneider-a9l65301.pdf?81788B76AEAA939CBEAABDA9B7A95D9589B18A7A85676162C0A9BA | IPRD65R MODULAR SURGE ARRESTER 3P+N 350V WITH REMOTE TRANSFERT | With exclusive features, Acti 9 iPF & iPRD DIN rail type-2 Surge Protector Devices (SPDs) are definitely geared to absolute safety and improved continuity of service. | System configuration TN-C | yes
| 19 | Circuit Breakers and Fuses | Circuit Breakers | Surge Protection Devices | IPRD65R MODULAR SURGE ARRESTER 3P+N 350V WITH REMOTE TRANSFE | 2100589 | A9L65301 | SCHNEIDER ELECTRIC | 18500 | https://pim-kvc.soneparsea.com:3443/PictureServer/default.aspx/schneider-a9l65301_large.jpg?81788B76AEAA939CBEAABDA9B7A95D9589B18A7A85676193BCA6C6ACB7659AA4B7 | https://pim-kvc.soneparsea.com:3443/PictureServer/default.aspx/schneider-a9l65301.pdf?81788B76AEAA939CBEAABDA9B7A95D9589B18A7A85676162C0A9BA | IPRD65R MODULAR SURGE ARRESTER 3P+N 350V WITH REMOTE TRANSFERT | With exclusive features, Acti 9 iPF & iPRD DIN rail type-2 Surge Protector Devices (SPDs) are definitely geared to absolute safety and improved continuity of service. | System configuration TN-C-S | no
| 19 | Circuit Breakers and Fuses | Circuit Breakers | Surge Protection Devices | IPRD65R MODULAR SURGE ARRESTER 3P+N 350V WITH REMOTE TRANSFE | 2100589 | A9L65301 | SCHNEIDER ELECTRIC | 18500 | https://pim-kvc.soneparsea.com:3443/PictureServer/default.aspx/schneider-a9l65301_large.jpg?81788B76AEAA939CBEAABDA9B7A95D9589B18A7A85676193BCA6C6ACB7659AA4B7 | https://pim-kvc.soneparsea.com:3443/PictureServer/default.aspx/schneider-a9l65301.pdf?81788B76AEAA939CBEAABDA9B7A95D9589B18A7A85676162C0A9BA | IPRD65R MODULAR SURGE ARRESTER 3P+N 350V WITH REMOTE TRANSFERT | With exclusive features, Acti 9 iPF & iPRD DIN rail type-2 Surge Protector Devices (SPDs) are definitely geared to absolute safety and improved continuity of service. | System configuration TN-S | no
| 19 | Circuit Breakers and Fuses | Circuit Breakers | Surge Protection Devices | IPRD65R MODULAR SURGE ARRESTER 3P+N 350V WITH REMOTE TRANSFE | 2100589 | A9L65301 | SCHNEIDER ELECTRIC | 18500 | https://pim-kvc.soneparsea.com:3443/PictureServer/default.aspx/schneider-a9l65301_large.jpg?81788B76AEAA939CBEAABDA9B7A95D9589B18A7A85676193BCA6C6ACB7659AA4B7 | https://pim-kvc.soneparsea.com:3443/PictureServer/default.aspx/schneider-a9l65301.pdf?81788B76AEAA939CBEAABDA9B7A95D9589B18A7A85676162C0A9BA | IPRD65R MODULAR SURGE ARRESTER 3P+N 350V WITH REMOTE TRANSFERT | With exclusive features, Acti 9 iPF & iPRD DIN rail type-2 Surge Protector Devices (SPDs) are definitely geared to absolute safety and improved continuity of service. | System configuration TT | no
| 19 | Circuit Breakers and Fuses | Circuit Breakers | Surge Protection Devices | IPRD65R MODULAR SURGE ARRESTER 3P+N 350V WITH REMOTE TRANSFE | 2100589 | A9L65301 | SCHNEIDER ELECTRIC | 18500 | https://pim-kvc.soneparsea.com:3443/PictureServer/default.aspx/schneider-a9l65301_large.jpg?81788B76AEAA939CBEAABDA9B7A95D9589B18A7A85676193BCA6C6ACB7659AA4B7 | https://pim-kvc.soneparsea.com:3443/PictureServer/default.aspx/schneider-a9l65301.pdf?81788B76AEAA939CBEAABDA9B7A95D9589B18A7A85676162C0A9BA | IPRD65R MODULAR SURGE ARRESTER 3P+N 350V WITH REMOTE TRANSFERT | With exclusive features, Acti 9 iPF & iPRD DIN rail type-2 Surge Protector Devices (SPDs) are definitely geared to absolute safety and improved continuity of service. | System configuration other | no
| 19 | Circuit Breakers and Fuses | Circuit Breakers | Surge Protection Devices | IPRD65R MODULAR SURGE ARRESTER 3P+N 350V WITH REMOTE TRANSFE | 2100589 | A9L65301 | SCHNEIDER ELECTRIC | 18500 | https://pim-kvc.soneparsea.com:3443/PictureServer/default.aspx/schneider-a9l65301_large.jpg?81788B76AEAA939CBEAABDA9B7A95D9589B18A7A85676193BCA6C6ACB7659AA4B7 | https://pim-kvc.soneparsea.com:3443/PictureServer/default.aspx/schneider-a9l65301.pdf?81788B76AEAA939CBEAABDA9B7A95D9589B18A7A85676162C0A9BA | IPRD65R MODULAR SURGE ARRESTER 3P+N 350V WITH REMOTE TRANSFERT | With exclusive features, Acti 9 iPF & iPRD DIN rail type-2 Surge Protector Devices (SPDs) are definitely geared to absolute safety and improved continuity of service. | Number of conductors (without earthing) | 3
| 19 | Circuit Breakers and Fuses | Circuit Breakers | Surge Protection Devices | IPRD65R MODULAR SURGE ARRESTER 3P+N 350V WITH REMOTE TRANSFE | 2100589 | A9L65301 | SCHNEIDER ELECTRIC | 18500 | https://pim-kvc.soneparsea.com:3443/PictureServer/default.aspx/schneider-a9l65301_large.jpg?81788B76AEAA939CBEAABDA9B7A95D9589B18A7A85676193BCA6C6ACB7659AA4B7 | https://pim-kvc.soneparsea.com:3443/PictureServer/default.aspx/schneider-a9l65301.pdf?81788B76AEAA939CBEAABDA9B7A95D9589B18A7A85676162C0A9BA | IPRD65R MODULAR SURGE ARRESTER 3P+N 350V WITH REMOTE TRANSFERT | With exclusive features, Acti 9 iPF & iPRD DIN rail type-2 Surge Protector Devices (SPDs) are definitely geared to absolute safety and improved continuity of service. | Nominal discharge surge current (8/20) | 20kA
| 19 | Circuit Breakers and Fuses | Circuit Breakers | Surge Protection Devices | IPRD65R MODULAR SURGE ARRESTER 3P+N 350V WITH REMOTE TRANSFE | 2100589 | A9L65301 | SCHNEIDER ELECTRIC | 18500 | https://pim-kvc.soneparsea.com:3443/PictureServer/default.aspx/schneider-a9l65301_large.jpg?81788B76AEAA939CBEAABDA9B7A95D9589B18A7A85676193BCA6C6ACB7659AA4B7 | https://pim-kvc.soneparsea.com:3443/PictureServer/default.aspx/schneider-a9l65301.pdf?81788B76AEAA939CBEAABDA9B7A95D9589B18A7A85676162C0A9BA | IPRD65R MODULAR SURGE ARRESTER 3P+N 350V WITH REMOTE TRANSFERT | With exclusive features, Acti 9 iPF & iPRD DIN rail type-2 Surge Protector Devices (SPDs) are definitely geared to absolute safety and improved continuity of service. | Max. discharge surge current (8/20) | 65kA
| 19 | Circuit Breakers and Fuses | Circuit Breakers | Surge Protection Devices | IPRD65R MODULAR SURGE ARRESTER 3P+N 350V WITH REMOTE TRANSFE | 2100589 | A9L65301 | SCHNEIDER ELECTRIC | 18500 | https://pim-kvc.soneparsea.com:3443/PictureServer/default.aspx/schneider-a9l65301_large.jpg?81788B76AEAA939CBEAABDA9B7A95D9589B18A7A85676193BCA6C6ACB7659AA4B7 | https://pim-kvc.soneparsea.com:3443/PictureServer/default.aspx/schneider-a9l65301.pdf?81788B76AEAA939CBEAABDA9B7A95D9589B18A7A85676162C0A9BA | IPRD65R MODULAR SURGE ARRESTER 3P+N 350V WITH REMOTE TRANSFERT | With exclusive features, Acti 9 iPF & iPRD DIN rail type-2 Surge Protector Devices (SPDs) are definitely geared to absolute safety and improved continuity of service. | Nominal voltage AC | 350V
| 19 | Circuit Breakers and Fuses | Circuit Breakers | Surge Protection Devices | IPRD65R MODULAR SURGE ARRESTER 3P+N 350V WITH REMOTE TRANSFE | 2100589 | A9L65301 | SCHNEIDER ELECTRIC | 18500 | https://pim-kvc.soneparsea.com:3443/PictureServer/default.aspx/schneider-a9l65301_large.jpg?81788B76AEAA939CBEAABDA9B7A95D9589B18A7A85676193BCA6C6ACB7659AA4B7 | https://pim-kvc.soneparsea.com:3443/PictureServer/default.aspx/schneider-a9l65301.pdf?81788B76AEAA939CBEAABDA9B7A95D9589B18A7A85676162C0A9BA | IPRD65R MODULAR SURGE ARRESTER 3P+N 350V WITH REMOTE TRANSFERT | With exclusive features, Acti 9 iPF & iPRD DIN rail type-2 Surge Protector Devices (SPDs) are definitely geared to absolute safety and improved continuity of service. | Nominal voltage DC | 0V
| 19 | Circuit Breakers and Fuses | Circuit Breakers | Surge Protection Devices | IPRD65R MODULAR SURGE ARRESTER 3P+N 350V WITH REMOTE TRANSFE | 2100589 | A9L65301 | SCHNEIDER ELECTRIC | 18500 | https://pim-kvc.soneparsea.com:3443/PictureServer/default.aspx/schneider-a9l65301_large.jpg?81788B76AEAA939CBEAABDA9B7A95D9589B18A7A85676193BCA6C6ACB7659AA4B7 | https://pim-kvc.soneparsea.com:3443/PictureServer/default.aspx/schneider-a9l65301.pdf?81788B76AEAA939CBEAABDA9B7A95D9589B18A7A85676162C0A9BA | IPRD65R MODULAR SURGE ARRESTER 3P+N 350V WITH REMOTE TRANSFERT | With exclusive features, Acti 9 iPF & iPRD DIN rail type-2 Surge Protector Devices (SPDs) are definitely geared to absolute safety and improved continuity of service. | Max. continuous voltage AC | 350V
| 19 | Circuit Breakers and Fuses | Circuit Breakers | Surge Protection Devices | IPRD65R MODULAR SURGE ARRESTER 3P+N 350V WITH REMOTE TRANSFE | 2100589 | A9L65301 | SCHNEIDER ELECTRIC | 18500 | https://pim-kvc.soneparsea.com:3443/PictureServer/default.aspx/schneider-a9l65301_large.jpg?81788B76AEAA939CBEAABDA9B7A95D9589B18A7A85676193BCA6C6ACB7659AA4B7 | https://pim-kvc.soneparsea.com:3443/PictureServer/default.aspx/schneider-a9l65301.pdf?81788B76AEAA939CBEAABDA9B7A95D9589B18A7A85676162C0A9BA | IPRD65R MODULAR SURGE ARRESTER 3P+N 350V WITH REMOTE TRANSFERT | With exclusive features, Acti 9 iPF & iPRD DIN rail type-2 Surge Protector Devices (SPDs) are definitely geared to absolute safety and improved continuity of service. | Max. continuous voltage DC | 0V
| 19 | Circuit Breakers and Fuses | Circuit Breakers | Surge Protection Devices | IPRD65R MODULAR SURGE ARRESTER 3P+N 350V WITH REMOTE TRANSFE | 2100589 | A9L65301 | SCHNEIDER ELECTRIC | 18500 | https://pim-kvc.soneparsea.com:3443/PictureServer/default.aspx/schneider-a9l65301_large.jpg?81788B76AEAA939CBEAABDA9B7A95D9589B18A7A85676193BCA6C6ACB7659AA4B7 | https://pim-kvc.soneparsea.com:3443/PictureServer/default.aspx/schneider-a9l65301.pdf?81788B76AEAA939CBEAABDA9B7A95D9589B18A7A85676162C0A9BA | IPRD65R MODULAR SURGE ARRESTER 3P+N 350V WITH REMOTE TRANSFERT | With exclusive features, Acti 9 iPF & iPRD DIN rail type-2 Surge Protector Devices (SPDs) are definitely geared to absolute safety and improved continuity of service. | Max. PV-voltage | 0V
| 19 | Circuit Breakers and Fuses | Circuit Breakers | Surge Protection Devices | IPRD65R MODULAR SURGE ARRESTER 3P+N 350V WITH REMOTE TRANSFE | 2100589 | A9L65301 | SCHNEIDER ELECTRIC | 18500 | https://pim-kvc.soneparsea.com:3443/PictureServer/default.aspx/schneider-a9l65301_large.jpg?81788B76AEAA939CBEAABDA9B7A95D9589B18A7A85676193BCA6C6ACB7659AA4B7 | https://pim-kvc.soneparsea.com:3443/PictureServer/default.aspx/schneider-a9l65301.pdf?81788B76AEAA939CBEAABDA9B7A95D9589B18A7A85676162C0A9BA | IPRD65R MODULAR SURGE ARRESTER 3P+N 350V WITH REMOTE TRANSFERT | With exclusive features, Acti 9 iPF & iPRD DIN rail type-2 Surge Protector Devices (SPDs) are definitely geared to absolute safety and improved continuity of service. | Voltage protection level | 1.5kV
| 19 | Circuit Breakers and Fuses | Circuit Breakers | Surge Protection Devices | IPRD65R MODULAR SURGE ARRESTER 3P+N 350V WITH REMOTE TRANSFE | 2100589 | A9L65301 | SCHNEIDER ELECTRIC | 18500 | https://pim-kvc.soneparsea.com:3443/PictureServer/default.aspx/schneider-a9l65301_large.jpg?81788B76AEAA939CBEAABDA9B7A95D9589B18A7A85676193BCA6C6ACB7659AA4B7 | https://pim-kvc.soneparsea.com:3443/PictureServer/default.aspx/schneider-a9l65301.pdf?81788B76AEAA939CBEAABDA9B7A95D9589B18A7A85676162C0A9BA | IPRD65R MODULAR SURGE ARRESTER 3P+N 350V WITH REMOTE TRANSFERT | With exclusive features, Acti 9 iPF & iPRD DIN rail type-2 Surge Protector Devices (SPDs) are definitely geared to absolute safety and improved continuity of service. | Voltage protection level L-N | 1.5kV
| 19 | Circuit Breakers and Fuses | Circuit Breakers | Surge Protection Devices | IPRD65R MODULAR SURGE ARRESTER 3P+N 350V WITH REMOTE TRANSFE | 2100589 | A9L65301 | SCHNEIDER ELECTRIC | 18500 | https://pim-kvc.soneparsea.com:3443/PictureServer/default.aspx/schneider-a9l65301_large.jpg?81788B76AEAA939CBEAABDA9B7A95D9589B18A7A85676193BCA6C6ACB7659AA4B7 | https://pim-kvc.soneparsea.com:3443/PictureServer/default.aspx/schneider-a9l65301.pdf?81788B76AEAA939CBEAABDA9B7A95D9589B18A7A85676162C0A9BA | IPRD65R MODULAR SURGE ARRESTER 3P+N 350V WITH REMOTE TRANSFERT | With exclusive features, Acti 9 iPF & iPRD DIN rail type-2 Surge Protector Devices (SPDs) are definitely geared to absolute safety and improved continuity of service. | Voltage protection level N-PE | 1.5kV
| 19 | Circuit Breakers and Fuses | Circuit Breakers | Surge Protection Devices | IPRD65R MODULAR SURGE ARRESTER 3P+N 350V WITH REMOTE TRANSFE | 2100589 | A9L65301 | SCHNEIDER ELECTRIC | 18500 | https://pim-kvc.soneparsea.com:3443/PictureServer/default.aspx/schneider-a9l65301_large.jpg?81788B76AEAA939CBEAABDA9B7A95D9589B18A7A85676193BCA6C6ACB7659AA4B7 | https://pim-kvc.soneparsea.com:3443/PictureServer/default.aspx/schneider-a9l65301.pdf?81788B76AEAA939CBEAABDA9B7A95D9589B18A7A85676162C0A9BA | IPRD65R MODULAR SURGE ARRESTER 3P+N 350V WITH REMOTE TRANSFERT | With exclusive features, Acti 9 iPF & iPRD DIN rail type-2 Surge Protector Devices (SPDs) are definitely geared to absolute safety and improved continuity of service. | Max. overcurrent protection device, parallel connection (fuse) | 80A
| 20 | Circuit Breakers and Fuses | Circuit Breakers | Surge Protection Devices | PRD1 25R MODULAR SURGE ARRESTER 3P 350V WITH REMOTE TRANSFER | 2101281 | 16331 | SCHNEIDER ELECTRIC | 39900 | https://pim-kvc.soneparsea.com:3443/PictureServer/default.aspx/schneider-16331_Image1.jpg?A3889C9397807479A2A1C7A8BAA5959DB4AAC672836D636781A49DB2B39E95657EAFC4AC | https://pim-kvc.soneparsea.com:3443/PictureServer/default.aspx/schneider-16331.pdf?81788B76AEAA939CBEAABDA9B7A95D658678877680A7949A | PRD1 25R MODULAR SURGE ARRESTER 3P 350V WITH REMOTE TRANSFER | Protection of electrical installations in all industrial and tertiary buildings against induced or conducted surges resulting from indirect lightning strokes, Applications in the residential sector, industrial and tertiary buildings. | System configuration DC | no
| 20 | Circuit Breakers and Fuses | Circuit Breakers | Surge Protection Devices | PRD1 25R MODULAR SURGE ARRESTER 3P 350V WITH REMOTE TRANSFER | 2101281 | 16331 | SCHNEIDER ELECTRIC | 39900 | https://pim-kvc.soneparsea.com:3443/PictureServer/default.aspx/schneider-16331_Image1.jpg?A3889C9397807479A2A1C7A8BAA5959DB4AAC672836D636781A49DB2B39E95657EAFC4AC | https://pim-kvc.soneparsea.com:3443/PictureServer/default.aspx/schneider-16331.pdf?81788B76AEAA939CBEAABDA9B7A95D658678877680A7949A | PRD1 25R MODULAR SURGE ARRESTER 3P 350V WITH REMOTE TRANSFER | Protection of electrical installations in all industrial and tertiary buildings against induced or conducted surges resulting from indirect lightning strokes, Applications in the residential sector, industrial and tertiary buildings. | System configuration IT | yes
| 20 | Circuit Breakers and Fuses | Circuit Breakers | Surge Protection Devices | PRD1 25R MODULAR SURGE ARRESTER 3P 350V WITH REMOTE TRANSFER | 2101281 | 16331 | SCHNEIDER ELECTRIC | 39900 | https://pim-kvc.soneparsea.com:3443/PictureServer/default.aspx/schneider-16331_Image1.jpg?A3889C9397807479A2A1C7A8BAA5959DB4AAC672836D636781A49DB2B39E95657EAFC4AC | https://pim-kvc.soneparsea.com:3443/PictureServer/default.aspx/schneider-16331.pdf?81788B76AEAA939CBEAABDA9B7A95D658678877680A7949A | PRD1 25R MODULAR SURGE ARRESTER 3P 350V WITH REMOTE TRANSFER | Protection of electrical installations in all industrial and tertiary buildings against induced or conducted surges resulting from indirect lightning strokes, Applications in the residential sector, industrial and tertiary buildings. | System configuration TN | no
| 20 | Circuit Breakers and Fuses | Circuit Breakers | Surge Protection Devices | PRD1 25R MODULAR SURGE ARRESTER 3P 350V WITH REMOTE TRANSFER | 2101281 | 16331 | SCHNEIDER ELECTRIC | 39900 | https://pim-kvc.soneparsea.com:3443/PictureServer/default.aspx/schneider-16331_Image1.jpg?A3889C9397807479A2A1C7A8BAA5959DB4AAC672836D636781A49DB2B39E95657EAFC4AC | https://pim-kvc.soneparsea.com:3443/PictureServer/default.aspx/schneider-16331.pdf?81788B76AEAA939CBEAABDA9B7A95D658678877680A7949A | PRD1 25R MODULAR SURGE ARRESTER 3P 350V WITH REMOTE TRANSFER | Protection of electrical installations in all industrial and tertiary buildings against induced or conducted surges resulting from indirect lightning strokes, Applications in the residential sector, industrial and tertiary buildings. | System configuration TN-C | yes
| 20 | Circuit Breakers and Fuses | Circuit Breakers | Surge Protection Devices | PRD1 25R MODULAR SURGE ARRESTER 3P 350V WITH REMOTE TRANSFER | 2101281 | 16331 | SCHNEIDER ELECTRIC | 39900 | https://pim-kvc.soneparsea.com:3443/PictureServer/default.aspx/schneider-16331_Image1.jpg?A3889C9397807479A2A1C7A8BAA5959DB4AAC672836D636781A49DB2B39E95657EAFC4AC | https://pim-kvc.soneparsea.com:3443/PictureServer/default.aspx/schneider-16331.pdf?81788B76AEAA939CBEAABDA9B7A95D658678877680A7949A | PRD1 25R MODULAR SURGE ARRESTER 3P 350V WITH REMOTE TRANSFER | Protection of electrical installations in all industrial and tertiary buildings against induced or conducted surges resulting from indirect lightning strokes, Applications in the residential sector, industrial and tertiary buildings. | System configuration TN-C-S | no
| 20 | Circuit Breakers and Fuses | Circuit Breakers | Surge Protection Devices | PRD1 25R MODULAR SURGE ARRESTER 3P 350V WITH REMOTE TRANSFER | 2101281 | 16331 | SCHNEIDER ELECTRIC | 39900 | https://pim-kvc.soneparsea.com:3443/PictureServer/default.aspx/schneider-16331_Image1.jpg?A3889C9397807479A2A1C7A8BAA5959DB4AAC672836D636781A49DB2B39E95657EAFC4AC | https://pim-kvc.soneparsea.com:3443/PictureServer/default.aspx/schneider-16331.pdf?81788B76AEAA939CBEAABDA9B7A95D658678877680A7949A | PRD1 25R MODULAR SURGE ARRESTER 3P 350V WITH REMOTE TRANSFER | Protection of electrical installations in all industrial and tertiary buildings against induced or conducted surges resulting from indirect lightning strokes, Applications in the residential sector, industrial and tertiary buildings. | System configuration TN-S | no
| 20 | Circuit Breakers and Fuses | Circuit Breakers | Surge Protection Devices | PRD1 25R MODULAR SURGE ARRESTER 3P 350V WITH REMOTE TRANSFER | 2101281 | 16331 | SCHNEIDER ELECTRIC | 39900 | https://pim-kvc.soneparsea.com:3443/PictureServer/default.aspx/schneider-16331_Image1.jpg?A3889C9397807479A2A1C7A8BAA5959DB4AAC672836D636781A49DB2B39E95657EAFC4AC | https://pim-kvc.soneparsea.com:3443/PictureServer/default.aspx/schneider-16331.pdf?81788B76AEAA939CBEAABDA9B7A95D658678877680A7949A | PRD1 25R MODULAR SURGE ARRESTER 3P 350V WITH REMOTE TRANSFER | Protection of electrical installations in all industrial and tertiary buildings against induced or conducted surges resulting from indirect lightning strokes, Applications in the residential sector, industrial and tertiary buildings. | System configuration TT | no
| 20 | Circuit Breakers and Fuses | Circuit Breakers | Surge Protection Devices | PRD1 25R MODULAR SURGE ARRESTER 3P 350V WITH REMOTE TRANSFER | 2101281 | 16331 | SCHNEIDER ELECTRIC | 39900 | https://pim-kvc.soneparsea.com:3443/PictureServer/default.aspx/schneider-16331_Image1.jpg?A3889C9397807479A2A1C7A8BAA5959DB4AAC672836D636781A49DB2B39E95657EAFC4AC | https://pim-kvc.soneparsea.com:3443/PictureServer/default.aspx/schneider-16331.pdf?81788B76AEAA939CBEAABDA9B7A95D658678877680A7949A | PRD1 25R MODULAR SURGE ARRESTER 3P 350V WITH REMOTE TRANSFER | Protection of electrical installations in all industrial and tertiary buildings against induced or conducted surges resulting from indirect lightning strokes, Applications in the residential sector, industrial and tertiary buildings. | System configuration other | no
| 20 | Circuit Breakers and Fuses | Circuit Breakers | Surge Protection Devices | PRD1 25R MODULAR SURGE ARRESTER 3P 350V WITH REMOTE TRANSFER | 2101281 | 16331 | SCHNEIDER ELECTRIC | 39900 | https://pim-kvc.soneparsea.com:3443/PictureServer/default.aspx/schneider-16331_Image1.jpg?A3889C9397807479A2A1C7A8BAA5959DB4AAC672836D636781A49DB2B39E95657EAFC4AC | https://pim-kvc.soneparsea.com:3443/PictureServer/default.aspx/schneider-16331.pdf?81788B76AEAA939CBEAABDA9B7A95D658678877680A7949A | PRD1 25R MODULAR SURGE ARRESTER 3P 350V WITH REMOTE TRANSFER | Protection of electrical installations in all industrial and tertiary buildings against induced or conducted surges resulting from indirect lightning strokes, Applications in the residential sector, industrial and tertiary buildings. | Number of conductors (without earthing) | 3
| 20 | Circuit Breakers and Fuses | Circuit Breakers | Surge Protection Devices | PRD1 25R MODULAR SURGE ARRESTER 3P 350V WITH REMOTE TRANSFER | 2101281 | 16331 | SCHNEIDER ELECTRIC | 39900 | https://pim-kvc.soneparsea.com:3443/PictureServer/default.aspx/schneider-16331_Image1.jpg?A3889C9397807479A2A1C7A8BAA5959DB4AAC672836D636781A49DB2B39E95657EAFC4AC | https://pim-kvc.soneparsea.com:3443/PictureServer/default.aspx/schneider-16331.pdf?81788B76AEAA939CBEAABDA9B7A95D658678877680A7949A | PRD1 25R MODULAR SURGE ARRESTER 3P 350V WITH REMOTE TRANSFER | Protection of electrical installations in all industrial and tertiary buildings against induced or conducted surges resulting from indirect lightning strokes, Applications in the residential sector, industrial and tertiary buildings. | Nominal discharge surge current (8/20) | 25kA
| 20 | Circuit Breakers and Fuses | Circuit Breakers | Surge Protection Devices | PRD1 25R MODULAR SURGE ARRESTER 3P 350V WITH REMOTE TRANSFER | 2101281 | 16331 | SCHNEIDER ELECTRIC | 39900 | https://pim-kvc.soneparsea.com:3443/PictureServer/default.aspx/schneider-16331_Image1.jpg?A3889C9397807479A2A1C7A8BAA5959DB4AAC672836D636781A49DB2B39E95657EAFC4AC | https://pim-kvc.soneparsea.com:3443/PictureServer/default.aspx/schneider-16331.pdf?81788B76AEAA939CBEAABDA9B7A95D658678877680A7949A | PRD1 25R MODULAR SURGE ARRESTER 3P 350V WITH REMOTE TRANSFER | Protection of electrical installations in all industrial and tertiary buildings against induced or conducted surges resulting from indirect lightning strokes, Applications in the residential sector, industrial and tertiary buildings. | Max. discharge surge current (8/20) | 40kA
| 20 | Circuit Breakers and Fuses | Circuit Breakers | Surge Protection Devices | PRD1 25R MODULAR SURGE ARRESTER 3P 350V WITH REMOTE TRANSFER | 2101281 | 16331 | SCHNEIDER ELECTRIC | 39900 | https://pim-kvc.soneparsea.com:3443/PictureServer/default.aspx/schneider-16331_Image1.jpg?A3889C9397807479A2A1C7A8BAA5959DB4AAC672836D636781A49DB2B39E95657EAFC4AC | https://pim-kvc.soneparsea.com:3443/PictureServer/default.aspx/schneider-16331.pdf?81788B76AEAA939CBEAABDA9B7A95D658678877680A7949A | PRD1 25R MODULAR SURGE ARRESTER 3P 350V WITH REMOTE TRANSFER | Protection of electrical installations in all industrial and tertiary buildings against induced or conducted surges resulting from indirect lightning strokes, Applications in the residential sector, industrial and tertiary buildings. | Nominal voltage AC | 400V
| 20 | Circuit Breakers and Fuses | Circuit Breakers | Surge Protection Devices | PRD1 25R MODULAR SURGE ARRESTER 3P 350V WITH REMOTE TRANSFER | 2101281 | 16331 | SCHNEIDER ELECTRIC | 39900 | https://pim-kvc.soneparsea.com:3443/PictureServer/default.aspx/schneider-16331_Image1.jpg?A3889C9397807479A2A1C7A8BAA5959DB4AAC672836D636781A49DB2B39E95657EAFC4AC | https://pim-kvc.soneparsea.com:3443/PictureServer/default.aspx/schneider-16331.pdf?81788B76AEAA939CBEAABDA9B7A95D658678877680A7949A | PRD1 25R MODULAR SURGE ARRESTER 3P 350V WITH REMOTE TRANSFER | Protection of electrical installations in all industrial and tertiary buildings against induced or conducted surges resulting from indirect lightning strokes, Applications in the residential sector, industrial and tertiary buildings. | Nominal voltage DC | 0V
| 20 | Circuit Breakers and Fuses | Circuit Breakers | Surge Protection Devices | PRD1 25R MODULAR SURGE ARRESTER 3P 350V WITH REMOTE TRANSFER | 2101281 | 16331 | SCHNEIDER ELECTRIC | 39900 | https://pim-kvc.soneparsea.com:3443/PictureServer/default.aspx/schneider-16331_Image1.jpg?A3889C9397807479A2A1C7A8BAA5959DB4AAC672836D636781A49DB2B39E95657EAFC4AC | https://pim-kvc.soneparsea.com:3443/PictureServer/default.aspx/schneider-16331.pdf?81788B76AEAA939CBEAABDA9B7A95D658678877680A7949A | PRD1 25R MODULAR SURGE ARRESTER 3P 350V WITH REMOTE TRANSFER | Protection of electrical installations in all industrial and tertiary buildings against induced or conducted surges resulting from indirect lightning strokes, Applications in the residential sector, industrial and tertiary buildings. | Max. continuous voltage AC | 350V
| 20 | Circuit Breakers and Fuses | Circuit Breakers | Surge Protection Devices | PRD1 25R MODULAR SURGE ARRESTER 3P 350V WITH REMOTE TRANSFER | 2101281 | 16331 | SCHNEIDER ELECTRIC | 39900 | https://pim-kvc.soneparsea.com:3443/PictureServer/default.aspx/schneider-16331_Image1.jpg?A3889C9397807479A2A1C7A8BAA5959DB4AAC672836D636781A49DB2B39E95657EAFC4AC | https://pim-kvc.soneparsea.com:3443/PictureServer/default.aspx/schneider-16331.pdf?81788B76AEAA939CBEAABDA9B7A95D658678877680A7949A | PRD1 25R MODULAR SURGE ARRESTER 3P 350V WITH REMOTE TRANSFER | Protection of electrical installations in all industrial and tertiary buildings against induced or conducted surges resulting from indirect lightning strokes, Applications in the residential sector, industrial and tertiary buildings. | Max. continuous voltage DC | 0V
| 20 | Circuit Breakers and Fuses | Circuit Breakers | Surge Protection Devices | PRD1 25R MODULAR SURGE ARRESTER 3P 350V WITH REMOTE TRANSFER | 2101281 | 16331 | SCHNEIDER ELECTRIC | 39900 | https://pim-kvc.soneparsea.com:3443/PictureServer/default.aspx/schneider-16331_Image1.jpg?A3889C9397807479A2A1C7A8BAA5959DB4AAC672836D636781A49DB2B39E95657EAFC4AC | https://pim-kvc.soneparsea.com:3443/PictureServer/default.aspx/schneider-16331.pdf?81788B76AEAA939CBEAABDA9B7A95D658678877680A7949A | PRD1 25R MODULAR SURGE ARRESTER 3P 350V WITH REMOTE TRANSFER | Protection of electrical installations in all industrial and tertiary buildings against induced or conducted surges resulting from indirect lightning strokes, Applications in the residential sector, industrial and tertiary buildings. | Max. PV-voltage | 0V
| 20 | Circuit Breakers and Fuses | Circuit Breakers | Surge Protection Devices | PRD1 25R MODULAR SURGE ARRESTER 3P 350V WITH REMOTE TRANSFER | 2101281 | 16331 | SCHNEIDER ELECTRIC | 39900 | https://pim-kvc.soneparsea.com:3443/PictureServer/default.aspx/schneider-16331_Image1.jpg?A3889C9397807479A2A1C7A8BAA5959DB4AAC672836D636781A49DB2B39E95657EAFC4AC | https://pim-kvc.soneparsea.com:3443/PictureServer/default.aspx/schneider-16331.pdf?81788B76AEAA939CBEAABDA9B7A95D658678877680A7949A | PRD1 25R MODULAR SURGE ARRESTER 3P 350V WITH REMOTE TRANSFER | Protection of electrical installations in all industrial and tertiary buildings against induced or conducted surges resulting from indirect lightning strokes, Applications in the residential sector, industrial and tertiary buildings. | Voltage protection level | 1.5kV
| 20 | Circuit Breakers and Fuses | Circuit Breakers | Surge Protection Devices | PRD1 25R MODULAR SURGE ARRESTER 3P 350V WITH REMOTE TRANSFER | 2101281 | 16331 | SCHNEIDER ELECTRIC | 39900 | https://pim-kvc.soneparsea.com:3443/PictureServer/default.aspx/schneider-16331_Image1.jpg?A3889C9397807479A2A1C7A8BAA5959DB4AAC672836D636781A49DB2B39E95657EAFC4AC | https://pim-kvc.soneparsea.com:3443/PictureServer/default.aspx/schneider-16331.pdf?81788B76AEAA939CBEAABDA9B7A95D658678877680A7949A | PRD1 25R MODULAR SURGE ARRESTER 3P 350V WITH REMOTE TRANSFER | Protection of electrical installations in all industrial and tertiary buildings against induced or conducted surges resulting from indirect lightning strokes, Applications in the residential sector, industrial and tertiary buildings. | Voltage protection level L-N | 1.5kV
| 20 | Circuit Breakers and Fuses | Circuit Breakers | Surge Protection Devices | PRD1 25R MODULAR SURGE ARRESTER 3P 350V WITH REMOTE TRANSFER | 2101281 | 16331 | SCHNEIDER ELECTRIC | 39900 | https://pim-kvc.soneparsea.com:3443/PictureServer/default.aspx/schneider-16331_Image1.jpg?A3889C9397807479A2A1C7A8BAA5959DB4AAC672836D636781A49DB2B39E95657EAFC4AC | https://pim-kvc.soneparsea.com:3443/PictureServer/default.aspx/schneider-16331.pdf?81788B76AEAA939CBEAABDA9B7A95D658678877680A7949A | PRD1 25R MODULAR SURGE ARRESTER 3P 350V WITH REMOTE TRANSFER | Protection of electrical installations in all industrial and tertiary buildings against induced or conducted surges resulting from indirect lightning strokes, Applications in the residential sector, industrial and tertiary buildings. | Voltage protection level N-PE | 1.5kV
| 20 | Circuit Breakers and Fuses | Circuit Breakers | Surge Protection Devices | PRD1 25R MODULAR SURGE ARRESTER 3P 350V WITH REMOTE TRANSFER | 2101281 | 16331 | SCHNEIDER ELECTRIC | 39900 | https://pim-kvc.soneparsea.com:3443/PictureServer/default.aspx/schneider-16331_Image1.jpg?A3889C9397807479A2A1C7A8BAA5959DB4AAC672836D636781A49DB2B39E95657EAFC4AC | https://pim-kvc.soneparsea.com:3443/PictureServer/default.aspx/schneider-16331.pdf?81788B76AEAA939CBEAABDA9B7A95D658678877680A7949A | PRD1 25R MODULAR SURGE ARRESTER 3P 350V WITH REMOTE TRANSFER | Protection of electrical installations in all industrial and tertiary buildings against induced or conducted surges resulting from indirect lightning strokes, Applications in the residential sector, industrial and tertiary buildings. | Short-circuit breaking capacity (Isccr) | 25kA
| 21 | Circuit Breakers and Fuses | Circuit Breakers | Surge Protection Devices | ZELIO RELAY VARISTOR 6..24 VAC/DC FOR RPZ/RXZ SOCKETS | 2108886 | RXM021RB | SCHNEIDER ELECTRIC | 130 | https://pim-kvc.soneparsea.com:3443/PictureServer/default.aspx/schneider-RXM021RB_Image1.jpg?A3889C9397807479A2A1C7A8BAA5959DB4AAC672A48F7D648276A687B1809D95B7AA8573BCA797 | https://pim-kvc.soneparsea.com:3443/PictureServer/default.aspx/schneider-rxm021rb.pdf?81788B76AEAA939CBEAABDA9B7A95DA6C8B2847783A99262C0A9BA | ZELIO RELAY VARISTOR 6..24 V AC/DC FOR RPZ/RXZ SOCKETS | Protection module for use with RPZ F1, RPZ F2 sockets. | Function | Varistor (voltage-sensitive resistor)
| 21 | Circuit Breakers and Fuses | Circuit Breakers | Surge Protection Devices | ZELIO RELAY VARISTOR 6..24 VAC/DC FOR RPZ/RXZ SOCKETS | 2108886 | RXM021RB | SCHNEIDER ELECTRIC | 130 | https://pim-kvc.soneparsea.com:3443/PictureServer/default.aspx/schneider-RXM021RB_Image1.jpg?A3889C9397807479A2A1C7A8BAA5959DB4AAC672A48F7D648276A687B1809D95B7AA8573BCA797 | https://pim-kvc.soneparsea.com:3443/PictureServer/default.aspx/schneider-rxm021rb.pdf?81788B76AEAA939CBEAABDA9B7A95DA6C8B2847783A99262C0A9BA | ZELIO RELAY VARISTOR 6..24 V AC/DC FOR RPZ/RXZ SOCKETS | Protection module for use with RPZ F1, RPZ F2 sockets. | Rated control supply voltage Us at AC 50HZ | 6...24V
| 21 | Circuit Breakers and Fuses | Circuit Breakers | Surge Protection Devices | ZELIO RELAY VARISTOR 6..24 VAC/DC FOR RPZ/RXZ SOCKETS | 2108886 | RXM021RB | SCHNEIDER ELECTRIC | 130 | https://pim-kvc.soneparsea.com:3443/PictureServer/default.aspx/schneider-RXM021RB_Image1.jpg?A3889C9397807479A2A1C7A8BAA5959DB4AAC672A48F7D648276A687B1809D95B7AA8573BCA797 | https://pim-kvc.soneparsea.com:3443/PictureServer/default.aspx/schneider-rxm021rb.pdf?81788B76AEAA939CBEAABDA9B7A95DA6C8B2847783A99262C0A9BA | ZELIO RELAY VARISTOR 6..24 V AC/DC FOR RPZ/RXZ SOCKETS | Protection module for use with RPZ F1, RPZ F2 sockets. | Rated control supply voltage Us at AC 60HZ | 6...24V
| 21 | Circuit Breakers and Fuses | Circuit Breakers | Surge Protection Devices | ZELIO RELAY VARISTOR 6..24 VAC/DC FOR RPZ/RXZ SOCKETS | 2108886 | RXM021RB | SCHNEIDER ELECTRIC | 130 | https://pim-kvc.soneparsea.com:3443/PictureServer/default.aspx/schneider-RXM021RB_Image1.jpg?A3889C9397807479A2A1C7A8BAA5959DB4AAC672A48F7D648276A687B1809D95B7AA8573BCA797 | https://pim-kvc.soneparsea.com:3443/PictureServer/default.aspx/schneider-rxm021rb.pdf?81788B76AEAA939CBEAABDA9B7A95DA6C8B2847783A99262C0A9BA | ZELIO RELAY VARISTOR 6..24 V AC/DC FOR RPZ/RXZ SOCKETS | Protection module for use with RPZ F1, RPZ F2 sockets. | Rated control supply voltage Us at DC | 6...24V
| 21 | Circuit Breakers and Fuses | Circuit Breakers | Surge Protection Devices | ZELIO RELAY VARISTOR 6..24 VAC/DC FOR RPZ/RXZ SOCKETS | 2108886 | RXM021RB | SCHNEIDER ELECTRIC | 130 | https://pim-kvc.soneparsea.com:3443/PictureServer/default.aspx/schneider-RXM021RB_Image1.jpg?A3889C9397807479A2A1C7A8BAA5959DB4AAC672A48F7D648276A687B1809D95B7AA8573BCA797 | https://pim-kvc.soneparsea.com:3443/PictureServer/default.aspx/schneider-rxm021rb.pdf?81788B76AEAA939CBEAABDA9B7A95DA6C8B2847783A99262C0A9BA | ZELIO RELAY VARISTOR 6..24 V AC/DC FOR RPZ/RXZ SOCKETS | Protection module for use with RPZ F1, RPZ F2 sockets. | Voltage type for actuating | AC/DC
| 21 | Circuit Breakers and Fuses | Circuit Breakers | Surge Protection Devices | ZELIO RELAY VARISTOR 6..24 VAC/DC FOR RPZ/RXZ SOCKETS | 2108886 | RXM021RB | SCHNEIDER ELECTRIC | 130 | https://pim-kvc.soneparsea.com:3443/PictureServer/default.aspx/schneider-RXM021RB_Image1.jpg?A3889C9397807479A2A1C7A8BAA5959DB4AAC672A48F7D648276A687B1809D95B7AA8573BCA797 | https://pim-kvc.soneparsea.com:3443/PictureServer/default.aspx/schneider-rxm021rb.pdf?81788B76AEAA939CBEAABDA9B7A95DA6C8B2847783A99262C0A9BA | ZELIO RELAY VARISTOR 6..24 V AC/DC FOR RPZ/RXZ SOCKETS | Protection module for use with RPZ F1, RPZ F2 sockets. | With LED indication | no
| 22 | Circuit Breakers and Fuses | Circuit Breakers | Surge Protection Devices | IPRD65R MODULAR SURGE ARRESTER 3P+N 350V W/REMOTE TRANSFERT | 2109754 | A9L65601 | SCHNEIDER ELECTRIC | 24000 | https://pim-kvc.soneparsea.com:3443/PictureServer/default.aspx/schneider-A9L65601_Image1.jpg?A3889C9397807479A2A1C7A8BAA5959DB4AAC67293707C6A857B8476B1809D95B7AA8573BCA797 | https://pim-kvc.soneparsea.com:3443/PictureServer/default.aspx/schneider-a9l65601.pdf?81788B76AEAA939CBEAABDA9B7A95D9589B18A7A88676162C0A9BA | IPRD65R MODULAR SURGE ARRESTER 3P+N 350V WITH REMOTE TRANSFERT | Acti 9 iPRD Type 2 Surge Protection Devices protect the electrical equipments against the indirect lightning strikes. The use of Type 2 Surge Arresters is recommended in the case of non-critical power installations. They are tested and rated according to the standardised current wave of 8/20 µs. With exclusive features, Acti 9 iPRD DIN rail Type 2 Surge Protection Devices are geared to protect your equipments from indirect lightning strikes and improve the continuity of service. | System configuration DC | no
| 22 | Circuit Breakers and Fuses | Circuit Breakers | Surge Protection Devices | IPRD65R MODULAR SURGE ARRESTER 3P+N 350V W/REMOTE TRANSFERT | 2109754 | A9L65601 | SCHNEIDER ELECTRIC | 24000 | https://pim-kvc.soneparsea.com:3443/PictureServer/default.aspx/schneider-A9L65601_Image1.jpg?A3889C9397807479A2A1C7A8BAA5959DB4AAC67293707C6A857B8476B1809D95B7AA8573BCA797 | https://pim-kvc.soneparsea.com:3443/PictureServer/default.aspx/schneider-a9l65601.pdf?81788B76AEAA939CBEAABDA9B7A95D9589B18A7A88676162C0A9BA | IPRD65R MODULAR SURGE ARRESTER 3P+N 350V WITH REMOTE TRANSFERT | Acti 9 iPRD Type 2 Surge Protection Devices protect the electrical equipments against the indirect lightning strikes. The use of Type 2 Surge Arresters is recommended in the case of non-critical power installations. They are tested and rated according to the standardised current wave of 8/20 µs. With exclusive features, Acti 9 iPRD DIN rail Type 2 Surge Protection Devices are geared to protect your equipments from indirect lightning strikes and improve the continuity of service. | System configuration IT | no
| 22 | Circuit Breakers and Fuses | Circuit Breakers | Surge Protection Devices | IPRD65R MODULAR SURGE ARRESTER 3P+N 350V W/REMOTE TRANSFERT | 2109754 | A9L65601 | SCHNEIDER ELECTRIC | 24000 | https://pim-kvc.soneparsea.com:3443/PictureServer/default.aspx/schneider-A9L65601_Image1.jpg?A3889C9397807479A2A1C7A8BAA5959DB4AAC67293707C6A857B8476B1809D95B7AA8573BCA797 | https://pim-kvc.soneparsea.com:3443/PictureServer/default.aspx/schneider-a9l65601.pdf?81788B76AEAA939CBEAABDA9B7A95D9589B18A7A88676162C0A9BA | IPRD65R MODULAR SURGE ARRESTER 3P+N 350V WITH REMOTE TRANSFERT | Acti 9 iPRD Type 2 Surge Protection Devices protect the electrical equipments against the indirect lightning strikes. The use of Type 2 Surge Arresters is recommended in the case of non-critical power installations. They are tested and rated according to the standardised current wave of 8/20 µs. With exclusive features, Acti 9 iPRD DIN rail Type 2 Surge Protection Devices are geared to protect your equipments from indirect lightning strikes and improve the continuity of service. | System configuration TN | no
| 22 | Circuit Breakers and Fuses | Circuit Breakers | Surge Protection Devices | IPRD65R MODULAR SURGE ARRESTER 3P+N 350V W/REMOTE TRANSFERT | 2109754 | A9L65601 | SCHNEIDER ELECTRIC | 24000 | https://pim-kvc.soneparsea.com:3443/PictureServer/default.aspx/schneider-A9L65601_Image1.jpg?A3889C9397807479A2A1C7A8BAA5959DB4AAC67293707C6A857B8476B1809D95B7AA8573BCA797 | https://pim-kvc.soneparsea.com:3443/PictureServer/default.aspx/schneider-a9l65601.pdf?81788B76AEAA939CBEAABDA9B7A95D9589B18A7A88676162C0A9BA | IPRD65R MODULAR SURGE ARRESTER 3P+N 350V WITH REMOTE TRANSFERT | Acti 9 iPRD Type 2 Surge Protection Devices protect the electrical equipments against the indirect lightning strikes. The use of Type 2 Surge Arresters is recommended in the case of non-critical power installations. They are tested and rated according to the standardised current wave of 8/20 µs. With exclusive features, Acti 9 iPRD DIN rail Type 2 Surge Protection Devices are geared to protect your equipments from indirect lightning strikes and improve the continuity of service. | System configuration TN-C | no
| 22 | Circuit Breakers and Fuses | Circuit Breakers | Surge Protection Devices | IPRD65R MODULAR SURGE ARRESTER 3P+N 350V W/REMOTE TRANSFERT | 2109754 | A9L65601 | SCHNEIDER ELECTRIC | 24000 | https://pim-kvc.soneparsea.com:3443/PictureServer/default.aspx/schneider-A9L65601_Image1.jpg?A3889C9397807479A2A1C7A8BAA5959DB4AAC67293707C6A857B8476B1809D95B7AA8573BCA797 | https://pim-kvc.soneparsea.com:3443/PictureServer/default.aspx/schneider-a9l65601.pdf?81788B76AEAA939CBEAABDA9B7A95D9589B18A7A88676162C0A9BA | IPRD65R MODULAR SURGE ARRESTER 3P+N 350V WITH REMOTE TRANSFERT | Acti 9 iPRD Type 2 Surge Protection Devices protect the electrical equipments against the indirect lightning strikes. The use of Type 2 Surge Arresters is recommended in the case of non-critical power installations. They are tested and rated according to the standardised current wave of 8/20 µs. With exclusive features, Acti 9 iPRD DIN rail Type 2 Surge Protection Devices are geared to protect your equipments from indirect lightning strikes and improve the continuity of service. | System configuration TN-C-S | no
| 22 | Circuit Breakers and Fuses | Circuit Breakers | Surge Protection Devices | IPRD65R MODULAR SURGE ARRESTER 3P+N 350V W/REMOTE TRANSFERT | 2109754 | A9L65601 | SCHNEIDER ELECTRIC | 24000 | https://pim-kvc.soneparsea.com:3443/PictureServer/default.aspx/schneider-A9L65601_Image1.jpg?A3889C9397807479A2A1C7A8BAA5959DB4AAC67293707C6A857B8476B1809D95B7AA8573BCA797 | https://pim-kvc.soneparsea.com:3443/PictureServer/default.aspx/schneider-a9l65601.pdf?81788B76AEAA939CBEAABDA9B7A95D9589B18A7A88676162C0A9BA | IPRD65R MODULAR SURGE ARRESTER 3P+N 350V WITH REMOTE TRANSFERT | Acti 9 iPRD Type 2 Surge Protection Devices protect the electrical equipments against the indirect lightning strikes. The use of Type 2 Surge Arresters is recommended in the case of non-critical power installations. They are tested and rated according to the standardised current wave of 8/20 µs. With exclusive features, Acti 9 iPRD DIN rail Type 2 Surge Protection Devices are geared to protect your equipments from indirect lightning strikes and improve the continuity of service. | System configuration TN-S | yes
| 22 | Circuit Breakers and Fuses | Circuit Breakers | Surge Protection Devices | IPRD65R MODULAR SURGE ARRESTER 3P+N 350V W/REMOTE TRANSFERT | 2109754 | A9L65601 | SCHNEIDER ELECTRIC | 24000 | https://pim-kvc.soneparsea.com:3443/PictureServer/default.aspx/schneider-A9L65601_Image1.jpg?A3889C9397807479A2A1C7A8BAA5959DB4AAC67293707C6A857B8476B1809D95B7AA8573BCA797 | https://pim-kvc.soneparsea.com:3443/PictureServer/default.aspx/schneider-a9l65601.pdf?81788B76AEAA939CBEAABDA9B7A95D9589B18A7A88676162C0A9BA | IPRD65R MODULAR SURGE ARRESTER 3P+N 350V WITH REMOTE TRANSFERT | Acti 9 iPRD Type 2 Surge Protection Devices protect the electrical equipments against the indirect lightning strikes. The use of Type 2 Surge Arresters is recommended in the case of non-critical power installations. They are tested and rated according to the standardised current wave of 8/20 µs. With exclusive features, Acti 9 iPRD DIN rail Type 2 Surge Protection Devices are geared to protect your equipments from indirect lightning strikes and improve the continuity of service. | System configuration TT | yes
| 22 | Circuit Breakers and Fuses | Circuit Breakers | Surge Protection Devices | IPRD65R MODULAR SURGE ARRESTER 3P+N 350V W/REMOTE TRANSFERT | 2109754 | A9L65601 | SCHNEIDER ELECTRIC | 24000 | https://pim-kvc.soneparsea.com:3443/PictureServer/default.aspx/schneider-A9L65601_Image1.jpg?A3889C9397807479A2A1C7A8BAA5959DB4AAC67293707C6A857B8476B1809D95B7AA8573BCA797 | https://pim-kvc.soneparsea.com:3443/PictureServer/default.aspx/schneider-a9l65601.pdf?81788B76AEAA939CBEAABDA9B7A95D9589B18A7A88676162C0A9BA | IPRD65R MODULAR SURGE ARRESTER 3P+N 350V WITH REMOTE TRANSFERT | Acti 9 iPRD Type 2 Surge Protection Devices protect the electrical equipments against the indirect lightning strikes. The use of Type 2 Surge Arresters is recommended in the case of non-critical power installations. They are tested and rated according to the standardised current wave of 8/20 µs. With exclusive features, Acti 9 iPRD DIN rail Type 2 Surge Protection Devices are geared to protect your equipments from indirect lightning strikes and improve the continuity of service. | System configuration other | no
| 22 | Circuit Breakers and Fuses | Circuit Breakers | Surge Protection Devices | IPRD65R MODULAR SURGE ARRESTER 3P+N 350V W/REMOTE TRANSFERT | 2109754 | A9L65601 | SCHNEIDER ELECTRIC | 24000 | https://pim-kvc.soneparsea.com:3443/PictureServer/default.aspx/schneider-A9L65601_Image1.jpg?A3889C9397807479A2A1C7A8BAA5959DB4AAC67293707C6A857B8476B1809D95B7AA8573BCA797 | https://pim-kvc.soneparsea.com:3443/PictureServer/default.aspx/schneider-a9l65601.pdf?81788B76AEAA939CBEAABDA9B7A95D9589B18A7A88676162C0A9BA | IPRD65R MODULAR SURGE ARRESTER 3P+N 350V WITH REMOTE TRANSFERT | Acti 9 iPRD Type 2 Surge Protection Devices protect the electrical equipments against the indirect lightning strikes. The use of Type 2 Surge Arresters is recommended in the case of non-critical power installations. They are tested and rated according to the standardised current wave of 8/20 µs. With exclusive features, Acti 9 iPRD DIN rail Type 2 Surge Protection Devices are geared to protect your equipments from indirect lightning strikes and improve the continuity of service. | Number of conductors (without earthing) | 3
| 22 | Circuit Breakers and Fuses | Circuit Breakers | Surge Protection Devices | IPRD65R MODULAR SURGE ARRESTER 3P+N 350V W/REMOTE TRANSFERT | 2109754 | A9L65601 | SCHNEIDER ELECTRIC | 24000 | https://pim-kvc.soneparsea.com:3443/PictureServer/default.aspx/schneider-A9L65601_Image1.jpg?A3889C9397807479A2A1C7A8BAA5959DB4AAC67293707C6A857B8476B1809D95B7AA8573BCA797 | https://pim-kvc.soneparsea.com:3443/PictureServer/default.aspx/schneider-a9l65601.pdf?81788B76AEAA939CBEAABDA9B7A95D9589B18A7A88676162C0A9BA | IPRD65R MODULAR SURGE ARRESTER 3P+N 350V WITH REMOTE TRANSFERT | Acti 9 iPRD Type 2 Surge Protection Devices protect the electrical equipments against the indirect lightning strikes. The use of Type 2 Surge Arresters is recommended in the case of non-critical power installations. They are tested and rated according to the standardised current wave of 8/20 µs. With exclusive features, Acti 9 iPRD DIN rail Type 2 Surge Protection Devices are geared to protect your equipments from indirect lightning strikes and improve the continuity of service. | Nominal discharge surge current (8/20) | 20kA
| 22 | Circuit Breakers and Fuses | Circuit Breakers | Surge Protection Devices | IPRD65R MODULAR SURGE ARRESTER 3P+N 350V W/REMOTE TRANSFERT | 2109754 | A9L65601 | SCHNEIDER ELECTRIC | 24000 | https://pim-kvc.soneparsea.com:3443/PictureServer/default.aspx/schneider-A9L65601_Image1.jpg?A3889C9397807479A2A1C7A8BAA5959DB4AAC67293707C6A857B8476B1809D95B7AA8573BCA797 | https://pim-kvc.soneparsea.com:3443/PictureServer/default.aspx/schneider-a9l65601.pdf?81788B76AEAA939CBEAABDA9B7A95D9589B18A7A88676162C0A9BA | IPRD65R MODULAR SURGE ARRESTER 3P+N 350V WITH REMOTE TRANSFERT | Acti 9 iPRD Type 2 Surge Protection Devices protect the electrical equipments against the indirect lightning strikes. The use of Type 2 Surge Arresters is recommended in the case of non-critical power installations. They are tested and rated according to the standardised current wave of 8/20 µs. With exclusive features, Acti 9 iPRD DIN rail Type 2 Surge Protection Devices are geared to protect your equipments from indirect lightning strikes and improve the continuity of service. | Max. discharge surge current (8/20) | 65kA
| 22 | Circuit Breakers and Fuses | Circuit Breakers | Surge Protection Devices | IPRD65R MODULAR SURGE ARRESTER 3P+N 350V W/REMOTE TRANSFERT | 2109754 | A9L65601 | SCHNEIDER ELECTRIC | 24000 | https://pim-kvc.soneparsea.com:3443/PictureServer/default.aspx/schneider-A9L65601_Image1.jpg?A3889C9397807479A2A1C7A8BAA5959DB4AAC67293707C6A857B8476B1809D95B7AA8573BCA797 | https://pim-kvc.soneparsea.com:3443/PictureServer/default.aspx/schneider-a9l65601.pdf?81788B76AEAA939CBEAABDA9B7A95D9589B18A7A88676162C0A9BA | IPRD65R MODULAR SURGE ARRESTER 3P+N 350V WITH REMOTE TRANSFERT | Acti 9 iPRD Type 2 Surge Protection Devices protect the electrical equipments against the indirect lightning strikes. The use of Type 2 Surge Arresters is recommended in the case of non-critical power installations. They are tested and rated according to the standardised current wave of 8/20 µs. With exclusive features, Acti 9 iPRD DIN rail Type 2 Surge Protection Devices are geared to protect your equipments from indirect lightning strikes and improve the continuity of service. | Nominal voltage AC | 350V
| 22 | Circuit Breakers and Fuses | Circuit Breakers | Surge Protection Devices | IPRD65R MODULAR SURGE ARRESTER 3P+N 350V W/REMOTE TRANSFERT | 2109754 | A9L65601 | SCHNEIDER ELECTRIC | 24000 | https://pim-kvc.soneparsea.com:3443/PictureServer/default.aspx/schneider-A9L65601_Image1.jpg?A3889C9397807479A2A1C7A8BAA5959DB4AAC67293707C6A857B8476B1809D95B7AA8573BCA797 | https://pim-kvc.soneparsea.com:3443/PictureServer/default.aspx/schneider-a9l65601.pdf?81788B76AEAA939CBEAABDA9B7A95D9589B18A7A88676162C0A9BA | IPRD65R MODULAR SURGE ARRESTER 3P+N 350V WITH REMOTE TRANSFERT | Acti 9 iPRD Type 2 Surge Protection Devices protect the electrical equipments against the indirect lightning strikes. The use of Type 2 Surge Arresters is recommended in the case of non-critical power installations. They are tested and rated according to the standardised current wave of 8/20 µs. With exclusive features, Acti 9 iPRD DIN rail Type 2 Surge Protection Devices are geared to protect your equipments from indirect lightning strikes and improve the continuity of service. | Nominal voltage DC | 0V
| 22 | Circuit Breakers and Fuses | Circuit Breakers | Surge Protection Devices | IPRD65R MODULAR SURGE ARRESTER 3P+N 350V W/REMOTE TRANSFERT | 2109754 | A9L65601 | SCHNEIDER ELECTRIC | 24000 | https://pim-kvc.soneparsea.com:3443/PictureServer/default.aspx/schneider-A9L65601_Image1.jpg?A3889C9397807479A2A1C7A8BAA5959DB4AAC67293707C6A857B8476B1809D95B7AA8573BCA797 | https://pim-kvc.soneparsea.com:3443/PictureServer/default.aspx/schneider-a9l65601.pdf?81788B76AEAA939CBEAABDA9B7A95D9589B18A7A88676162C0A9BA | IPRD65R MODULAR SURGE ARRESTER 3P+N 350V WITH REMOTE TRANSFERT | Acti 9 iPRD Type 2 Surge Protection Devices protect the electrical equipments against the indirect lightning strikes. The use of Type 2 Surge Arresters is recommended in the case of non-critical power installations. They are tested and rated according to the standardised current wave of 8/20 µs. With exclusive features, Acti 9 iPRD DIN rail Type 2 Surge Protection Devices are geared to protect your equipments from indirect lightning strikes and improve the continuity of service. | Max. continuous voltage AC | 350V
| 22 | Circuit Breakers and Fuses | Circuit Breakers | Surge Protection Devices | IPRD65R MODULAR SURGE ARRESTER 3P+N 350V W/REMOTE TRANSFERT | 2109754 | A9L65601 | SCHNEIDER ELECTRIC | 24000 | https://pim-kvc.soneparsea.com:3443/PictureServer/default.aspx/schneider-A9L65601_Image1.jpg?A3889C9397807479A2A1C7A8BAA5959DB4AAC67293707C6A857B8476B1809D95B7AA8573BCA797 | https://pim-kvc.soneparsea.com:3443/PictureServer/default.aspx/schneider-a9l65601.pdf?81788B76AEAA939CBEAABDA9B7A95D9589B18A7A88676162C0A9BA | IPRD65R MODULAR SURGE ARRESTER 3P+N 350V WITH REMOTE TRANSFERT | Acti 9 iPRD Type 2 Surge Protection Devices protect the electrical equipments against the indirect lightning strikes. The use of Type 2 Surge Arresters is recommended in the case of non-critical power installations. They are tested and rated according to the standardised current wave of 8/20 µs. With exclusive features, Acti 9 iPRD DIN rail Type 2 Surge Protection Devices are geared to protect your equipments from indirect lightning strikes and improve the continuity of service. | Max. continuous voltage DC | 0V
| 22 | Circuit Breakers and Fuses | Circuit Breakers | Surge Protection Devices | IPRD65R MODULAR SURGE ARRESTER 3P+N 350V W/REMOTE TRANSFERT | 2109754 | A9L65601 | SCHNEIDER ELECTRIC | 24000 | https://pim-kvc.soneparsea.com:3443/PictureServer/default.aspx/schneider-A9L65601_Image1.jpg?A3889C9397807479A2A1C7A8BAA5959DB4AAC67293707C6A857B8476B1809D95B7AA8573BCA797 | https://pim-kvc.soneparsea.com:3443/PictureServer/default.aspx/schneider-a9l65601.pdf?81788B76AEAA939CBEAABDA9B7A95D9589B18A7A88676162C0A9BA | IPRD65R MODULAR SURGE ARRESTER 3P+N 350V WITH REMOTE TRANSFERT | Acti 9 iPRD Type 2 Surge Protection Devices protect the electrical equipments against the indirect lightning strikes. The use of Type 2 Surge Arresters is recommended in the case of non-critical power installations. They are tested and rated according to the standardised current wave of 8/20 µs. With exclusive features, Acti 9 iPRD DIN rail Type 2 Surge Protection Devices are geared to protect your equipments from indirect lightning strikes and improve the continuity of service. | Max. PV-voltage | 0V
| 22 | Circuit Breakers and Fuses | Circuit Breakers | Surge Protection Devices | IPRD65R MODULAR SURGE ARRESTER 3P+N 350V W/REMOTE TRANSFERT | 2109754 | A9L65601 | SCHNEIDER ELECTRIC | 24000 | https://pim-kvc.soneparsea.com:3443/PictureServer/default.aspx/schneider-A9L65601_Image1.jpg?A3889C9397807479A2A1C7A8BAA5959DB4AAC67293707C6A857B8476B1809D95B7AA8573BCA797 | https://pim-kvc.soneparsea.com:3443/PictureServer/default.aspx/schneider-a9l65601.pdf?81788B76AEAA939CBEAABDA9B7A95D9589B18A7A88676162C0A9BA | IPRD65R MODULAR SURGE ARRESTER 3P+N 350V WITH REMOTE TRANSFERT | Acti 9 iPRD Type 2 Surge Protection Devices protect the electrical equipments against the indirect lightning strikes. The use of Type 2 Surge Arresters is recommended in the case of non-critical power installations. They are tested and rated according to the standardised current wave of 8/20 µs. With exclusive features, Acti 9 iPRD DIN rail Type 2 Surge Protection Devices are geared to protect your equipments from indirect lightning strikes and improve the continuity of service. | Voltage protection level | 1.5kV
| 22 | Circuit Breakers and Fuses | Circuit Breakers | Surge Protection Devices | IPRD65R MODULAR SURGE ARRESTER 3P+N 350V W/REMOTE TRANSFERT | 2109754 | A9L65601 | SCHNEIDER ELECTRIC | 24000 | https://pim-kvc.soneparsea.com:3443/PictureServer/default.aspx/schneider-A9L65601_Image1.jpg?A3889C9397807479A2A1C7A8BAA5959DB4AAC67293707C6A857B8476B1809D95B7AA8573BCA797 | https://pim-kvc.soneparsea.com:3443/PictureServer/default.aspx/schneider-a9l65601.pdf?81788B76AEAA939CBEAABDA9B7A95D9589B18A7A88676162C0A9BA | IPRD65R MODULAR SURGE ARRESTER 3P+N 350V WITH REMOTE TRANSFERT | Acti 9 iPRD Type 2 Surge Protection Devices protect the electrical equipments against the indirect lightning strikes. The use of Type 2 Surge Arresters is recommended in the case of non-critical power installations. They are tested and rated according to the standardised current wave of 8/20 µs. With exclusive features, Acti 9 iPRD DIN rail Type 2 Surge Protection Devices are geared to protect your equipments from indirect lightning strikes and improve the continuity of service. | Voltage protection level L-N | 1.5kV
| 22 | Circuit Breakers and Fuses | Circuit Breakers | Surge Protection Devices | IPRD65R MODULAR SURGE ARRESTER 3P+N 350V W/REMOTE TRANSFERT | 2109754 | A9L65601 | SCHNEIDER ELECTRIC | 24000 | https://pim-kvc.soneparsea.com:3443/PictureServer/default.aspx/schneider-A9L65601_Image1.jpg?A3889C9397807479A2A1C7A8BAA5959DB4AAC67293707C6A857B8476B1809D95B7AA8573BCA797 | https://pim-kvc.soneparsea.com:3443/PictureServer/default.aspx/schneider-a9l65601.pdf?81788B76AEAA939CBEAABDA9B7A95D9589B18A7A88676162C0A9BA | IPRD65R MODULAR SURGE ARRESTER 3P+N 350V WITH REMOTE TRANSFERT | Acti 9 iPRD Type 2 Surge Protection Devices protect the electrical equipments against the indirect lightning strikes. The use of Type 2 Surge Arresters is recommended in the case of non-critical power installations. They are tested and rated according to the standardised current wave of 8/20 µs. With exclusive features, Acti 9 iPRD DIN rail Type 2 Surge Protection Devices are geared to protect your equipments from indirect lightning strikes and improve the continuity of service. | Voltage protection level N-PE | 1.5kV
| 22 | Circuit Breakers and Fuses | Circuit Breakers | Surge Protection Devices | IPRD65R MODULAR SURGE ARRESTER 3P+N 350V W/REMOTE TRANSFERT | 2109754 | A9L65601 | SCHNEIDER ELECTRIC | 24000 | https://pim-kvc.soneparsea.com:3443/PictureServer/default.aspx/schneider-A9L65601_Image1.jpg?A3889C9397807479A2A1C7A8BAA5959DB4AAC67293707C6A857B8476B1809D95B7AA8573BCA797 | https://pim-kvc.soneparsea.com:3443/PictureServer/default.aspx/schneider-a9l65601.pdf?81788B76AEAA939CBEAABDA9B7A95D9589B18A7A88676162C0A9BA | IPRD65R MODULAR SURGE ARRESTER 3P+N 350V WITH REMOTE TRANSFERT | Acti 9 iPRD Type 2 Surge Protection Devices protect the electrical equipments against the indirect lightning strikes. The use of Type 2 Surge Arresters is recommended in the case of non-critical power installations. They are tested and rated according to the standardised current wave of 8/20 µs. With exclusive features, Acti 9 iPRD DIN rail Type 2 Surge Protection Devices are geared to protect your equipments from indirect lightning strikes and improve the continuity of service. | Short-circuit breaking capacity (Isccr) | 0kA
| 23 | Circuit Breakers and Fuses | Circuit Breakers | Surge Protection Devices | IPRD20R MODULAR SURGE ARRESTER 1P+N 350V W/REMOTE TRANSFERT | 2112200 | A9L20501 | SCHNEIDER ELECTRIC | 5430 | https://pim-kvc.soneparsea.com:3443/PictureServer/default.aspx/schneider-A9L20501_Image1.jpg?A3889C9397807479A2A1C7A8BAA5959DB4AAC67293707C66807A8476B1809D95B7AA8573BCA797 | https://pim-kvc.soneparsea.com:3443/PictureServer/default.aspx/schneider-a9l20501.pdf?81788B76AEAA939CBEAABDA9B7A95D9589B1867587676162C0A9BA | IPRD20R MODULAR SURGE ARRESTER 1P+N 350V WITH REMOTE TRANSFERT | With exclusive features, Acti 9 iPF & iPRD DIN rail type-2 Surge Protector Devices (SPDs) are definitely geared to absolute safety and improved continuity of service. | System configuration DC | no
| 23 | Circuit Breakers and Fuses | Circuit Breakers | Surge Protection Devices | IPRD20R MODULAR SURGE ARRESTER 1P+N 350V W/REMOTE TRANSFERT | 2112200 | A9L20501 | SCHNEIDER ELECTRIC | 5430 | https://pim-kvc.soneparsea.com:3443/PictureServer/default.aspx/schneider-A9L20501_Image1.jpg?A3889C9397807479A2A1C7A8BAA5959DB4AAC67293707C66807A8476B1809D95B7AA8573BCA797 | https://pim-kvc.soneparsea.com:3443/PictureServer/default.aspx/schneider-a9l20501.pdf?81788B76AEAA939CBEAABDA9B7A95D9589B1867587676162C0A9BA | IPRD20R MODULAR SURGE ARRESTER 1P+N 350V WITH REMOTE TRANSFERT | With exclusive features, Acti 9 iPF & iPRD DIN rail type-2 Surge Protector Devices (SPDs) are definitely geared to absolute safety and improved continuity of service. | System configuration IT | no
| 23 | Circuit Breakers and Fuses | Circuit Breakers | Surge Protection Devices | IPRD20R MODULAR SURGE ARRESTER 1P+N 350V W/REMOTE TRANSFERT | 2112200 | A9L20501 | SCHNEIDER ELECTRIC | 5430 | https://pim-kvc.soneparsea.com:3443/PictureServer/default.aspx/schneider-A9L20501_Image1.jpg?A3889C9397807479A2A1C7A8BAA5959DB4AAC67293707C66807A8476B1809D95B7AA8573BCA797 | https://pim-kvc.soneparsea.com:3443/PictureServer/default.aspx/schneider-a9l20501.pdf?81788B76AEAA939CBEAABDA9B7A95D9589B1867587676162C0A9BA | IPRD20R MODULAR SURGE ARRESTER 1P+N 350V WITH REMOTE TRANSFERT | With exclusive features, Acti 9 iPF & iPRD DIN rail type-2 Surge Protector Devices (SPDs) are definitely geared to absolute safety and improved continuity of service. | System configuration TN | no
| 23 | Circuit Breakers and Fuses | Circuit Breakers | Surge Protection Devices | IPRD20R MODULAR SURGE ARRESTER 1P+N 350V W/REMOTE TRANSFERT | 2112200 | A9L20501 | SCHNEIDER ELECTRIC | 5430 | https://pim-kvc.soneparsea.com:3443/PictureServer/default.aspx/schneider-A9L20501_Image1.jpg?A3889C9397807479A2A1C7A8BAA5959DB4AAC67293707C66807A8476B1809D95B7AA8573BCA797 | https://pim-kvc.soneparsea.com:3443/PictureServer/default.aspx/schneider-a9l20501.pdf?81788B76AEAA939CBEAABDA9B7A95D9589B1867587676162C0A9BA | IPRD20R MODULAR SURGE ARRESTER 1P+N 350V WITH REMOTE TRANSFERT | With exclusive features, Acti 9 iPF & iPRD DIN rail type-2 Surge Protector Devices (SPDs) are definitely geared to absolute safety and improved continuity of service. | System configuration TN-C | no
| 23 | Circuit Breakers and Fuses | Circuit Breakers | Surge Protection Devices | IPRD20R MODULAR SURGE ARRESTER 1P+N 350V W/REMOTE TRANSFERT | 2112200 | A9L20501 | SCHNEIDER ELECTRIC | 5430 | https://pim-kvc.soneparsea.com:3443/PictureServer/default.aspx/schneider-A9L20501_Image1.jpg?A3889C9397807479A2A1C7A8BAA5959DB4AAC67293707C66807A8476B1809D95B7AA8573BCA797 | https://pim-kvc.soneparsea.com:3443/PictureServer/default.aspx/schneider-a9l20501.pdf?81788B76AEAA939CBEAABDA9B7A95D9589B1867587676162C0A9BA | IPRD20R MODULAR SURGE ARRESTER 1P+N 350V WITH REMOTE TRANSFERT | With exclusive features, Acti 9 iPF & iPRD DIN rail type-2 Surge Protector Devices (SPDs) are definitely geared to absolute safety and improved continuity of service. | System configuration TN-C-S | no
| 23 | Circuit Breakers and Fuses | Circuit Breakers | Surge Protection Devices | IPRD20R MODULAR SURGE ARRESTER 1P+N 350V W/REMOTE TRANSFERT | 2112200 | A9L20501 | SCHNEIDER ELECTRIC | 5430 | https://pim-kvc.soneparsea.com:3443/PictureServer/default.aspx/schneider-A9L20501_Image1.jpg?A3889C9397807479A2A1C7A8BAA5959DB4AAC67293707C66807A8476B1809D95B7AA8573BCA797 | https://pim-kvc.soneparsea.com:3443/PictureServer/default.aspx/schneider-a9l20501.pdf?81788B76AEAA939CBEAABDA9B7A95D9589B1867587676162C0A9BA | IPRD20R MODULAR SURGE ARRESTER 1P+N 350V WITH REMOTE TRANSFERT | With exclusive features, Acti 9 iPF & iPRD DIN rail type-2 Surge Protector Devices (SPDs) are definitely geared to absolute safety and improved continuity of service. | System configuration TN-S | yes
| 23 | Circuit Breakers and Fuses | Circuit Breakers | Surge Protection Devices | IPRD20R MODULAR SURGE ARRESTER 1P+N 350V W/REMOTE TRANSFERT | 2112200 | A9L20501 | SCHNEIDER ELECTRIC | 5430 | https://pim-kvc.soneparsea.com:3443/PictureServer/default.aspx/schneider-A9L20501_Image1.jpg?A3889C9397807479A2A1C7A8BAA5959DB4AAC67293707C66807A8476B1809D95B7AA8573BCA797 | https://pim-kvc.soneparsea.com:3443/PictureServer/default.aspx/schneider-a9l20501.pdf?81788B76AEAA939CBEAABDA9B7A95D9589B1867587676162C0A9BA | IPRD20R MODULAR SURGE ARRESTER 1P+N 350V WITH REMOTE TRANSFERT | With exclusive features, Acti 9 iPF & iPRD DIN rail type-2 Surge Protector Devices (SPDs) are definitely geared to absolute safety and improved continuity of service. | System configuration TT | yes
| 23 | Circuit Breakers and Fuses | Circuit Breakers | Surge Protection Devices | IPRD20R MODULAR SURGE ARRESTER 1P+N 350V W/REMOTE TRANSFERT | 2112200 | A9L20501 | SCHNEIDER ELECTRIC | 5430 | https://pim-kvc.soneparsea.com:3443/PictureServer/default.aspx/schneider-A9L20501_Image1.jpg?A3889C9397807479A2A1C7A8BAA5959DB4AAC67293707C66807A8476B1809D95B7AA8573BCA797 | https://pim-kvc.soneparsea.com:3443/PictureServer/default.aspx/schneider-a9l20501.pdf?81788B76AEAA939CBEAABDA9B7A95D9589B1867587676162C0A9BA | IPRD20R MODULAR SURGE ARRESTER 1P+N 350V WITH REMOTE TRANSFERT | With exclusive features, Acti 9 iPF & iPRD DIN rail type-2 Surge Protector Devices (SPDs) are definitely geared to absolute safety and improved continuity of service. | System configuration other | no
| 23 | Circuit Breakers and Fuses | Circuit Breakers | Surge Protection Devices | IPRD20R MODULAR SURGE ARRESTER 1P+N 350V W/REMOTE TRANSFERT | 2112200 | A9L20501 | SCHNEIDER ELECTRIC | 5430 | https://pim-kvc.soneparsea.com:3443/PictureServer/default.aspx/schneider-A9L20501_Image1.jpg?A3889C9397807479A2A1C7A8BAA5959DB4AAC67293707C66807A8476B1809D95B7AA8573BCA797 | https://pim-kvc.soneparsea.com:3443/PictureServer/default.aspx/schneider-a9l20501.pdf?81788B76AEAA939CBEAABDA9B7A95D9589B1867587676162C0A9BA | IPRD20R MODULAR SURGE ARRESTER 1P+N 350V WITH REMOTE TRANSFERT | With exclusive features, Acti 9 iPF & iPRD DIN rail type-2 Surge Protector Devices (SPDs) are definitely geared to absolute safety and improved continuity of service. | Number of conductors (without earthing) | 1
| 23 | Circuit Breakers and Fuses | Circuit Breakers | Surge Protection Devices | IPRD20R MODULAR SURGE ARRESTER 1P+N 350V W/REMOTE TRANSFERT | 2112200 | A9L20501 | SCHNEIDER ELECTRIC | 5430 | https://pim-kvc.soneparsea.com:3443/PictureServer/default.aspx/schneider-A9L20501_Image1.jpg?A3889C9397807479A2A1C7A8BAA5959DB4AAC67293707C66807A8476B1809D95B7AA8573BCA797 | https://pim-kvc.soneparsea.com:3443/PictureServer/default.aspx/schneider-a9l20501.pdf?81788B76AEAA939CBEAABDA9B7A95D9589B1867587676162C0A9BA | IPRD20R MODULAR SURGE ARRESTER 1P+N 350V WITH REMOTE TRANSFERT | With exclusive features, Acti 9 iPF & iPRD DIN rail type-2 Surge Protector Devices (SPDs) are definitely geared to absolute safety and improved continuity of service. | Nominal discharge surge current (8/20) | 5kA
| 23 | Circuit Breakers and Fuses | Circuit Breakers | Surge Protection Devices | IPRD20R MODULAR SURGE ARRESTER 1P+N 350V W/REMOTE TRANSFERT | 2112200 | A9L20501 | SCHNEIDER ELECTRIC | 5430 | https://pim-kvc.soneparsea.com:3443/PictureServer/default.aspx/schneider-A9L20501_Image1.jpg?A3889C9397807479A2A1C7A8BAA5959DB4AAC67293707C66807A8476B1809D95B7AA8573BCA797 | https://pim-kvc.soneparsea.com:3443/PictureServer/default.aspx/schneider-a9l20501.pdf?81788B76AEAA939CBEAABDA9B7A95D9589B1867587676162C0A9BA | IPRD20R MODULAR SURGE ARRESTER 1P+N 350V WITH REMOTE TRANSFERT | With exclusive features, Acti 9 iPF & iPRD DIN rail type-2 Surge Protector Devices (SPDs) are definitely geared to absolute safety and improved continuity of service. | Max. discharge surge current (8/20) | 20kA
| 23 | Circuit Breakers and Fuses | Circuit Breakers | Surge Protection Devices | IPRD20R MODULAR SURGE ARRESTER 1P+N 350V W/REMOTE TRANSFERT | 2112200 | A9L20501 | SCHNEIDER ELECTRIC | 5430 | https://pim-kvc.soneparsea.com:3443/PictureServer/default.aspx/schneider-A9L20501_Image1.jpg?A3889C9397807479A2A1C7A8BAA5959DB4AAC67293707C66807A8476B1809D95B7AA8573BCA797 | https://pim-kvc.soneparsea.com:3443/PictureServer/default.aspx/schneider-a9l20501.pdf?81788B76AEAA939CBEAABDA9B7A95D9589B1867587676162C0A9BA | IPRD20R MODULAR SURGE ARRESTER 1P+N 350V WITH REMOTE TRANSFERT | With exclusive features, Acti 9 iPF & iPRD DIN rail type-2 Surge Protector Devices (SPDs) are definitely geared to absolute safety and improved continuity of service. | Nominal voltage AC | 400V
| 23 | Circuit Breakers and Fuses | Circuit Breakers | Surge Protection Devices | IPRD20R MODULAR SURGE ARRESTER 1P+N 350V W/REMOTE TRANSFERT | 2112200 | A9L20501 | SCHNEIDER ELECTRIC | 5430 | https://pim-kvc.soneparsea.com:3443/PictureServer/default.aspx/schneider-A9L20501_Image1.jpg?A3889C9397807479A2A1C7A8BAA5959DB4AAC67293707C66807A8476B1809D95B7AA8573BCA797 | https://pim-kvc.soneparsea.com:3443/PictureServer/default.aspx/schneider-a9l20501.pdf?81788B76AEAA939CBEAABDA9B7A95D9589B1867587676162C0A9BA | IPRD20R MODULAR SURGE ARRESTER 1P+N 350V WITH REMOTE TRANSFERT | With exclusive features, Acti 9 iPF & iPRD DIN rail type-2 Surge Protector Devices (SPDs) are definitely geared to absolute safety and improved continuity of service. | Nominal voltage DC | 0V
| 23 | Circuit Breakers and Fuses | Circuit Breakers | Surge Protection Devices | IPRD20R MODULAR SURGE ARRESTER 1P+N 350V W/REMOTE TRANSFERT | 2112200 | A9L20501 | SCHNEIDER ELECTRIC | 5430 | https://pim-kvc.soneparsea.com:3443/PictureServer/default.aspx/schneider-A9L20501_Image1.jpg?A3889C9397807479A2A1C7A8BAA5959DB4AAC67293707C66807A8476B1809D95B7AA8573BCA797 | https://pim-kvc.soneparsea.com:3443/PictureServer/default.aspx/schneider-a9l20501.pdf?81788B76AEAA939CBEAABDA9B7A95D9589B1867587676162C0A9BA | IPRD20R MODULAR SURGE ARRESTER 1P+N 350V WITH REMOTE TRANSFERT | With exclusive features, Acti 9 iPF & iPRD DIN rail type-2 Surge Protector Devices (SPDs) are definitely geared to absolute safety and improved continuity of service. | Max. continuous voltage AC | 350V
| 23 | Circuit Breakers and Fuses | Circuit Breakers | Surge Protection Devices | IPRD20R MODULAR SURGE ARRESTER 1P+N 350V W/REMOTE TRANSFERT | 2112200 | A9L20501 | SCHNEIDER ELECTRIC | 5430 | https://pim-kvc.soneparsea.com:3443/PictureServer/default.aspx/schneider-A9L20501_Image1.jpg?A3889C9397807479A2A1C7A8BAA5959DB4AAC67293707C66807A8476B1809D95B7AA8573BCA797 | https://pim-kvc.soneparsea.com:3443/PictureServer/default.aspx/schneider-a9l20501.pdf?81788B76AEAA939CBEAABDA9B7A95D9589B1867587676162C0A9BA | IPRD20R MODULAR SURGE ARRESTER 1P+N 350V WITH REMOTE TRANSFERT | With exclusive features, Acti 9 iPF & iPRD DIN rail type-2 Surge Protector Devices (SPDs) are definitely geared to absolute safety and improved continuity of service. | Max. continuous voltage DC | 0V
| 23 | Circuit Breakers and Fuses | Circuit Breakers | Surge Protection Devices | IPRD20R MODULAR SURGE ARRESTER 1P+N 350V W/REMOTE TRANSFERT | 2112200 | A9L20501 | SCHNEIDER ELECTRIC | 5430 | https://pim-kvc.soneparsea.com:3443/PictureServer/default.aspx/schneider-A9L20501_Image1.jpg?A3889C9397807479A2A1C7A8BAA5959DB4AAC67293707C66807A8476B1809D95B7AA8573BCA797 | https://pim-kvc.soneparsea.com:3443/PictureServer/default.aspx/schneider-a9l20501.pdf?81788B76AEAA939CBEAABDA9B7A95D9589B1867587676162C0A9BA | IPRD20R MODULAR SURGE ARRESTER 1P+N 350V WITH REMOTE TRANSFERT | With exclusive features, Acti 9 iPF & iPRD DIN rail type-2 Surge Protector Devices (SPDs) are definitely geared to absolute safety and improved continuity of service. | Max. PV-voltage | 0V
| 23 | Circuit Breakers and Fuses | Circuit Breakers | Surge Protection Devices | IPRD20R MODULAR SURGE ARRESTER 1P+N 350V W/REMOTE TRANSFERT | 2112200 | A9L20501 | SCHNEIDER ELECTRIC | 5430 | https://pim-kvc.soneparsea.com:3443/PictureServer/default.aspx/schneider-A9L20501_Image1.jpg?A3889C9397807479A2A1C7A8BAA5959DB4AAC67293707C66807A8476B1809D95B7AA8573BCA797 | https://pim-kvc.soneparsea.com:3443/PictureServer/default.aspx/schneider-a9l20501.pdf?81788B76AEAA939CBEAABDA9B7A95D9589B1867587676162C0A9BA | IPRD20R MODULAR SURGE ARRESTER 1P+N 350V WITH REMOTE TRANSFERT | With exclusive features, Acti 9 iPF & iPRD DIN rail type-2 Surge Protector Devices (SPDs) are definitely geared to absolute safety and improved continuity of service. | Voltage protection level | 1.4kV
| 23 | Circuit Breakers and Fuses | Circuit Breakers | Surge Protection Devices | IPRD20R MODULAR SURGE ARRESTER 1P+N 350V W/REMOTE TRANSFERT | 2112200 | A9L20501 | SCHNEIDER ELECTRIC | 5430 | https://pim-kvc.soneparsea.com:3443/PictureServer/default.aspx/schneider-A9L20501_Image1.jpg?A3889C9397807479A2A1C7A8BAA5959DB4AAC67293707C66807A8476B1809D95B7AA8573BCA797 | https://pim-kvc.soneparsea.com:3443/PictureServer/default.aspx/schneider-a9l20501.pdf?81788B76AEAA939CBEAABDA9B7A95D9589B1867587676162C0A9BA | IPRD20R MODULAR SURGE ARRESTER 1P+N 350V WITH REMOTE TRANSFERT | With exclusive features, Acti 9 iPF & iPRD DIN rail type-2 Surge Protector Devices (SPDs) are definitely geared to absolute safety and improved continuity of service. | Voltage protection level L-N | 1.1kV
| 23 | Circuit Breakers and Fuses | Circuit Breakers | Surge Protection Devices | IPRD20R MODULAR SURGE ARRESTER 1P+N 350V W/REMOTE TRANSFERT | 2112200 | A9L20501 | SCHNEIDER ELECTRIC | 5430 | https://pim-kvc.soneparsea.com:3443/PictureServer/default.aspx/schneider-A9L20501_Image1.jpg?A3889C9397807479A2A1C7A8BAA5959DB4AAC67293707C66807A8476B1809D95B7AA8573BCA797 | https://pim-kvc.soneparsea.com:3443/PictureServer/default.aspx/schneider-a9l20501.pdf?81788B76AEAA939CBEAABDA9B7A95D9589B1867587676162C0A9BA | IPRD20R MODULAR SURGE ARRESTER 1P+N 350V WITH REMOTE TRANSFERT | With exclusive features, Acti 9 iPF & iPRD DIN rail type-2 Surge Protector Devices (SPDs) are definitely geared to absolute safety and improved continuity of service. | Voltage protection level N-PE | 1.4kV
| 23 | Circuit Breakers and Fuses | Circuit Breakers | Surge Protection Devices | IPRD20R MODULAR SURGE ARRESTER 1P+N 350V W/REMOTE TRANSFERT | 2112200 | A9L20501 | SCHNEIDER ELECTRIC | 5430 | https://pim-kvc.soneparsea.com:3443/PictureServer/default.aspx/schneider-A9L20501_Image1.jpg?A3889C9397807479A2A1C7A8BAA5959DB4AAC67293707C66807A8476B1809D95B7AA8573BCA797 | https://pim-kvc.soneparsea.com:3443/PictureServer/default.aspx/schneider-a9l20501.pdf?81788B76AEAA939CBEAABDA9B7A95D9589B1867587676162C0A9BA | IPRD20R MODULAR SURGE ARRESTER 1P+N 350V WITH REMOTE TRANSFERT | With exclusive features, Acti 9 iPF & iPRD DIN rail type-2 Surge Protector Devices (SPDs) are definitely geared to absolute safety and improved continuity of service. | Short-circuit breaking capacity (Isccr) | 0kA
| 24 | Circuit Breakers and Fuses | Circuit Breakers | Surge Protection Devices | IPRD40R MODULAR SURGE ARRESTER 3P+N 350V W/REMOTE TRANSFERT | 2142592 | A9L40601 | SCHNEIDER ELECTRIC | 17100 | https://pim-kvc.soneparsea.com:3443/PictureServer/default.aspx/schneider-A9L40601_Image1.jpg?A3889C9397807479A2A1C7A8BAA5959DB4AAC67293707C68807B8476B1809D95B7AA8573BCA797 | https://pim-kvc.soneparsea.com:3443/PictureServer/default.aspx/schneider-a9l40601.pdf?81788B76AEAA939CBEAABDA9B7A95D9589B1887588676162C0A9BA | IPRD40R MODULAR SURGE ARRESTER 3P+N 350V WITH REMOTE TRANSFERT | Acti 9 iPRD Type 2 and 3 modular Surge Protection Devices protect the electrical equipment against the indirect lightning strikes. The use of Surge arresters is recommended in the case of non-critical power installations. They are tested and rated according to the standardized current wave of 8/20 µs. Certified for short-circuit current withstand, Isc up to 50 kA (IEC 61643-11:2011). The maximum discharge current covers from 8 to 65 kA. The maximum continuous operating voltage Uc is 350VAC or 460VAC. They are suitable for any earthing system: TT, TN-S, TN-C and IT. | System configuration TN-S | yes
| 24 | Circuit Breakers and Fuses | Circuit Breakers | Surge Protection Devices | IPRD40R MODULAR SURGE ARRESTER 3P+N 350V W/REMOTE TRANSFERT | 2142592 | A9L40601 | SCHNEIDER ELECTRIC | 17100 | https://pim-kvc.soneparsea.com:3443/PictureServer/default.aspx/schneider-A9L40601_Image1.jpg?A3889C9397807479A2A1C7A8BAA5959DB4AAC67293707C68807B8476B1809D95B7AA8573BCA797 | https://pim-kvc.soneparsea.com:3443/PictureServer/default.aspx/schneider-a9l40601.pdf?81788B76AEAA939CBEAABDA9B7A95D9589B1887588676162C0A9BA | IPRD40R MODULAR SURGE ARRESTER 3P+N 350V WITH REMOTE TRANSFERT | Acti 9 iPRD Type 2 and 3 modular Surge Protection Devices protect the electrical equipment against the indirect lightning strikes. The use of Surge arresters is recommended in the case of non-critical power installations. They are tested and rated according to the standardized current wave of 8/20 µs. Certified for short-circuit current withstand, Isc up to 50 kA (IEC 61643-11:2011). The maximum discharge current covers from 8 to 65 kA. The maximum continuous operating voltage Uc is 350VAC or 460VAC. They are suitable for any earthing system: TT, TN-S, TN-C and IT. | System configuration TT | yes
| 24 | Circuit Breakers and Fuses | Circuit Breakers | Surge Protection Devices | IPRD40R MODULAR SURGE ARRESTER 3P+N 350V W/REMOTE TRANSFERT | 2142592 | A9L40601 | SCHNEIDER ELECTRIC | 17100 | https://pim-kvc.soneparsea.com:3443/PictureServer/default.aspx/schneider-A9L40601_Image1.jpg?A3889C9397807479A2A1C7A8BAA5959DB4AAC67293707C68807B8476B1809D95B7AA8573BCA797 | https://pim-kvc.soneparsea.com:3443/PictureServer/default.aspx/schneider-a9l40601.pdf?81788B76AEAA939CBEAABDA9B7A95D9589B1887588676162C0A9BA | IPRD40R MODULAR SURGE ARRESTER 3P+N 350V WITH REMOTE TRANSFERT | Acti 9 iPRD Type 2 and 3 modular Surge Protection Devices protect the electrical equipment against the indirect lightning strikes. The use of Surge arresters is recommended in the case of non-critical power installations. They are tested and rated according to the standardized current wave of 8/20 µs. Certified for short-circuit current withstand, Isc up to 50 kA (IEC 61643-11:2011). The maximum discharge current covers from 8 to 65 kA. The maximum continuous operating voltage Uc is 350VAC or 460VAC. They are suitable for any earthing system: TT, TN-S, TN-C and IT. | Number of conductors (without earthing) | 3
| 24 | Circuit Breakers and Fuses | Circuit Breakers | Surge Protection Devices | IPRD40R MODULAR SURGE ARRESTER 3P+N 350V W/REMOTE TRANSFERT | 2142592 | A9L40601 | SCHNEIDER ELECTRIC | 17100 | https://pim-kvc.soneparsea.com:3443/PictureServer/default.aspx/schneider-A9L40601_Image1.jpg?A3889C9397807479A2A1C7A8BAA5959DB4AAC67293707C68807B8476B1809D95B7AA8573BCA797 | https://pim-kvc.soneparsea.com:3443/PictureServer/default.aspx/schneider-a9l40601.pdf?81788B76AEAA939CBEAABDA9B7A95D9589B1887588676162C0A9BA | IPRD40R MODULAR SURGE ARRESTER 3P+N 350V WITH REMOTE TRANSFERT | Acti 9 iPRD Type 2 and 3 modular Surge Protection Devices protect the electrical equipment against the indirect lightning strikes. The use of Surge arresters is recommended in the case of non-critical power installations. They are tested and rated according to the standardized current wave of 8/20 µs. Certified for short-circuit current withstand, Isc up to 50 kA (IEC 61643-11:2011). The maximum discharge current covers from 8 to 65 kA. The maximum continuous operating voltage Uc is 350VAC or 460VAC. They are suitable for any earthing system: TT, TN-S, TN-C and IT. | Nominal discharge surge current (8/20) | 15kA
| 24 | Circuit Breakers and Fuses | Circuit Breakers | Surge Protection Devices | IPRD40R MODULAR SURGE ARRESTER 3P+N 350V W/REMOTE TRANSFERT | 2142592 | A9L40601 | SCHNEIDER ELECTRIC | 17100 | https://pim-kvc.soneparsea.com:3443/PictureServer/default.aspx/schneider-A9L40601_Image1.jpg?A3889C9397807479A2A1C7A8BAA5959DB4AAC67293707C68807B8476B1809D95B7AA8573BCA797 | https://pim-kvc.soneparsea.com:3443/PictureServer/default.aspx/schneider-a9l40601.pdf?81788B76AEAA939CBEAABDA9B7A95D9589B1887588676162C0A9BA | IPRD40R MODULAR SURGE ARRESTER 3P+N 350V WITH REMOTE TRANSFERT | Acti 9 iPRD Type 2 and 3 modular Surge Protection Devices protect the electrical equipment against the indirect lightning strikes. The use of Surge arresters is recommended in the case of non-critical power installations. They are tested and rated according to the standardized current wave of 8/20 µs. Certified for short-circuit current withstand, Isc up to 50 kA (IEC 61643-11:2011). The maximum discharge current covers from 8 to 65 kA. The maximum continuous operating voltage Uc is 350VAC or 460VAC. They are suitable for any earthing system: TT, TN-S, TN-C and IT. | Max. discharge surge current (8/20) | 40kA
| 24 | Circuit Breakers and Fuses | Circuit Breakers | Surge Protection Devices | IPRD40R MODULAR SURGE ARRESTER 3P+N 350V W/REMOTE TRANSFERT | 2142592 | A9L40601 | SCHNEIDER ELECTRIC | 17100 | https://pim-kvc.soneparsea.com:3443/PictureServer/default.aspx/schneider-A9L40601_Image1.jpg?A3889C9397807479A2A1C7A8BAA5959DB4AAC67293707C68807B8476B1809D95B7AA8573BCA797 | https://pim-kvc.soneparsea.com:3443/PictureServer/default.aspx/schneider-a9l40601.pdf?81788B76AEAA939CBEAABDA9B7A95D9589B1887588676162C0A9BA | IPRD40R MODULAR SURGE ARRESTER 3P+N 350V WITH REMOTE TRANSFERT | Acti 9 iPRD Type 2 and 3 modular Surge Protection Devices protect the electrical equipment against the indirect lightning strikes. The use of Surge arresters is recommended in the case of non-critical power installations. They are tested and rated according to the standardized current wave of 8/20 µs. Certified for short-circuit current withstand, Isc up to 50 kA (IEC 61643-11:2011). The maximum discharge current covers from 8 to 65 kA. The maximum continuous operating voltage Uc is 350VAC or 460VAC. They are suitable for any earthing system: TT, TN-S, TN-C and IT. | Nominal voltage AC | 400V
| 24 | Circuit Breakers and Fuses | Circuit Breakers | Surge Protection Devices | IPRD40R MODULAR SURGE ARRESTER 3P+N 350V W/REMOTE TRANSFERT | 2142592 | A9L40601 | SCHNEIDER ELECTRIC | 17100 | https://pim-kvc.soneparsea.com:3443/PictureServer/default.aspx/schneider-A9L40601_Image1.jpg?A3889C9397807479A2A1C7A8BAA5959DB4AAC67293707C68807B8476B1809D95B7AA8573BCA797 | https://pim-kvc.soneparsea.com:3443/PictureServer/default.aspx/schneider-a9l40601.pdf?81788B76AEAA939CBEAABDA9B7A95D9589B1887588676162C0A9BA | IPRD40R MODULAR SURGE ARRESTER 3P+N 350V WITH REMOTE TRANSFERT | Acti 9 iPRD Type 2 and 3 modular Surge Protection Devices protect the electrical equipment against the indirect lightning strikes. The use of Surge arresters is recommended in the case of non-critical power installations. They are tested and rated according to the standardized current wave of 8/20 µs. Certified for short-circuit current withstand, Isc up to 50 kA (IEC 61643-11:2011). The maximum discharge current covers from 8 to 65 kA. The maximum continuous operating voltage Uc is 350VAC or 460VAC. They are suitable for any earthing system: TT, TN-S, TN-C and IT. | Nominal voltage DC | 0V
| 24 | Circuit Breakers and Fuses | Circuit Breakers | Surge Protection Devices | IPRD40R MODULAR SURGE ARRESTER 3P+N 350V W/REMOTE TRANSFERT | 2142592 | A9L40601 | SCHNEIDER ELECTRIC | 17100 | https://pim-kvc.soneparsea.com:3443/PictureServer/default.aspx/schneider-A9L40601_Image1.jpg?A3889C9397807479A2A1C7A8BAA5959DB4AAC67293707C68807B8476B1809D95B7AA8573BCA797 | https://pim-kvc.soneparsea.com:3443/PictureServer/default.aspx/schneider-a9l40601.pdf?81788B76AEAA939CBEAABDA9B7A95D9589B1887588676162C0A9BA | IPRD40R MODULAR SURGE ARRESTER 3P+N 350V WITH REMOTE TRANSFERT | Acti 9 iPRD Type 2 and 3 modular Surge Protection Devices protect the electrical equipment against the indirect lightning strikes. The use of Surge arresters is recommended in the case of non-critical power installations. They are tested and rated according to the standardized current wave of 8/20 µs. Certified for short-circuit current withstand, Isc up to 50 kA (IEC 61643-11:2011). The maximum discharge current covers from 8 to 65 kA. The maximum continuous operating voltage Uc is 350VAC or 460VAC. They are suitable for any earthing system: TT, TN-S, TN-C and IT. | Max. continuous voltage AC | 350V
| 24 | Circuit Breakers and Fuses | Circuit Breakers | Surge Protection Devices | IPRD40R MODULAR SURGE ARRESTER 3P+N 350V W/REMOTE TRANSFERT | 2142592 | A9L40601 | SCHNEIDER ELECTRIC | 17100 | https://pim-kvc.soneparsea.com:3443/PictureServer/default.aspx/schneider-A9L40601_Image1.jpg?A3889C9397807479A2A1C7A8BAA5959DB4AAC67293707C68807B8476B1809D95B7AA8573BCA797 | https://pim-kvc.soneparsea.com:3443/PictureServer/default.aspx/schneider-a9l40601.pdf?81788B76AEAA939CBEAABDA9B7A95D9589B1887588676162C0A9BA | IPRD40R MODULAR SURGE ARRESTER 3P+N 350V WITH REMOTE TRANSFERT | Acti 9 iPRD Type 2 and 3 modular Surge Protection Devices protect the electrical equipment against the indirect lightning strikes. The use of Surge arresters is recommended in the case of non-critical power installations. They are tested and rated according to the standardized current wave of 8/20 µs. Certified for short-circuit current withstand, Isc up to 50 kA (IEC 61643-11:2011). The maximum discharge current covers from 8 to 65 kA. The maximum continuous operating voltage Uc is 350VAC or 460VAC. They are suitable for any earthing system: TT, TN-S, TN-C and IT. | Max. continuous voltage DC | 0V
| 24 | Circuit Breakers and Fuses | Circuit Breakers | Surge Protection Devices | IPRD40R MODULAR SURGE ARRESTER 3P+N 350V W/REMOTE TRANSFERT | 2142592 | A9L40601 | SCHNEIDER ELECTRIC | 17100 | https://pim-kvc.soneparsea.com:3443/PictureServer/default.aspx/schneider-A9L40601_Image1.jpg?A3889C9397807479A2A1C7A8BAA5959DB4AAC67293707C68807B8476B1809D95B7AA8573BCA797 | https://pim-kvc.soneparsea.com:3443/PictureServer/default.aspx/schneider-a9l40601.pdf?81788B76AEAA939CBEAABDA9B7A95D9589B1887588676162C0A9BA | IPRD40R MODULAR SURGE ARRESTER 3P+N 350V WITH REMOTE TRANSFERT | Acti 9 iPRD Type 2 and 3 modular Surge Protection Devices protect the electrical equipment against the indirect lightning strikes. The use of Surge arresters is recommended in the case of non-critical power installations. They are tested and rated according to the standardized current wave of 8/20 µs. Certified for short-circuit current withstand, Isc up to 50 kA (IEC 61643-11:2011). The maximum discharge current covers from 8 to 65 kA. The maximum continuous operating voltage Uc is 350VAC or 460VAC. They are suitable for any earthing system: TT, TN-S, TN-C and IT. | Max. PV-voltage | 0V
| 24 | Circuit Breakers and Fuses | Circuit Breakers | Surge Protection Devices | IPRD40R MODULAR SURGE ARRESTER 3P+N 350V W/REMOTE TRANSFERT | 2142592 | A9L40601 | SCHNEIDER ELECTRIC | 17100 | https://pim-kvc.soneparsea.com:3443/PictureServer/default.aspx/schneider-A9L40601_Image1.jpg?A3889C9397807479A2A1C7A8BAA5959DB4AAC67293707C68807B8476B1809D95B7AA8573BCA797 | https://pim-kvc.soneparsea.com:3443/PictureServer/default.aspx/schneider-a9l40601.pdf?81788B76AEAA939CBEAABDA9B7A95D9589B1887588676162C0A9BA | IPRD40R MODULAR SURGE ARRESTER 3P+N 350V WITH REMOTE TRANSFERT | Acti 9 iPRD Type 2 and 3 modular Surge Protection Devices protect the electrical equipment against the indirect lightning strikes. The use of Surge arresters is recommended in the case of non-critical power installations. They are tested and rated according to the standardized current wave of 8/20 µs. Certified for short-circuit current withstand, Isc up to 50 kA (IEC 61643-11:2011). The maximum discharge current covers from 8 to 65 kA. The maximum continuous operating voltage Uc is 350VAC or 460VAC. They are suitable for any earthing system: TT, TN-S, TN-C and IT. | Voltage protection level | 1.4kV
| 24 | Circuit Breakers and Fuses | Circuit Breakers | Surge Protection Devices | IPRD40R MODULAR SURGE ARRESTER 3P+N 350V W/REMOTE TRANSFERT | 2142592 | A9L40601 | SCHNEIDER ELECTRIC | 17100 | https://pim-kvc.soneparsea.com:3443/PictureServer/default.aspx/schneider-A9L40601_Image1.jpg?A3889C9397807479A2A1C7A8BAA5959DB4AAC67293707C68807B8476B1809D95B7AA8573BCA797 | https://pim-kvc.soneparsea.com:3443/PictureServer/default.aspx/schneider-a9l40601.pdf?81788B76AEAA939CBEAABDA9B7A95D9589B1887588676162C0A9BA | IPRD40R MODULAR SURGE ARRESTER 3P+N 350V WITH REMOTE TRANSFERT | Acti 9 iPRD Type 2 and 3 modular Surge Protection Devices protect the electrical equipment against the indirect lightning strikes. The use of Surge arresters is recommended in the case of non-critical power installations. They are tested and rated according to the standardized current wave of 8/20 µs. Certified for short-circuit current withstand, Isc up to 50 kA (IEC 61643-11:2011). The maximum discharge current covers from 8 to 65 kA. The maximum continuous operating voltage Uc is 350VAC or 460VAC. They are suitable for any earthing system: TT, TN-S, TN-C and IT. | Voltage protection level L-N | 1.4kV
| 24 | Circuit Breakers and Fuses | Circuit Breakers | Surge Protection Devices | IPRD40R MODULAR SURGE ARRESTER 3P+N 350V W/REMOTE TRANSFERT | 2142592 | A9L40601 | SCHNEIDER ELECTRIC | 17100 | https://pim-kvc.soneparsea.com:3443/PictureServer/default.aspx/schneider-A9L40601_Image1.jpg?A3889C9397807479A2A1C7A8BAA5959DB4AAC67293707C68807B8476B1809D95B7AA8573BCA797 | https://pim-kvc.soneparsea.com:3443/PictureServer/default.aspx/schneider-a9l40601.pdf?81788B76AEAA939CBEAABDA9B7A95D9589B1887588676162C0A9BA | IPRD40R MODULAR SURGE ARRESTER 3P+N 350V WITH REMOTE TRANSFERT | Acti 9 iPRD Type 2 and 3 modular Surge Protection Devices protect the electrical equipment against the indirect lightning strikes. The use of Surge arresters is recommended in the case of non-critical power installations. They are tested and rated according to the standardized current wave of 8/20 µs. Certified for short-circuit current withstand, Isc up to 50 kA (IEC 61643-11:2011). The maximum discharge current covers from 8 to 65 kA. The maximum continuous operating voltage Uc is 350VAC or 460VAC. They are suitable for any earthing system: TT, TN-S, TN-C and IT. | Voltage protection level N-PE | 1.4kV
| 24 | Circuit Breakers and Fuses | Circuit Breakers | Surge Protection Devices | IPRD40R MODULAR SURGE ARRESTER 3P+N 350V W/REMOTE TRANSFERT | 2142592 | A9L40601 | SCHNEIDER ELECTRIC | 17100 | https://pim-kvc.soneparsea.com:3443/PictureServer/default.aspx/schneider-A9L40601_Image1.jpg?A3889C9397807479A2A1C7A8BAA5959DB4AAC67293707C68807B8476B1809D95B7AA8573BCA797 | https://pim-kvc.soneparsea.com:3443/PictureServer/default.aspx/schneider-a9l40601.pdf?81788B76AEAA939CBEAABDA9B7A95D9589B1887588676162C0A9BA | IPRD40R MODULAR SURGE ARRESTER 3P+N 350V WITH REMOTE TRANSFERT | Acti 9 iPRD Type 2 and 3 modular Surge Protection Devices protect the electrical equipment against the indirect lightning strikes. The use of Surge arresters is recommended in the case of non-critical power installations. They are tested and rated according to the standardized current wave of 8/20 µs. Certified for short-circuit current withstand, Isc up to 50 kA (IEC 61643-11:2011). The maximum discharge current covers from 8 to 65 kA. The maximum continuous operating voltage Uc is 350VAC or 460VAC. They are suitable for any earthing system: TT, TN-S, TN-C and IT. | Integrated backup fuse | no
| 24 | Circuit Breakers and Fuses | Circuit Breakers | Surge Protection Devices | IPRD40R MODULAR SURGE ARRESTER 3P+N 350V W/REMOTE TRANSFERT | 2142592 | A9L40601 | SCHNEIDER ELECTRIC | 17100 | https://pim-kvc.soneparsea.com:3443/PictureServer/default.aspx/schneider-A9L40601_Image1.jpg?A3889C9397807479A2A1C7A8BAA5959DB4AAC67293707C68807B8476B1809D95B7AA8573BCA797 | https://pim-kvc.soneparsea.com:3443/PictureServer/default.aspx/schneider-a9l40601.pdf?81788B76AEAA939CBEAABDA9B7A95D9589B1887588676162C0A9BA | IPRD40R MODULAR SURGE ARRESTER 3P+N 350V WITH REMOTE TRANSFERT | Acti 9 iPRD Type 2 and 3 modular Surge Protection Devices protect the electrical equipment against the indirect lightning strikes. The use of Surge arresters is recommended in the case of non-critical power installations. They are tested and rated according to the standardized current wave of 8/20 µs. Certified for short-circuit current withstand, Isc up to 50 kA (IEC 61643-11:2011). The maximum discharge current covers from 8 to 65 kA. The maximum continuous operating voltage Uc is 350VAC or 460VAC. They are suitable for any earthing system: TT, TN-S, TN-C and IT. | Mounting method | DIN rail (top hat rail) 35 mm
| 24 | Circuit Breakers and Fuses | Circuit Breakers | Surge Protection Devices | IPRD40R MODULAR SURGE ARRESTER 3P+N 350V W/REMOTE TRANSFERT | 2142592 | A9L40601 | SCHNEIDER ELECTRIC | 17100 | https://pim-kvc.soneparsea.com:3443/PictureServer/default.aspx/schneider-A9L40601_Image1.jpg?A3889C9397807479A2A1C7A8BAA5959DB4AAC67293707C68807B8476B1809D95B7AA8573BCA797 | https://pim-kvc.soneparsea.com:3443/PictureServer/default.aspx/schneider-a9l40601.pdf?81788B76AEAA939CBEAABDA9B7A95D9589B1887588676162C0A9BA | IPRD40R MODULAR SURGE ARRESTER 3P+N 350V WITH REMOTE TRANSFERT | Acti 9 iPRD Type 2 and 3 modular Surge Protection Devices protect the electrical equipment against the indirect lightning strikes. The use of Surge arresters is recommended in the case of non-critical power installations. They are tested and rated according to the standardized current wave of 8/20 µs. Certified for short-circuit current withstand, Isc up to 50 kA (IEC 61643-11:2011). The maximum discharge current covers from 8 to 65 kA. The maximum continuous operating voltage Uc is 350VAC or 460VAC. They are suitable for any earthing system: TT, TN-S, TN-C and IT. | Construction size | 8 modular spacing
| 24 | Circuit Breakers and Fuses | Circuit Breakers | Surge Protection Devices | IPRD40R MODULAR SURGE ARRESTER 3P+N 350V W/REMOTE TRANSFERT | 2142592 | A9L40601 | SCHNEIDER ELECTRIC | 17100 | https://pim-kvc.soneparsea.com:3443/PictureServer/default.aspx/schneider-A9L40601_Image1.jpg?A3889C9397807479A2A1C7A8BAA5959DB4AAC67293707C68807B8476B1809D95B7AA8573BCA797 | https://pim-kvc.soneparsea.com:3443/PictureServer/default.aspx/schneider-a9l40601.pdf?81788B76AEAA939CBEAABDA9B7A95D9589B1887588676162C0A9BA | IPRD40R MODULAR SURGE ARRESTER 3P+N 350V WITH REMOTE TRANSFERT | Acti 9 iPRD Type 2 and 3 modular Surge Protection Devices protect the electrical equipment against the indirect lightning strikes. The use of Surge arresters is recommended in the case of non-critical power installations. They are tested and rated according to the standardized current wave of 8/20 µs. Certified for short-circuit current withstand, Isc up to 50 kA (IEC 61643-11:2011). The maximum discharge current covers from 8 to 65 kA. The maximum continuous operating voltage Uc is 350VAC or 460VAC. They are suitable for any earthing system: TT, TN-S, TN-C and IT. | Max. conductor cross section solid (solid, stranded) | 25mm²
| 24 | Circuit Breakers and Fuses | Circuit Breakers | Surge Protection Devices | IPRD40R MODULAR SURGE ARRESTER 3P+N 350V W/REMOTE TRANSFERT | 2142592 | A9L40601 | SCHNEIDER ELECTRIC | 17100 | https://pim-kvc.soneparsea.com:3443/PictureServer/default.aspx/schneider-A9L40601_Image1.jpg?A3889C9397807479A2A1C7A8BAA5959DB4AAC67293707C68807B8476B1809D95B7AA8573BCA797 | https://pim-kvc.soneparsea.com:3443/PictureServer/default.aspx/schneider-a9l40601.pdf?81788B76AEAA939CBEAABDA9B7A95D9589B1887588676162C0A9BA | IPRD40R MODULAR SURGE ARRESTER 3P+N 350V WITH REMOTE TRANSFERT | Acti 9 iPRD Type 2 and 3 modular Surge Protection Devices protect the electrical equipment against the indirect lightning strikes. The use of Surge arresters is recommended in the case of non-critical power installations. They are tested and rated according to the standardized current wave of 8/20 µs. Certified for short-circuit current withstand, Isc up to 50 kA (IEC 61643-11:2011). The maximum discharge current covers from 8 to 65 kA. The maximum continuous operating voltage Uc is 350VAC or 460VAC. They are suitable for any earthing system: TT, TN-S, TN-C and IT. | Max. conductor cross section flexible (fine-strand) | 16mm²
| 24 | Circuit Breakers and Fuses | Circuit Breakers | Surge Protection Devices | IPRD40R MODULAR SURGE ARRESTER 3P+N 350V W/REMOTE TRANSFERT | 2142592 | A9L40601 | SCHNEIDER ELECTRIC | 17100 | https://pim-kvc.soneparsea.com:3443/PictureServer/default.aspx/schneider-A9L40601_Image1.jpg?A3889C9397807479A2A1C7A8BAA5959DB4AAC67293707C68807B8476B1809D95B7AA8573BCA797 | https://pim-kvc.soneparsea.com:3443/PictureServer/default.aspx/schneider-a9l40601.pdf?81788B76AEAA939CBEAABDA9B7A95D9589B1887588676162C0A9BA | IPRD40R MODULAR SURGE ARRESTER 3P+N 350V WITH REMOTE TRANSFERT | Acti 9 iPRD Type 2 and 3 modular Surge Protection Devices protect the electrical equipment against the indirect lightning strikes. The use of Surge arresters is recommended in the case of non-critical power installations. They are tested and rated according to the standardized current wave of 8/20 µs. Certified for short-circuit current withstand, Isc up to 50 kA (IEC 61643-11:2011). The maximum discharge current covers from 8 to 65 kA. The maximum continuous operating voltage Uc is 350VAC or 460VAC. They are suitable for any earthing system: TT, TN-S, TN-C and IT. | With remote signalling contact | yes
| 24 | Circuit Breakers and Fuses | Circuit Breakers | Surge Protection Devices | IPRD40R MODULAR SURGE ARRESTER 3P+N 350V W/REMOTE TRANSFERT | 2142592 | A9L40601 | SCHNEIDER ELECTRIC | 17100 | https://pim-kvc.soneparsea.com:3443/PictureServer/default.aspx/schneider-A9L40601_Image1.jpg?A3889C9397807479A2A1C7A8BAA5959DB4AAC67293707C68807B8476B1809D95B7AA8573BCA797 | https://pim-kvc.soneparsea.com:3443/PictureServer/default.aspx/schneider-a9l40601.pdf?81788B76AEAA939CBEAABDA9B7A95D9589B1887588676162C0A9BA | IPRD40R MODULAR SURGE ARRESTER 3P+N 350V WITH REMOTE TRANSFERT | Acti 9 iPRD Type 2 and 3 modular Surge Protection Devices protect the electrical equipment against the indirect lightning strikes. The use of Surge arresters is recommended in the case of non-critical power installations. They are tested and rated according to the standardized current wave of 8/20 µs. Certified for short-circuit current withstand, Isc up to 50 kA (IEC 61643-11:2011). The maximum discharge current covers from 8 to 65 kA. The maximum continuous operating voltage Uc is 350VAC or 460VAC. They are suitable for any earthing system: TT, TN-S, TN-C and IT. | Signalling at the device | Optic
| 25 | Circuit Breakers and Fuses | Circuit Breakers | Surge Protection Devices | IPRD40R MODULAR SURGE ARRESTER 1P+N 350V W/REMOTE TRANSFERT | 2143566 | A9L40501 | SCHNEIDER ELECTRIC | 8580 | https://pim-kvc.soneparsea.com:3443/PictureServer/default.aspx/schneider-A9L40501_Image1.jpg?A3889C9397807479A2A1C7A8BAA5959DB4AAC67293707C68807A8476B1809D95B7AA8573BCA797 | https://pim-kvc.soneparsea.com:3443/PictureServer/default.aspx/schneider-a9l40501.pdf?81788B76AEAA939CBEAABDA9B7A95D9589B1887587676162C0A9BA | IPRD40R MODULAR SURGE ARRESTER 1P+N 350V WITH REMOTE TRANSFERT | Acti 9 iPRD Type 2 and 3 modular Surge Protection Devices protect the electrical equipment against the indirect lightning strikes. The use of Surge arresters is recommended in the case of non-critical power installations. They are tested and rated according to the standardized current wave of 8/20 µs. Certified for short-circuit current withstand, Isc up to 50 kA (IEC 61643-11:2011). The maximum discharge current covers from 8 to 65 kA. The maximum continuous operating voltage Uc is 350VAC or 460VAC. They are suitable for any earthing system: TT, TN-S, TN-C and IT. | System configuration TN-S | yes
| 25 | Circuit Breakers and Fuses | Circuit Breakers | Surge Protection Devices | IPRD40R MODULAR SURGE ARRESTER 1P+N 350V W/REMOTE TRANSFERT | 2143566 | A9L40501 | SCHNEIDER ELECTRIC | 8580 | https://pim-kvc.soneparsea.com:3443/PictureServer/default.aspx/schneider-A9L40501_Image1.jpg?A3889C9397807479A2A1C7A8BAA5959DB4AAC67293707C68807A8476B1809D95B7AA8573BCA797 | https://pim-kvc.soneparsea.com:3443/PictureServer/default.aspx/schneider-a9l40501.pdf?81788B76AEAA939CBEAABDA9B7A95D9589B1887587676162C0A9BA | IPRD40R MODULAR SURGE ARRESTER 1P+N 350V WITH REMOTE TRANSFERT | Acti 9 iPRD Type 2 and 3 modular Surge Protection Devices protect the electrical equipment against the indirect lightning strikes. The use of Surge arresters is recommended in the case of non-critical power installations. They are tested and rated according to the standardized current wave of 8/20 µs. Certified for short-circuit current withstand, Isc up to 50 kA (IEC 61643-11:2011). The maximum discharge current covers from 8 to 65 kA. The maximum continuous operating voltage Uc is 350VAC or 460VAC. They are suitable for any earthing system: TT, TN-S, TN-C and IT. | System configuration TT | yes
| 25 | Circuit Breakers and Fuses | Circuit Breakers | Surge Protection Devices | IPRD40R MODULAR SURGE ARRESTER 1P+N 350V W/REMOTE TRANSFERT | 2143566 | A9L40501 | SCHNEIDER ELECTRIC | 8580 | https://pim-kvc.soneparsea.com:3443/PictureServer/default.aspx/schneider-A9L40501_Image1.jpg?A3889C9397807479A2A1C7A8BAA5959DB4AAC67293707C68807A8476B1809D95B7AA8573BCA797 | https://pim-kvc.soneparsea.com:3443/PictureServer/default.aspx/schneider-a9l40501.pdf?81788B76AEAA939CBEAABDA9B7A95D9589B1887587676162C0A9BA | IPRD40R MODULAR SURGE ARRESTER 1P+N 350V WITH REMOTE TRANSFERT | Acti 9 iPRD Type 2 and 3 modular Surge Protection Devices protect the electrical equipment against the indirect lightning strikes. The use of Surge arresters is recommended in the case of non-critical power installations. They are tested and rated according to the standardized current wave of 8/20 µs. Certified for short-circuit current withstand, Isc up to 50 kA (IEC 61643-11:2011). The maximum discharge current covers from 8 to 65 kA. The maximum continuous operating voltage Uc is 350VAC or 460VAC. They are suitable for any earthing system: TT, TN-S, TN-C and IT. | Number of conductors (without earthing) | 1
| 25 | Circuit Breakers and Fuses | Circuit Breakers | Surge Protection Devices | IPRD40R MODULAR SURGE ARRESTER 1P+N 350V W/REMOTE TRANSFERT | 2143566 | A9L40501 | SCHNEIDER ELECTRIC | 8580 | https://pim-kvc.soneparsea.com:3443/PictureServer/default.aspx/schneider-A9L40501_Image1.jpg?A3889C9397807479A2A1C7A8BAA5959DB4AAC67293707C68807A8476B1809D95B7AA8573BCA797 | https://pim-kvc.soneparsea.com:3443/PictureServer/default.aspx/schneider-a9l40501.pdf?81788B76AEAA939CBEAABDA9B7A95D9589B1887587676162C0A9BA | IPRD40R MODULAR SURGE ARRESTER 1P+N 350V WITH REMOTE TRANSFERT | Acti 9 iPRD Type 2 and 3 modular Surge Protection Devices protect the electrical equipment against the indirect lightning strikes. The use of Surge arresters is recommended in the case of non-critical power installations. They are tested and rated according to the standardized current wave of 8/20 µs. Certified for short-circuit current withstand, Isc up to 50 kA (IEC 61643-11:2011). The maximum discharge current covers from 8 to 65 kA. The maximum continuous operating voltage Uc is 350VAC or 460VAC. They are suitable for any earthing system: TT, TN-S, TN-C and IT. | Nominal discharge surge current (8/20) | 15kA
| 25 | Circuit Breakers and Fuses | Circuit Breakers | Surge Protection Devices | IPRD40R MODULAR SURGE ARRESTER 1P+N 350V W/REMOTE TRANSFERT | 2143566 | A9L40501 | SCHNEIDER ELECTRIC | 8580 | https://pim-kvc.soneparsea.com:3443/PictureServer/default.aspx/schneider-A9L40501_Image1.jpg?A3889C9397807479A2A1C7A8BAA5959DB4AAC67293707C68807A8476B1809D95B7AA8573BCA797 | https://pim-kvc.soneparsea.com:3443/PictureServer/default.aspx/schneider-a9l40501.pdf?81788B76AEAA939CBEAABDA9B7A95D9589B1887587676162C0A9BA | IPRD40R MODULAR SURGE ARRESTER 1P+N 350V WITH REMOTE TRANSFERT | Acti 9 iPRD Type 2 and 3 modular Surge Protection Devices protect the electrical equipment against the indirect lightning strikes. The use of Surge arresters is recommended in the case of non-critical power installations. They are tested and rated according to the standardized current wave of 8/20 µs. Certified for short-circuit current withstand, Isc up to 50 kA (IEC 61643-11:2011). The maximum discharge current covers from 8 to 65 kA. The maximum continuous operating voltage Uc is 350VAC or 460VAC. They are suitable for any earthing system: TT, TN-S, TN-C and IT. | Max. discharge surge current (8/20) | 40kA
| 25 | Circuit Breakers and Fuses | Circuit Breakers | Surge Protection Devices | IPRD40R MODULAR SURGE ARRESTER 1P+N 350V W/REMOTE TRANSFERT | 2143566 | A9L40501 | SCHNEIDER ELECTRIC | 8580 | https://pim-kvc.soneparsea.com:3443/PictureServer/default.aspx/schneider-A9L40501_Image1.jpg?A3889C9397807479A2A1C7A8BAA5959DB4AAC67293707C68807A8476B1809D95B7AA8573BCA797 | https://pim-kvc.soneparsea.com:3443/PictureServer/default.aspx/schneider-a9l40501.pdf?81788B76AEAA939CBEAABDA9B7A95D9589B1887587676162C0A9BA | IPRD40R MODULAR SURGE ARRESTER 1P+N 350V WITH REMOTE TRANSFERT | Acti 9 iPRD Type 2 and 3 modular Surge Protection Devices protect the electrical equipment against the indirect lightning strikes. The use of Surge arresters is recommended in the case of non-critical power installations. They are tested and rated according to the standardized current wave of 8/20 µs. Certified for short-circuit current withstand, Isc up to 50 kA (IEC 61643-11:2011). The maximum discharge current covers from 8 to 65 kA. The maximum continuous operating voltage Uc is 350VAC or 460VAC. They are suitable for any earthing system: TT, TN-S, TN-C and IT. | Nominal voltage AC | 400V
| 25 | Circuit Breakers and Fuses | Circuit Breakers | Surge Protection Devices | IPRD40R MODULAR SURGE ARRESTER 1P+N 350V W/REMOTE TRANSFERT | 2143566 | A9L40501 | SCHNEIDER ELECTRIC | 8580 | https://pim-kvc.soneparsea.com:3443/PictureServer/default.aspx/schneider-A9L40501_Image1.jpg?A3889C9397807479A2A1C7A8BAA5959DB4AAC67293707C68807A8476B1809D95B7AA8573BCA797 | https://pim-kvc.soneparsea.com:3443/PictureServer/default.aspx/schneider-a9l40501.pdf?81788B76AEAA939CBEAABDA9B7A95D9589B1887587676162C0A9BA | IPRD40R MODULAR SURGE ARRESTER 1P+N 350V WITH REMOTE TRANSFERT | Acti 9 iPRD Type 2 and 3 modular Surge Protection Devices protect the electrical equipment against the indirect lightning strikes. The use of Surge arresters is recommended in the case of non-critical power installations. They are tested and rated according to the standardized current wave of 8/20 µs. Certified for short-circuit current withstand, Isc up to 50 kA (IEC 61643-11:2011). The maximum discharge current covers from 8 to 65 kA. The maximum continuous operating voltage Uc is 350VAC or 460VAC. They are suitable for any earthing system: TT, TN-S, TN-C and IT. | Nominal voltage DC | 0V
| 25 | Circuit Breakers and Fuses | Circuit Breakers | Surge Protection Devices | IPRD40R MODULAR SURGE ARRESTER 1P+N 350V W/REMOTE TRANSFERT | 2143566 | A9L40501 | SCHNEIDER ELECTRIC | 8580 | https://pim-kvc.soneparsea.com:3443/PictureServer/default.aspx/schneider-A9L40501_Image1.jpg?A3889C9397807479A2A1C7A8BAA5959DB4AAC67293707C68807A8476B1809D95B7AA8573BCA797 | https://pim-kvc.soneparsea.com:3443/PictureServer/default.aspx/schneider-a9l40501.pdf?81788B76AEAA939CBEAABDA9B7A95D9589B1887587676162C0A9BA | IPRD40R MODULAR SURGE ARRESTER 1P+N 350V WITH REMOTE TRANSFERT | Acti 9 iPRD Type 2 and 3 modular Surge Protection Devices protect the electrical equipment against the indirect lightning strikes. The use of Surge arresters is recommended in the case of non-critical power installations. They are tested and rated according to the standardized current wave of 8/20 µs. Certified for short-circuit current withstand, Isc up to 50 kA (IEC 61643-11:2011). The maximum discharge current covers from 8 to 65 kA. The maximum continuous operating voltage Uc is 350VAC or 460VAC. They are suitable for any earthing system: TT, TN-S, TN-C and IT. | Max. continuous voltage AC | 350V
| 25 | Circuit Breakers and Fuses | Circuit Breakers | Surge Protection Devices | IPRD40R MODULAR SURGE ARRESTER 1P+N 350V W/REMOTE TRANSFERT | 2143566 | A9L40501 | SCHNEIDER ELECTRIC | 8580 | https://pim-kvc.soneparsea.com:3443/PictureServer/default.aspx/schneider-A9L40501_Image1.jpg?A3889C9397807479A2A1C7A8BAA5959DB4AAC67293707C68807A8476B1809D95B7AA8573BCA797 | https://pim-kvc.soneparsea.com:3443/PictureServer/default.aspx/schneider-a9l40501.pdf?81788B76AEAA939CBEAABDA9B7A95D9589B1887587676162C0A9BA | IPRD40R MODULAR SURGE ARRESTER 1P+N 350V WITH REMOTE TRANSFERT | Acti 9 iPRD Type 2 and 3 modular Surge Protection Devices protect the electrical equipment against the indirect lightning strikes. The use of Surge arresters is recommended in the case of non-critical power installations. They are tested and rated according to the standardized current wave of 8/20 µs. Certified for short-circuit current withstand, Isc up to 50 kA (IEC 61643-11:2011). The maximum discharge current covers from 8 to 65 kA. The maximum continuous operating voltage Uc is 350VAC or 460VAC. They are suitable for any earthing system: TT, TN-S, TN-C and IT. | Max. continuous voltage DC | 0V
| 25 | Circuit Breakers and Fuses | Circuit Breakers | Surge Protection Devices | IPRD40R MODULAR SURGE ARRESTER 1P+N 350V W/REMOTE TRANSFERT | 2143566 | A9L40501 | SCHNEIDER ELECTRIC | 8580 | https://pim-kvc.soneparsea.com:3443/PictureServer/default.aspx/schneider-A9L40501_Image1.jpg?A3889C9397807479A2A1C7A8BAA5959DB4AAC67293707C68807A8476B1809D95B7AA8573BCA797 | https://pim-kvc.soneparsea.com:3443/PictureServer/default.aspx/schneider-a9l40501.pdf?81788B76AEAA939CBEAABDA9B7A95D9589B1887587676162C0A9BA | IPRD40R MODULAR SURGE ARRESTER 1P+N 350V WITH REMOTE TRANSFERT | Acti 9 iPRD Type 2 and 3 modular Surge Protection Devices protect the electrical equipment against the indirect lightning strikes. The use of Surge arresters is recommended in the case of non-critical power installations. They are tested and rated according to the standardized current wave of 8/20 µs. Certified for short-circuit current withstand, Isc up to 50 kA (IEC 61643-11:2011). The maximum discharge current covers from 8 to 65 kA. The maximum continuous operating voltage Uc is 350VAC or 460VAC. They are suitable for any earthing system: TT, TN-S, TN-C and IT. | Max. PV-voltage | 0V
| 25 | Circuit Breakers and Fuses | Circuit Breakers | Surge Protection Devices | IPRD40R MODULAR SURGE ARRESTER 1P+N 350V W/REMOTE TRANSFERT | 2143566 | A9L40501 | SCHNEIDER ELECTRIC | 8580 | https://pim-kvc.soneparsea.com:3443/PictureServer/default.aspx/schneider-A9L40501_Image1.jpg?A3889C9397807479A2A1C7A8BAA5959DB4AAC67293707C68807A8476B1809D95B7AA8573BCA797 | https://pim-kvc.soneparsea.com:3443/PictureServer/default.aspx/schneider-a9l40501.pdf?81788B76AEAA939CBEAABDA9B7A95D9589B1887587676162C0A9BA | IPRD40R MODULAR SURGE ARRESTER 1P+N 350V WITH REMOTE TRANSFERT | Acti 9 iPRD Type 2 and 3 modular Surge Protection Devices protect the electrical equipment against the indirect lightning strikes. The use of Surge arresters is recommended in the case of non-critical power installations. They are tested and rated according to the standardized current wave of 8/20 µs. Certified for short-circuit current withstand, Isc up to 50 kA (IEC 61643-11:2011). The maximum discharge current covers from 8 to 65 kA. The maximum continuous operating voltage Uc is 350VAC or 460VAC. They are suitable for any earthing system: TT, TN-S, TN-C and IT. | Voltage protection level | 1.4kV
| 25 | Circuit Breakers and Fuses | Circuit Breakers | Surge Protection Devices | IPRD40R MODULAR SURGE ARRESTER 1P+N 350V W/REMOTE TRANSFERT | 2143566 | A9L40501 | SCHNEIDER ELECTRIC | 8580 | https://pim-kvc.soneparsea.com:3443/PictureServer/default.aspx/schneider-A9L40501_Image1.jpg?A3889C9397807479A2A1C7A8BAA5959DB4AAC67293707C68807A8476B1809D95B7AA8573BCA797 | https://pim-kvc.soneparsea.com:3443/PictureServer/default.aspx/schneider-a9l40501.pdf?81788B76AEAA939CBEAABDA9B7A95D9589B1887587676162C0A9BA | IPRD40R MODULAR SURGE ARRESTER 1P+N 350V WITH REMOTE TRANSFERT | Acti 9 iPRD Type 2 and 3 modular Surge Protection Devices protect the electrical equipment against the indirect lightning strikes. The use of Surge arresters is recommended in the case of non-critical power installations. They are tested and rated according to the standardized current wave of 8/20 µs. Certified for short-circuit current withstand, Isc up to 50 kA (IEC 61643-11:2011). The maximum discharge current covers from 8 to 65 kA. The maximum continuous operating voltage Uc is 350VAC or 460VAC. They are suitable for any earthing system: TT, TN-S, TN-C and IT. | Voltage protection level L-N | 1.4kV
| 25 | Circuit Breakers and Fuses | Circuit Breakers | Surge Protection Devices | IPRD40R MODULAR SURGE ARRESTER 1P+N 350V W/REMOTE TRANSFERT | 2143566 | A9L40501 | SCHNEIDER ELECTRIC | 8580 | https://pim-kvc.soneparsea.com:3443/PictureServer/default.aspx/schneider-A9L40501_Image1.jpg?A3889C9397807479A2A1C7A8BAA5959DB4AAC67293707C68807A8476B1809D95B7AA8573BCA797 | https://pim-kvc.soneparsea.com:3443/PictureServer/default.aspx/schneider-a9l40501.pdf?81788B76AEAA939CBEAABDA9B7A95D9589B1887587676162C0A9BA | IPRD40R MODULAR SURGE ARRESTER 1P+N 350V WITH REMOTE TRANSFERT | Acti 9 iPRD Type 2 and 3 modular Surge Protection Devices protect the electrical equipment against the indirect lightning strikes. The use of Surge arresters is recommended in the case of non-critical power installations. They are tested and rated according to the standardized current wave of 8/20 µs. Certified for short-circuit current withstand, Isc up to 50 kA (IEC 61643-11:2011). The maximum discharge current covers from 8 to 65 kA. The maximum continuous operating voltage Uc is 350VAC or 460VAC. They are suitable for any earthing system: TT, TN-S, TN-C and IT. | Voltage protection level N-PE | 1.4kV
| 25 | Circuit Breakers and Fuses | Circuit Breakers | Surge Protection Devices | IPRD40R MODULAR SURGE ARRESTER 1P+N 350V W/REMOTE TRANSFERT | 2143566 | A9L40501 | SCHNEIDER ELECTRIC | 8580 | https://pim-kvc.soneparsea.com:3443/PictureServer/default.aspx/schneider-A9L40501_Image1.jpg?A3889C9397807479A2A1C7A8BAA5959DB4AAC67293707C68807A8476B1809D95B7AA8573BCA797 | https://pim-kvc.soneparsea.com:3443/PictureServer/default.aspx/schneider-a9l40501.pdf?81788B76AEAA939CBEAABDA9B7A95D9589B1887587676162C0A9BA | IPRD40R MODULAR SURGE ARRESTER 1P+N 350V WITH REMOTE TRANSFERT | Acti 9 iPRD Type 2 and 3 modular Surge Protection Devices protect the electrical equipment against the indirect lightning strikes. The use of Surge arresters is recommended in the case of non-critical power installations. They are tested and rated according to the standardized current wave of 8/20 µs. Certified for short-circuit current withstand, Isc up to 50 kA (IEC 61643-11:2011). The maximum discharge current covers from 8 to 65 kA. The maximum continuous operating voltage Uc is 350VAC or 460VAC. They are suitable for any earthing system: TT, TN-S, TN-C and IT. | Integrated backup fuse | no
| 25 | Circuit Breakers and Fuses | Circuit Breakers | Surge Protection Devices | IPRD40R MODULAR SURGE ARRESTER 1P+N 350V W/REMOTE TRANSFERT | 2143566 | A9L40501 | SCHNEIDER ELECTRIC | 8580 | https://pim-kvc.soneparsea.com:3443/PictureServer/default.aspx/schneider-A9L40501_Image1.jpg?A3889C9397807479A2A1C7A8BAA5959DB4AAC67293707C68807A8476B1809D95B7AA8573BCA797 | https://pim-kvc.soneparsea.com:3443/PictureServer/default.aspx/schneider-a9l40501.pdf?81788B76AEAA939CBEAABDA9B7A95D9589B1887587676162C0A9BA | IPRD40R MODULAR SURGE ARRESTER 1P+N 350V WITH REMOTE TRANSFERT | Acti 9 iPRD Type 2 and 3 modular Surge Protection Devices protect the electrical equipment against the indirect lightning strikes. The use of Surge arresters is recommended in the case of non-critical power installations. They are tested and rated according to the standardized current wave of 8/20 µs. Certified for short-circuit current withstand, Isc up to 50 kA (IEC 61643-11:2011). The maximum discharge current covers from 8 to 65 kA. The maximum continuous operating voltage Uc is 350VAC or 460VAC. They are suitable for any earthing system: TT, TN-S, TN-C and IT. | Mounting method | DIN rail (top hat rail) 35 mm
| 25 | Circuit Breakers and Fuses | Circuit Breakers | Surge Protection Devices | IPRD40R MODULAR SURGE ARRESTER 1P+N 350V W/REMOTE TRANSFERT | 2143566 | A9L40501 | SCHNEIDER ELECTRIC | 8580 | https://pim-kvc.soneparsea.com:3443/PictureServer/default.aspx/schneider-A9L40501_Image1.jpg?A3889C9397807479A2A1C7A8BAA5959DB4AAC67293707C68807A8476B1809D95B7AA8573BCA797 | https://pim-kvc.soneparsea.com:3443/PictureServer/default.aspx/schneider-a9l40501.pdf?81788B76AEAA939CBEAABDA9B7A95D9589B1887587676162C0A9BA | IPRD40R MODULAR SURGE ARRESTER 1P+N 350V WITH REMOTE TRANSFERT | Acti 9 iPRD Type 2 and 3 modular Surge Protection Devices protect the electrical equipment against the indirect lightning strikes. The use of Surge arresters is recommended in the case of non-critical power installations. They are tested and rated according to the standardized current wave of 8/20 µs. Certified for short-circuit current withstand, Isc up to 50 kA (IEC 61643-11:2011). The maximum discharge current covers from 8 to 65 kA. The maximum continuous operating voltage Uc is 350VAC or 460VAC. They are suitable for any earthing system: TT, TN-S, TN-C and IT. | Construction size | 4 modular spacing
| 25 | Circuit Breakers and Fuses | Circuit Breakers | Surge Protection Devices | IPRD40R MODULAR SURGE ARRESTER 1P+N 350V W/REMOTE TRANSFERT | 2143566 | A9L40501 | SCHNEIDER ELECTRIC | 8580 | https://pim-kvc.soneparsea.com:3443/PictureServer/default.aspx/schneider-A9L40501_Image1.jpg?A3889C9397807479A2A1C7A8BAA5959DB4AAC67293707C68807A8476B1809D95B7AA8573BCA797 | https://pim-kvc.soneparsea.com:3443/PictureServer/default.aspx/schneider-a9l40501.pdf?81788B76AEAA939CBEAABDA9B7A95D9589B1887587676162C0A9BA | IPRD40R MODULAR SURGE ARRESTER 1P+N 350V WITH REMOTE TRANSFERT | Acti 9 iPRD Type 2 and 3 modular Surge Protection Devices protect the electrical equipment against the indirect lightning strikes. The use of Surge arresters is recommended in the case of non-critical power installations. They are tested and rated according to the standardized current wave of 8/20 µs. Certified for short-circuit current withstand, Isc up to 50 kA (IEC 61643-11:2011). The maximum discharge current covers from 8 to 65 kA. The maximum continuous operating voltage Uc is 350VAC or 460VAC. They are suitable for any earthing system: TT, TN-S, TN-C and IT. | Max. conductor cross section solid (solid, stranded) | 25mm²
| 25 | Circuit Breakers and Fuses | Circuit Breakers | Surge Protection Devices | IPRD40R MODULAR SURGE ARRESTER 1P+N 350V W/REMOTE TRANSFERT | 2143566 | A9L40501 | SCHNEIDER ELECTRIC | 8580 | https://pim-kvc.soneparsea.com:3443/PictureServer/default.aspx/schneider-A9L40501_Image1.jpg?A3889C9397807479A2A1C7A8BAA5959DB4AAC67293707C68807A8476B1809D95B7AA8573BCA797 | https://pim-kvc.soneparsea.com:3443/PictureServer/default.aspx/schneider-a9l40501.pdf?81788B76AEAA939CBEAABDA9B7A95D9589B1887587676162C0A9BA | IPRD40R MODULAR SURGE ARRESTER 1P+N 350V WITH REMOTE TRANSFERT | Acti 9 iPRD Type 2 and 3 modular Surge Protection Devices protect the electrical equipment against the indirect lightning strikes. The use of Surge arresters is recommended in the case of non-critical power installations. They are tested and rated according to the standardized current wave of 8/20 µs. Certified for short-circuit current withstand, Isc up to 50 kA (IEC 61643-11:2011). The maximum discharge current covers from 8 to 65 kA. The maximum continuous operating voltage Uc is 350VAC or 460VAC. They are suitable for any earthing system: TT, TN-S, TN-C and IT. | Max. conductor cross section flexible (fine-strand) | 16mm²
| 25 | Circuit Breakers and Fuses | Circuit Breakers | Surge Protection Devices | IPRD40R MODULAR SURGE ARRESTER 1P+N 350V W/REMOTE TRANSFERT | 2143566 | A9L40501 | SCHNEIDER ELECTRIC | 8580 | https://pim-kvc.soneparsea.com:3443/PictureServer/default.aspx/schneider-A9L40501_Image1.jpg?A3889C9397807479A2A1C7A8BAA5959DB4AAC67293707C68807A8476B1809D95B7AA8573BCA797 | https://pim-kvc.soneparsea.com:3443/PictureServer/default.aspx/schneider-a9l40501.pdf?81788B76AEAA939CBEAABDA9B7A95D9589B1887587676162C0A9BA | IPRD40R MODULAR SURGE ARRESTER 1P+N 350V WITH REMOTE TRANSFERT | Acti 9 iPRD Type 2 and 3 modular Surge Protection Devices protect the electrical equipment against the indirect lightning strikes. The use of Surge arresters is recommended in the case of non-critical power installations. They are tested and rated according to the standardized current wave of 8/20 µs. Certified for short-circuit current withstand, Isc up to 50 kA (IEC 61643-11:2011). The maximum discharge current covers from 8 to 65 kA. The maximum continuous operating voltage Uc is 350VAC or 460VAC. They are suitable for any earthing system: TT, TN-S, TN-C and IT. | With remote signalling contact | yes
| 25 | Circuit Breakers and Fuses | Circuit Breakers | Surge Protection Devices | IPRD40R MODULAR SURGE ARRESTER 1P+N 350V W/REMOTE TRANSFERT | 2143566 | A9L40501 | SCHNEIDER ELECTRIC | 8580 | https://pim-kvc.soneparsea.com:3443/PictureServer/default.aspx/schneider-A9L40501_Image1.jpg?A3889C9397807479A2A1C7A8BAA5959DB4AAC67293707C68807A8476B1809D95B7AA8573BCA797 | https://pim-kvc.soneparsea.com:3443/PictureServer/default.aspx/schneider-a9l40501.pdf?81788B76AEAA939CBEAABDA9B7A95D9589B1887587676162C0A9BA | IPRD40R MODULAR SURGE ARRESTER 1P+N 350V WITH REMOTE TRANSFERT | Acti 9 iPRD Type 2 and 3 modular Surge Protection Devices protect the electrical equipment against the indirect lightning strikes. The use of Surge arresters is recommended in the case of non-critical power installations. They are tested and rated according to the standardized current wave of 8/20 µs. Certified for short-circuit current withstand, Isc up to 50 kA (IEC 61643-11:2011). The maximum discharge current covers from 8 to 65 kA. The maximum continuous operating voltage Uc is 350VAC or 460VAC. They are suitable for any earthing system: TT, TN-S, TN-C and IT. | Signalling at the device | Optic
| 26 | Circuit Breakers and Fuses | Circuit Breakers | Surge Protection Devices | IPRD20R MODULAR SURGE ARRESTER 3P+N 350V W/REMOTE TRANSFER | 2143997 | A9L20601 | SCHNEIDER ELECTRIC | 14000 | https://pim-kvc.soneparsea.com:3443/PictureServer/default.aspx/schneider-A9L20601_Image1.jpg?A3889C9397807479A2A1C7A8BAA5959DB4AAC67293707C66807B8476B1809D95B7AA8573BCA797 | https://pim-kvc.soneparsea.com:3443/PictureServer/default.aspx/schneider-a9l20601.pdf?81788B76AEAA939CBEAABDA9B7A95D9589B1867588676162C0A9BA | IPRD20R MODULAR SURGE ARRESTER 3P+N 350V WITH REMOTE TRANSFER | Acti 9 iPF K & iPRD Type 2 Surge Protection Devices protect the electrical equipments against the indirect lightning strikes. The use of Type 2 Surge Arresters is recommended in the case of non-critical power installations. They are tested and rated according to the standardised current wave of 8/20 µs. | System configuration DC | no
| 26 | Circuit Breakers and Fuses | Circuit Breakers | Surge Protection Devices | IPRD20R MODULAR SURGE ARRESTER 3P+N 350V W/REMOTE TRANSFER | 2143997 | A9L20601 | SCHNEIDER ELECTRIC | 14000 | https://pim-kvc.soneparsea.com:3443/PictureServer/default.aspx/schneider-A9L20601_Image1.jpg?A3889C9397807479A2A1C7A8BAA5959DB4AAC67293707C66807B8476B1809D95B7AA8573BCA797 | https://pim-kvc.soneparsea.com:3443/PictureServer/default.aspx/schneider-a9l20601.pdf?81788B76AEAA939CBEAABDA9B7A95D9589B1867588676162C0A9BA | IPRD20R MODULAR SURGE ARRESTER 3P+N 350V WITH REMOTE TRANSFER | Acti 9 iPF K & iPRD Type 2 Surge Protection Devices protect the electrical equipments against the indirect lightning strikes. The use of Type 2 Surge Arresters is recommended in the case of non-critical power installations. They are tested and rated according to the standardised current wave of 8/20 µs. | System configuration IT | no
| 26 | Circuit Breakers and Fuses | Circuit Breakers | Surge Protection Devices | IPRD20R MODULAR SURGE ARRESTER 3P+N 350V W/REMOTE TRANSFER | 2143997 | A9L20601 | SCHNEIDER ELECTRIC | 14000 | https://pim-kvc.soneparsea.com:3443/PictureServer/default.aspx/schneider-A9L20601_Image1.jpg?A3889C9397807479A2A1C7A8BAA5959DB4AAC67293707C66807B8476B1809D95B7AA8573BCA797 | https://pim-kvc.soneparsea.com:3443/PictureServer/default.aspx/schneider-a9l20601.pdf?81788B76AEAA939CBEAABDA9B7A95D9589B1867588676162C0A9BA | IPRD20R MODULAR SURGE ARRESTER 3P+N 350V WITH REMOTE TRANSFER | Acti 9 iPF K & iPRD Type 2 Surge Protection Devices protect the electrical equipments against the indirect lightning strikes. The use of Type 2 Surge Arresters is recommended in the case of non-critical power installations. They are tested and rated according to the standardised current wave of 8/20 µs. | System configuration TN | no
| 26 | Circuit Breakers and Fuses | Circuit Breakers | Surge Protection Devices | IPRD20R MODULAR SURGE ARRESTER 3P+N 350V W/REMOTE TRANSFER | 2143997 | A9L20601 | SCHNEIDER ELECTRIC | 14000 | https://pim-kvc.soneparsea.com:3443/PictureServer/default.aspx/schneider-A9L20601_Image1.jpg?A3889C9397807479A2A1C7A8BAA5959DB4AAC67293707C66807B8476B1809D95B7AA8573BCA797 | https://pim-kvc.soneparsea.com:3443/PictureServer/default.aspx/schneider-a9l20601.pdf?81788B76AEAA939CBEAABDA9B7A95D9589B1867588676162C0A9BA | IPRD20R MODULAR SURGE ARRESTER 3P+N 350V WITH REMOTE TRANSFER | Acti 9 iPF K & iPRD Type 2 Surge Protection Devices protect the electrical equipments against the indirect lightning strikes. The use of Type 2 Surge Arresters is recommended in the case of non-critical power installations. They are tested and rated according to the standardised current wave of 8/20 µs. | System configuration TN-C | no
| 26 | Circuit Breakers and Fuses | Circuit Breakers | Surge Protection Devices | IPRD20R MODULAR SURGE ARRESTER 3P+N 350V W/REMOTE TRANSFER | 2143997 | A9L20601 | SCHNEIDER ELECTRIC | 14000 | https://pim-kvc.soneparsea.com:3443/PictureServer/default.aspx/schneider-A9L20601_Image1.jpg?A3889C9397807479A2A1C7A8BAA5959DB4AAC67293707C66807B8476B1809D95B7AA8573BCA797 | https://pim-kvc.soneparsea.com:3443/PictureServer/default.aspx/schneider-a9l20601.pdf?81788B76AEAA939CBEAABDA9B7A95D9589B1867588676162C0A9BA | IPRD20R MODULAR SURGE ARRESTER 3P+N 350V WITH REMOTE TRANSFER | Acti 9 iPF K & iPRD Type 2 Surge Protection Devices protect the electrical equipments against the indirect lightning strikes. The use of Type 2 Surge Arresters is recommended in the case of non-critical power installations. They are tested and rated according to the standardised current wave of 8/20 µs. | System configuration TN-C-S | no
| 26 | Circuit Breakers and Fuses | Circuit Breakers | Surge Protection Devices | IPRD20R MODULAR SURGE ARRESTER 3P+N 350V W/REMOTE TRANSFER | 2143997 | A9L20601 | SCHNEIDER ELECTRIC | 14000 | https://pim-kvc.soneparsea.com:3443/PictureServer/default.aspx/schneider-A9L20601_Image1.jpg?A3889C9397807479A2A1C7A8BAA5959DB4AAC67293707C66807B8476B1809D95B7AA8573BCA797 | https://pim-kvc.soneparsea.com:3443/PictureServer/default.aspx/schneider-a9l20601.pdf?81788B76AEAA939CBEAABDA9B7A95D9589B1867588676162C0A9BA | IPRD20R MODULAR SURGE ARRESTER 3P+N 350V WITH REMOTE TRANSFER | Acti 9 iPF K & iPRD Type 2 Surge Protection Devices protect the electrical equipments against the indirect lightning strikes. The use of Type 2 Surge Arresters is recommended in the case of non-critical power installations. They are tested and rated according to the standardised current wave of 8/20 µs. | System configuration TN-S | yes
| 26 | Circuit Breakers and Fuses | Circuit Breakers | Surge Protection Devices | IPRD20R MODULAR SURGE ARRESTER 3P+N 350V W/REMOTE TRANSFER | 2143997 | A9L20601 | SCHNEIDER ELECTRIC | 14000 | https://pim-kvc.soneparsea.com:3443/PictureServer/default.aspx/schneider-A9L20601_Image1.jpg?A3889C9397807479A2A1C7A8BAA5959DB4AAC67293707C66807B8476B1809D95B7AA8573BCA797 | https://pim-kvc.soneparsea.com:3443/PictureServer/default.aspx/schneider-a9l20601.pdf?81788B76AEAA939CBEAABDA9B7A95D9589B1867588676162C0A9BA | IPRD20R MODULAR SURGE ARRESTER 3P+N 350V WITH REMOTE TRANSFER | Acti 9 iPF K & iPRD Type 2 Surge Protection Devices protect the electrical equipments against the indirect lightning strikes. The use of Type 2 Surge Arresters is recommended in the case of non-critical power installations. They are tested and rated according to the standardised current wave of 8/20 µs. | System configuration TT | yes
| 26 | Circuit Breakers and Fuses | Circuit Breakers | Surge Protection Devices | IPRD20R MODULAR SURGE ARRESTER 3P+N 350V W/REMOTE TRANSFER | 2143997 | A9L20601 | SCHNEIDER ELECTRIC | 14000 | https://pim-kvc.soneparsea.com:3443/PictureServer/default.aspx/schneider-A9L20601_Image1.jpg?A3889C9397807479A2A1C7A8BAA5959DB4AAC67293707C66807B8476B1809D95B7AA8573BCA797 | https://pim-kvc.soneparsea.com:3443/PictureServer/default.aspx/schneider-a9l20601.pdf?81788B76AEAA939CBEAABDA9B7A95D9589B1867588676162C0A9BA | IPRD20R MODULAR SURGE ARRESTER 3P+N 350V WITH REMOTE TRANSFER | Acti 9 iPF K & iPRD Type 2 Surge Protection Devices protect the electrical equipments against the indirect lightning strikes. The use of Type 2 Surge Arresters is recommended in the case of non-critical power installations. They are tested and rated according to the standardised current wave of 8/20 µs. | System configuration other | no
| 26 | Circuit Breakers and Fuses | Circuit Breakers | Surge Protection Devices | IPRD20R MODULAR SURGE ARRESTER 3P+N 350V W/REMOTE TRANSFER | 2143997 | A9L20601 | SCHNEIDER ELECTRIC | 14000 | https://pim-kvc.soneparsea.com:3443/PictureServer/default.aspx/schneider-A9L20601_Image1.jpg?A3889C9397807479A2A1C7A8BAA5959DB4AAC67293707C66807B8476B1809D95B7AA8573BCA797 | https://pim-kvc.soneparsea.com:3443/PictureServer/default.aspx/schneider-a9l20601.pdf?81788B76AEAA939CBEAABDA9B7A95D9589B1867588676162C0A9BA | IPRD20R MODULAR SURGE ARRESTER 3P+N 350V WITH REMOTE TRANSFER | Acti 9 iPF K & iPRD Type 2 Surge Protection Devices protect the electrical equipments against the indirect lightning strikes. The use of Type 2 Surge Arresters is recommended in the case of non-critical power installations. They are tested and rated according to the standardised current wave of 8/20 µs. | Number of conductors (without earthing) | 4
| 26 | Circuit Breakers and Fuses | Circuit Breakers | Surge Protection Devices | IPRD20R MODULAR SURGE ARRESTER 3P+N 350V W/REMOTE TRANSFER | 2143997 | A9L20601 | SCHNEIDER ELECTRIC | 14000 | https://pim-kvc.soneparsea.com:3443/PictureServer/default.aspx/schneider-A9L20601_Image1.jpg?A3889C9397807479A2A1C7A8BAA5959DB4AAC67293707C66807B8476B1809D95B7AA8573BCA797 | https://pim-kvc.soneparsea.com:3443/PictureServer/default.aspx/schneider-a9l20601.pdf?81788B76AEAA939CBEAABDA9B7A95D9589B1867588676162C0A9BA | IPRD20R MODULAR SURGE ARRESTER 3P+N 350V WITH REMOTE TRANSFER | Acti 9 iPF K & iPRD Type 2 Surge Protection Devices protect the electrical equipments against the indirect lightning strikes. The use of Type 2 Surge Arresters is recommended in the case of non-critical power installations. They are tested and rated according to the standardised current wave of 8/20 µs. | Nominal discharge surge current (8/20) | 5kA
| 26 | Circuit Breakers and Fuses | Circuit Breakers | Surge Protection Devices | IPRD20R MODULAR SURGE ARRESTER 3P+N 350V W/REMOTE TRANSFER | 2143997 | A9L20601 | SCHNEIDER ELECTRIC | 14000 | https://pim-kvc.soneparsea.com:3443/PictureServer/default.aspx/schneider-A9L20601_Image1.jpg?A3889C9397807479A2A1C7A8BAA5959DB4AAC67293707C66807B8476B1809D95B7AA8573BCA797 | https://pim-kvc.soneparsea.com:3443/PictureServer/default.aspx/schneider-a9l20601.pdf?81788B76AEAA939CBEAABDA9B7A95D9589B1867588676162C0A9BA | IPRD20R MODULAR SURGE ARRESTER 3P+N 350V WITH REMOTE TRANSFER | Acti 9 iPF K & iPRD Type 2 Surge Protection Devices protect the electrical equipments against the indirect lightning strikes. The use of Type 2 Surge Arresters is recommended in the case of non-critical power installations. They are tested and rated according to the standardised current wave of 8/20 µs. | Max. discharge surge current (8/20) | 20kA
| 26 | Circuit Breakers and Fuses | Circuit Breakers | Surge Protection Devices | IPRD20R MODULAR SURGE ARRESTER 3P+N 350V W/REMOTE TRANSFER | 2143997 | A9L20601 | SCHNEIDER ELECTRIC | 14000 | https://pim-kvc.soneparsea.com:3443/PictureServer/default.aspx/schneider-A9L20601_Image1.jpg?A3889C9397807479A2A1C7A8BAA5959DB4AAC67293707C66807B8476B1809D95B7AA8573BCA797 | https://pim-kvc.soneparsea.com:3443/PictureServer/default.aspx/schneider-a9l20601.pdf?81788B76AEAA939CBEAABDA9B7A95D9589B1867588676162C0A9BA | IPRD20R MODULAR SURGE ARRESTER 3P+N 350V WITH REMOTE TRANSFER | Acti 9 iPF K & iPRD Type 2 Surge Protection Devices protect the electrical equipments against the indirect lightning strikes. The use of Type 2 Surge Arresters is recommended in the case of non-critical power installations. They are tested and rated according to the standardised current wave of 8/20 µs. | Nominal voltage AC | 400V
| 26 | Circuit Breakers and Fuses | Circuit Breakers | Surge Protection Devices | IPRD20R MODULAR SURGE ARRESTER 3P+N 350V W/REMOTE TRANSFER | 2143997 | A9L20601 | SCHNEIDER ELECTRIC | 14000 | https://pim-kvc.soneparsea.com:3443/PictureServer/default.aspx/schneider-A9L20601_Image1.jpg?A3889C9397807479A2A1C7A8BAA5959DB4AAC67293707C66807B8476B1809D95B7AA8573BCA797 | https://pim-kvc.soneparsea.com:3443/PictureServer/default.aspx/schneider-a9l20601.pdf?81788B76AEAA939CBEAABDA9B7A95D9589B1867588676162C0A9BA | IPRD20R MODULAR SURGE ARRESTER 3P+N 350V WITH REMOTE TRANSFER | Acti 9 iPF K & iPRD Type 2 Surge Protection Devices protect the electrical equipments against the indirect lightning strikes. The use of Type 2 Surge Arresters is recommended in the case of non-critical power installations. They are tested and rated according to the standardised current wave of 8/20 µs. | Nominal voltage DC | 0V
| 26 | Circuit Breakers and Fuses | Circuit Breakers | Surge Protection Devices | IPRD20R MODULAR SURGE ARRESTER 3P+N 350V W/REMOTE TRANSFER | 2143997 | A9L20601 | SCHNEIDER ELECTRIC | 14000 | https://pim-kvc.soneparsea.com:3443/PictureServer/default.aspx/schneider-A9L20601_Image1.jpg?A3889C9397807479A2A1C7A8BAA5959DB4AAC67293707C66807B8476B1809D95B7AA8573BCA797 | https://pim-kvc.soneparsea.com:3443/PictureServer/default.aspx/schneider-a9l20601.pdf?81788B76AEAA939CBEAABDA9B7A95D9589B1867588676162C0A9BA | IPRD20R MODULAR SURGE ARRESTER 3P+N 350V WITH REMOTE TRANSFER | Acti 9 iPF K & iPRD Type 2 Surge Protection Devices protect the electrical equipments against the indirect lightning strikes. The use of Type 2 Surge Arresters is recommended in the case of non-critical power installations. They are tested and rated according to the standardised current wave of 8/20 µs. | Max. continuous voltage AC | 350V
| 26 | Circuit Breakers and Fuses | Circuit Breakers | Surge Protection Devices | IPRD20R MODULAR SURGE ARRESTER 3P+N 350V W/REMOTE TRANSFER | 2143997 | A9L20601 | SCHNEIDER ELECTRIC | 14000 | https://pim-kvc.soneparsea.com:3443/PictureServer/default.aspx/schneider-A9L20601_Image1.jpg?A3889C9397807479A2A1C7A8BAA5959DB4AAC67293707C66807B8476B1809D95B7AA8573BCA797 | https://pim-kvc.soneparsea.com:3443/PictureServer/default.aspx/schneider-a9l20601.pdf?81788B76AEAA939CBEAABDA9B7A95D9589B1867588676162C0A9BA | IPRD20R MODULAR SURGE ARRESTER 3P+N 350V WITH REMOTE TRANSFER | Acti 9 iPF K & iPRD Type 2 Surge Protection Devices protect the electrical equipments against the indirect lightning strikes. The use of Type 2 Surge Arresters is recommended in the case of non-critical power installations. They are tested and rated according to the standardised current wave of 8/20 µs. | Max. continuous voltage DC | 0V
| 26 | Circuit Breakers and Fuses | Circuit Breakers | Surge Protection Devices | IPRD20R MODULAR SURGE ARRESTER 3P+N 350V W/REMOTE TRANSFER | 2143997 | A9L20601 | SCHNEIDER ELECTRIC | 14000 | https://pim-kvc.soneparsea.com:3443/PictureServer/default.aspx/schneider-A9L20601_Image1.jpg?A3889C9397807479A2A1C7A8BAA5959DB4AAC67293707C66807B8476B1809D95B7AA8573BCA797 | https://pim-kvc.soneparsea.com:3443/PictureServer/default.aspx/schneider-a9l20601.pdf?81788B76AEAA939CBEAABDA9B7A95D9589B1867588676162C0A9BA | IPRD20R MODULAR SURGE ARRESTER 3P+N 350V WITH REMOTE TRANSFER | Acti 9 iPF K & iPRD Type 2 Surge Protection Devices protect the electrical equipments against the indirect lightning strikes. The use of Type 2 Surge Arresters is recommended in the case of non-critical power installations. They are tested and rated according to the standardised current wave of 8/20 µs. | Max. PV-voltage | 0V
| 26 | Circuit Breakers and Fuses | Circuit Breakers | Surge Protection Devices | IPRD20R MODULAR SURGE ARRESTER 3P+N 350V W/REMOTE TRANSFER | 2143997 | A9L20601 | SCHNEIDER ELECTRIC | 14000 | https://pim-kvc.soneparsea.com:3443/PictureServer/default.aspx/schneider-A9L20601_Image1.jpg?A3889C9397807479A2A1C7A8BAA5959DB4AAC67293707C66807B8476B1809D95B7AA8573BCA797 | https://pim-kvc.soneparsea.com:3443/PictureServer/default.aspx/schneider-a9l20601.pdf?81788B76AEAA939CBEAABDA9B7A95D9589B1867588676162C0A9BA | IPRD20R MODULAR SURGE ARRESTER 3P+N 350V WITH REMOTE TRANSFER | Acti 9 iPF K & iPRD Type 2 Surge Protection Devices protect the electrical equipments against the indirect lightning strikes. The use of Type 2 Surge Arresters is recommended in the case of non-critical power installations. They are tested and rated according to the standardised current wave of 8/20 µs. | Voltage protection level | 1.4kV
| 26 | Circuit Breakers and Fuses | Circuit Breakers | Surge Protection Devices | IPRD20R MODULAR SURGE ARRESTER 3P+N 350V W/REMOTE TRANSFER | 2143997 | A9L20601 | SCHNEIDER ELECTRIC | 14000 | https://pim-kvc.soneparsea.com:3443/PictureServer/default.aspx/schneider-A9L20601_Image1.jpg?A3889C9397807479A2A1C7A8BAA5959DB4AAC67293707C66807B8476B1809D95B7AA8573BCA797 | https://pim-kvc.soneparsea.com:3443/PictureServer/default.aspx/schneider-a9l20601.pdf?81788B76AEAA939CBEAABDA9B7A95D9589B1867588676162C0A9BA | IPRD20R MODULAR SURGE ARRESTER 3P+N 350V WITH REMOTE TRANSFER | Acti 9 iPF K & iPRD Type 2 Surge Protection Devices protect the electrical equipments against the indirect lightning strikes. The use of Type 2 Surge Arresters is recommended in the case of non-critical power installations. They are tested and rated according to the standardised current wave of 8/20 µs. | Voltage protection level L-N | 1.1kV
| 26 | Circuit Breakers and Fuses | Circuit Breakers | Surge Protection Devices | IPRD20R MODULAR SURGE ARRESTER 3P+N 350V W/REMOTE TRANSFER | 2143997 | A9L20601 | SCHNEIDER ELECTRIC | 14000 | https://pim-kvc.soneparsea.com:3443/PictureServer/default.aspx/schneider-A9L20601_Image1.jpg?A3889C9397807479A2A1C7A8BAA5959DB4AAC67293707C66807B8476B1809D95B7AA8573BCA797 | https://pim-kvc.soneparsea.com:3443/PictureServer/default.aspx/schneider-a9l20601.pdf?81788B76AEAA939CBEAABDA9B7A95D9589B1867588676162C0A9BA | IPRD20R MODULAR SURGE ARRESTER 3P+N 350V WITH REMOTE TRANSFER | Acti 9 iPF K & iPRD Type 2 Surge Protection Devices protect the electrical equipments against the indirect lightning strikes. The use of Type 2 Surge Arresters is recommended in the case of non-critical power installations. They are tested and rated according to the standardised current wave of 8/20 µs. | Voltage protection level N-PE | 1.4kV
| 26 | Circuit Breakers and Fuses | Circuit Breakers | Surge Protection Devices | IPRD20R MODULAR SURGE ARRESTER 3P+N 350V W/REMOTE TRANSFER | 2143997 | A9L20601 | SCHNEIDER ELECTRIC | 14000 | https://pim-kvc.soneparsea.com:3443/PictureServer/default.aspx/schneider-A9L20601_Image1.jpg?A3889C9397807479A2A1C7A8BAA5959DB4AAC67293707C66807B8476B1809D95B7AA8573BCA797 | https://pim-kvc.soneparsea.com:3443/PictureServer/default.aspx/schneider-a9l20601.pdf?81788B76AEAA939CBEAABDA9B7A95D9589B1867588676162C0A9BA | IPRD20R MODULAR SURGE ARRESTER 3P+N 350V WITH REMOTE TRANSFER | Acti 9 iPF K & iPRD Type 2 Surge Protection Devices protect the electrical equipments against the indirect lightning strikes. The use of Type 2 Surge Arresters is recommended in the case of non-critical power installations. They are tested and rated according to the standardised current wave of 8/20 µs. | Max. overcurrent protection device, parallel connection (fuse) | 40A
| 27 | Circuit Breakers and Fuses | Circuit Breakers | Surge Protection Devices | PLUG-ON SURGE ARRESTER DEVICE 20KA | 2144065 | QOSPD20 | SCHNEIDER ELECTRIC | 4270 | https://pim-kvc.soneparsea.com:3443/PictureServer/default.aspx/schneider-qospd20.jpg?81788B76AEAA939CBEAABDA9B7A95DA5BFB8C4A984675E9EC0AC | https://pim-kvc.soneparsea.com:3443/PictureServer/default.aspx/schneider-qospd20.pdf?81788B76AEAA939CBEAABDA9B7A95DA5BFB8C4A984675EA4B4AB | PLUG-ON SURGE ARRESTER DEVICE 20KA | Square D Load Center busbar system eliminate wiring inside the enclosure are specifically designed for accepting Square D QO breakers. The busbar system is tested by ASTA to a system rating of 25kA and incoporate a high standard of safety and quality. Square D Load Center is compliant with IEC 60439, BS5486, Part 12 and TIS 1436-2540. Plug-on circuit breaker provide positive connection to the busbar in one click operation. | Nominal discharge surge current (8/20) | 20kA
| 27 | Circuit Breakers and Fuses | Circuit Breakers | Surge Protection Devices | PLUG-ON SURGE ARRESTER DEVICE 20KA | 2144065 | QOSPD20 | SCHNEIDER ELECTRIC | 4270 | https://pim-kvc.soneparsea.com:3443/PictureServer/default.aspx/schneider-qospd20.jpg?81788B76AEAA939CBEAABDA9B7A95DA5BFB8C4A984675E9EC0AC | https://pim-kvc.soneparsea.com:3443/PictureServer/default.aspx/schneider-qospd20.pdf?81788B76AEAA939CBEAABDA9B7A95DA5BFB8C4A984675EA4B4AB | PLUG-ON SURGE ARRESTER DEVICE 20KA | Square D Load Center busbar system eliminate wiring inside the enclosure are specifically designed for accepting Square D QO breakers. The busbar system is tested by ASTA to a system rating of 25kA and incoporate a high standard of safety and quality. Square D Load Center is compliant with IEC 60439, BS5486, Part 12 and TIS 1436-2540. Plug-on circuit breaker provide positive connection to the busbar in one click operation. | Max. continuous voltage AC | 230V
| 28 | Circuit Breakers and Fuses | Circuit Breakers | Surge Protection Devices | IPRD-DC 40R 1000PV SURGE ARRESTER 2P 1000VDC W/REMOTE | 2168325 | A9L40281 | SCHNEIDER ELECTRIC | 11400 | https://pim-kvc.soneparsea.com:3443/PictureServer/default.aspx/schneider-A9L40281_Image1.jpg?A3889C9397807479A2A1C7A8BAA5959DB4AAC67293707C6880778C76B1809D95B7AA8573BCA797 | https://pim-kvc.soneparsea.com:3443/PictureServer/default.aspx/schneider-a9l40281.pdf?A3889C9397807479A2A1C7A8BAA5959DB4AAC672B3709C6880778C7680A7949A | IPRD-DC 40R 1000PV SURGE ARRESTER 2P 1000VDC W/REMOTE | Acti 9 iPRD Type 2 and 3 modular Surge Protection Devices protect the electrical equipment against the indirect lightning strikes. The use of Surge arresters is recommended in the case of non-critical power installations. They are tested and rated according to the standardized current wave of 8/20 µs. Certified for short-circuit current withstand, Isc up to 50 kA (IEC 61643-11:2011). The maximum discharge current covers from 8 to 65 kA. The maximum continuous operating voltage Uc is 350VAC or 460VAC. They are suitable for any earthing system: TT, TN-S, TN-C and IT. | Nominal discharge surge current (8/20) | 15kA
| 28 | Circuit Breakers and Fuses | Circuit Breakers | Surge Protection Devices | IPRD-DC 40R 1000PV SURGE ARRESTER 2P 1000VDC W/REMOTE | 2168325 | A9L40281 | SCHNEIDER ELECTRIC | 11400 | https://pim-kvc.soneparsea.com:3443/PictureServer/default.aspx/schneider-A9L40281_Image1.jpg?A3889C9397807479A2A1C7A8BAA5959DB4AAC67293707C6880778C76B1809D95B7AA8573BCA797 | https://pim-kvc.soneparsea.com:3443/PictureServer/default.aspx/schneider-a9l40281.pdf?A3889C9397807479A2A1C7A8BAA5959DB4AAC672B3709C6880778C7680A7949A | IPRD-DC 40R 1000PV SURGE ARRESTER 2P 1000VDC W/REMOTE | Acti 9 iPRD Type 2 and 3 modular Surge Protection Devices protect the electrical equipment against the indirect lightning strikes. The use of Surge arresters is recommended in the case of non-critical power installations. They are tested and rated according to the standardized current wave of 8/20 µs. Certified for short-circuit current withstand, Isc up to 50 kA (IEC 61643-11:2011). The maximum discharge current covers from 8 to 65 kA. The maximum continuous operating voltage Uc is 350VAC or 460VAC. They are suitable for any earthing system: TT, TN-S, TN-C and IT. | Nominal voltage AC | 0V
| 28 | Circuit Breakers and Fuses | Circuit Breakers | Surge Protection Devices | IPRD-DC 40R 1000PV SURGE ARRESTER 2P 1000VDC W/REMOTE | 2168325 | A9L40281 | SCHNEIDER ELECTRIC | 11400 | https://pim-kvc.soneparsea.com:3443/PictureServer/default.aspx/schneider-A9L40281_Image1.jpg?A3889C9397807479A2A1C7A8BAA5959DB4AAC67293707C6880778C76B1809D95B7AA8573BCA797 | https://pim-kvc.soneparsea.com:3443/PictureServer/default.aspx/schneider-a9l40281.pdf?A3889C9397807479A2A1C7A8BAA5959DB4AAC672B3709C6880778C7680A7949A | IPRD-DC 40R 1000PV SURGE ARRESTER 2P 1000VDC W/REMOTE | Acti 9 iPRD Type 2 and 3 modular Surge Protection Devices protect the electrical equipment against the indirect lightning strikes. The use of Surge arresters is recommended in the case of non-critical power installations. They are tested and rated according to the standardized current wave of 8/20 µs. Certified for short-circuit current withstand, Isc up to 50 kA (IEC 61643-11:2011). The maximum discharge current covers from 8 to 65 kA. The maximum continuous operating voltage Uc is 350VAC or 460VAC. They are suitable for any earthing system: TT, TN-S, TN-C and IT. | Nominal voltage DC | 1000V
| 28 | Circuit Breakers and Fuses | Circuit Breakers | Surge Protection Devices | IPRD-DC 40R 1000PV SURGE ARRESTER 2P 1000VDC W/REMOTE | 2168325 | A9L40281 | SCHNEIDER ELECTRIC | 11400 | https://pim-kvc.soneparsea.com:3443/PictureServer/default.aspx/schneider-A9L40281_Image1.jpg?A3889C9397807479A2A1C7A8BAA5959DB4AAC67293707C6880778C76B1809D95B7AA8573BCA797 | https://pim-kvc.soneparsea.com:3443/PictureServer/default.aspx/schneider-a9l40281.pdf?A3889C9397807479A2A1C7A8BAA5959DB4AAC672B3709C6880778C7680A7949A | IPRD-DC 40R 1000PV SURGE ARRESTER 2P 1000VDC W/REMOTE | Acti 9 iPRD Type 2 and 3 modular Surge Protection Devices protect the electrical equipment against the indirect lightning strikes. The use of Surge arresters is recommended in the case of non-critical power installations. They are tested and rated according to the standardized current wave of 8/20 µs. Certified for short-circuit current withstand, Isc up to 50 kA (IEC 61643-11:2011). The maximum discharge current covers from 8 to 65 kA. The maximum continuous operating voltage Uc is 350VAC or 460VAC. They are suitable for any earthing system: TT, TN-S, TN-C and IT. | Max. continuous voltage AC | 0V
| 28 | Circuit Breakers and Fuses | Circuit Breakers | Surge Protection Devices | IPRD-DC 40R 1000PV SURGE ARRESTER 2P 1000VDC W/REMOTE | 2168325 | A9L40281 | SCHNEIDER ELECTRIC | 11400 | https://pim-kvc.soneparsea.com:3443/PictureServer/default.aspx/schneider-A9L40281_Image1.jpg?A3889C9397807479A2A1C7A8BAA5959DB4AAC67293707C6880778C76B1809D95B7AA8573BCA797 | https://pim-kvc.soneparsea.com:3443/PictureServer/default.aspx/schneider-a9l40281.pdf?A3889C9397807479A2A1C7A8BAA5959DB4AAC672B3709C6880778C7680A7949A | IPRD-DC 40R 1000PV SURGE ARRESTER 2P 1000VDC W/REMOTE | Acti 9 iPRD Type 2 and 3 modular Surge Protection Devices protect the electrical equipment against the indirect lightning strikes. The use of Surge arresters is recommended in the case of non-critical power installations. They are tested and rated according to the standardized current wave of 8/20 µs. Certified for short-circuit current withstand, Isc up to 50 kA (IEC 61643-11:2011). The maximum discharge current covers from 8 to 65 kA. The maximum continuous operating voltage Uc is 350VAC or 460VAC. They are suitable for any earthing system: TT, TN-S, TN-C and IT. | Max. continuous voltage DC | 1000V
| 28 | Circuit Breakers and Fuses | Circuit Breakers | Surge Protection Devices | IPRD-DC 40R 1000PV SURGE ARRESTER 2P 1000VDC W/REMOTE | 2168325 | A9L40281 | SCHNEIDER ELECTRIC | 11400 | https://pim-kvc.soneparsea.com:3443/PictureServer/default.aspx/schneider-A9L40281_Image1.jpg?A3889C9397807479A2A1C7A8BAA5959DB4AAC67293707C6880778C76B1809D95B7AA8573BCA797 | https://pim-kvc.soneparsea.com:3443/PictureServer/default.aspx/schneider-a9l40281.pdf?A3889C9397807479A2A1C7A8BAA5959DB4AAC672B3709C6880778C7680A7949A | IPRD-DC 40R 1000PV SURGE ARRESTER 2P 1000VDC W/REMOTE | Acti 9 iPRD Type 2 and 3 modular Surge Protection Devices protect the electrical equipment against the indirect lightning strikes. The use of Surge arresters is recommended in the case of non-critical power installations. They are tested and rated according to the standardized current wave of 8/20 µs. Certified for short-circuit current withstand, Isc up to 50 kA (IEC 61643-11:2011). The maximum discharge current covers from 8 to 65 kA. The maximum continuous operating voltage Uc is 350VAC or 460VAC. They are suitable for any earthing system: TT, TN-S, TN-C and IT. | Max. PV-voltage | 1000V
| 28 | Circuit Breakers and Fuses | Circuit Breakers | Surge Protection Devices | IPRD-DC 40R 1000PV SURGE ARRESTER 2P 1000VDC W/REMOTE | 2168325 | A9L40281 | SCHNEIDER ELECTRIC | 11400 | https://pim-kvc.soneparsea.com:3443/PictureServer/default.aspx/schneider-A9L40281_Image1.jpg?A3889C9397807479A2A1C7A8BAA5959DB4AAC67293707C6880778C76B1809D95B7AA8573BCA797 | https://pim-kvc.soneparsea.com:3443/PictureServer/default.aspx/schneider-a9l40281.pdf?A3889C9397807479A2A1C7A8BAA5959DB4AAC672B3709C6880778C7680A7949A | IPRD-DC 40R 1000PV SURGE ARRESTER 2P 1000VDC W/REMOTE | Acti 9 iPRD Type 2 and 3 modular Surge Protection Devices protect the electrical equipment against the indirect lightning strikes. The use of Surge arresters is recommended in the case of non-critical power installations. They are tested and rated according to the standardized current wave of 8/20 µs. Certified for short-circuit current withstand, Isc up to 50 kA (IEC 61643-11:2011). The maximum discharge current covers from 8 to 65 kA. The maximum continuous operating voltage Uc is 350VAC or 460VAC. They are suitable for any earthing system: TT, TN-S, TN-C and IT. | Voltage protection level | 3.9kV
| 28 | Circuit Breakers and Fuses | Circuit Breakers | Surge Protection Devices | IPRD-DC 40R 1000PV SURGE ARRESTER 2P 1000VDC W/REMOTE | 2168325 | A9L40281 | SCHNEIDER ELECTRIC | 11400 | https://pim-kvc.soneparsea.com:3443/PictureServer/default.aspx/schneider-A9L40281_Image1.jpg?A3889C9397807479A2A1C7A8BAA5959DB4AAC67293707C6880778C76B1809D95B7AA8573BCA797 | https://pim-kvc.soneparsea.com:3443/PictureServer/default.aspx/schneider-a9l40281.pdf?A3889C9397807479A2A1C7A8BAA5959DB4AAC672B3709C6880778C7680A7949A | IPRD-DC 40R 1000PV SURGE ARRESTER 2P 1000VDC W/REMOTE | Acti 9 iPRD Type 2 and 3 modular Surge Protection Devices protect the electrical equipment against the indirect lightning strikes. The use of Surge arresters is recommended in the case of non-critical power installations. They are tested and rated according to the standardized current wave of 8/20 µs. Certified for short-circuit current withstand, Isc up to 50 kA (IEC 61643-11:2011). The maximum discharge current covers from 8 to 65 kA. The maximum continuous operating voltage Uc is 350VAC or 460VAC. They are suitable for any earthing system: TT, TN-S, TN-C and IT. | Voltage protection level L-N | 0kV
| 28 | Circuit Breakers and Fuses | Circuit Breakers | Surge Protection Devices | IPRD-DC 40R 1000PV SURGE ARRESTER 2P 1000VDC W/REMOTE | 2168325 | A9L40281 | SCHNEIDER ELECTRIC | 11400 | https://pim-kvc.soneparsea.com:3443/PictureServer/default.aspx/schneider-A9L40281_Image1.jpg?A3889C9397807479A2A1C7A8BAA5959DB4AAC67293707C6880778C76B1809D95B7AA8573BCA797 | https://pim-kvc.soneparsea.com:3443/PictureServer/default.aspx/schneider-a9l40281.pdf?A3889C9397807479A2A1C7A8BAA5959DB4AAC672B3709C6880778C7680A7949A | IPRD-DC 40R 1000PV SURGE ARRESTER 2P 1000VDC W/REMOTE | Acti 9 iPRD Type 2 and 3 modular Surge Protection Devices protect the electrical equipment against the indirect lightning strikes. The use of Surge arresters is recommended in the case of non-critical power installations. They are tested and rated according to the standardized current wave of 8/20 µs. Certified for short-circuit current withstand, Isc up to 50 kA (IEC 61643-11:2011). The maximum discharge current covers from 8 to 65 kA. The maximum continuous operating voltage Uc is 350VAC or 460VAC. They are suitable for any earthing system: TT, TN-S, TN-C and IT. | Voltage protection level N-PE | 0kV
| 28 | Circuit Breakers and Fuses | Circuit Breakers | Surge Protection Devices | IPRD-DC 40R 1000PV SURGE ARRESTER 2P 1000VDC W/REMOTE | 2168325 | A9L40281 | SCHNEIDER ELECTRIC | 11400 | https://pim-kvc.soneparsea.com:3443/PictureServer/default.aspx/schneider-A9L40281_Image1.jpg?A3889C9397807479A2A1C7A8BAA5959DB4AAC67293707C6880778C76B1809D95B7AA8573BCA797 | https://pim-kvc.soneparsea.com:3443/PictureServer/default.aspx/schneider-a9l40281.pdf?A3889C9397807479A2A1C7A8BAA5959DB4AAC672B3709C6880778C7680A7949A | IPRD-DC 40R 1000PV SURGE ARRESTER 2P 1000VDC W/REMOTE | Acti 9 iPRD Type 2 and 3 modular Surge Protection Devices protect the electrical equipment against the indirect lightning strikes. The use of Surge arresters is recommended in the case of non-critical power installations. They are tested and rated according to the standardized current wave of 8/20 µs. Certified for short-circuit current withstand, Isc up to 50 kA (IEC 61643-11:2011). The maximum discharge current covers from 8 to 65 kA. The maximum continuous operating voltage Uc is 350VAC or 460VAC. They are suitable for any earthing system: TT, TN-S, TN-C and IT. | Integrated backup fuse | no
| 28 | Circuit Breakers and Fuses | Circuit Breakers | Surge Protection Devices | IPRD-DC 40R 1000PV SURGE ARRESTER 2P 1000VDC W/REMOTE | 2168325 | A9L40281 | SCHNEIDER ELECTRIC | 11400 | https://pim-kvc.soneparsea.com:3443/PictureServer/default.aspx/schneider-A9L40281_Image1.jpg?A3889C9397807479A2A1C7A8BAA5959DB4AAC67293707C6880778C76B1809D95B7AA8573BCA797 | https://pim-kvc.soneparsea.com:3443/PictureServer/default.aspx/schneider-a9l40281.pdf?A3889C9397807479A2A1C7A8BAA5959DB4AAC672B3709C6880778C7680A7949A | IPRD-DC 40R 1000PV SURGE ARRESTER 2P 1000VDC W/REMOTE | Acti 9 iPRD Type 2 and 3 modular Surge Protection Devices protect the electrical equipment against the indirect lightning strikes. The use of Surge arresters is recommended in the case of non-critical power installations. They are tested and rated according to the standardized current wave of 8/20 µs. Certified for short-circuit current withstand, Isc up to 50 kA (IEC 61643-11:2011). The maximum discharge current covers from 8 to 65 kA. The maximum continuous operating voltage Uc is 350VAC or 460VAC. They are suitable for any earthing system: TT, TN-S, TN-C and IT. | Mounting method | DIN rail (top hat rail) 35 mm
| 28 | Circuit Breakers and Fuses | Circuit Breakers | Surge Protection Devices | IPRD-DC 40R 1000PV SURGE ARRESTER 2P 1000VDC W/REMOTE | 2168325 | A9L40281 | SCHNEIDER ELECTRIC | 11400 | https://pim-kvc.soneparsea.com:3443/PictureServer/default.aspx/schneider-A9L40281_Image1.jpg?A3889C9397807479A2A1C7A8BAA5959DB4AAC67293707C6880778C76B1809D95B7AA8573BCA797 | https://pim-kvc.soneparsea.com:3443/PictureServer/default.aspx/schneider-a9l40281.pdf?A3889C9397807479A2A1C7A8BAA5959DB4AAC672B3709C6880778C7680A7949A | IPRD-DC 40R 1000PV SURGE ARRESTER 2P 1000VDC W/REMOTE | Acti 9 iPRD Type 2 and 3 modular Surge Protection Devices protect the electrical equipment against the indirect lightning strikes. The use of Surge arresters is recommended in the case of non-critical power installations. They are tested and rated according to the standardized current wave of 8/20 µs. Certified for short-circuit current withstand, Isc up to 50 kA (IEC 61643-11:2011). The maximum discharge current covers from 8 to 65 kA. The maximum continuous operating voltage Uc is 350VAC or 460VAC. They are suitable for any earthing system: TT, TN-S, TN-C and IT. | Construction size | 6 modular spacing
| 28 | Circuit Breakers and Fuses | Circuit Breakers | Surge Protection Devices | IPRD-DC 40R 1000PV SURGE ARRESTER 2P 1000VDC W/REMOTE | 2168325 | A9L40281 | SCHNEIDER ELECTRIC | 11400 | https://pim-kvc.soneparsea.com:3443/PictureServer/default.aspx/schneider-A9L40281_Image1.jpg?A3889C9397807479A2A1C7A8BAA5959DB4AAC67293707C6880778C76B1809D95B7AA8573BCA797 | https://pim-kvc.soneparsea.com:3443/PictureServer/default.aspx/schneider-a9l40281.pdf?A3889C9397807479A2A1C7A8BAA5959DB4AAC672B3709C6880778C7680A7949A | IPRD-DC 40R 1000PV SURGE ARRESTER 2P 1000VDC W/REMOTE | Acti 9 iPRD Type 2 and 3 modular Surge Protection Devices protect the electrical equipment against the indirect lightning strikes. The use of Surge arresters is recommended in the case of non-critical power installations. They are tested and rated according to the standardized current wave of 8/20 µs. Certified for short-circuit current withstand, Isc up to 50 kA (IEC 61643-11:2011). The maximum discharge current covers from 8 to 65 kA. The maximum continuous operating voltage Uc is 350VAC or 460VAC. They are suitable for any earthing system: TT, TN-S, TN-C and IT. | Max. conductor cross section solid (solid, stranded) | 35mm²
| 28 | Circuit Breakers and Fuses | Circuit Breakers | Surge Protection Devices | IPRD-DC 40R 1000PV SURGE ARRESTER 2P 1000VDC W/REMOTE | 2168325 | A9L40281 | SCHNEIDER ELECTRIC | 11400 | https://pim-kvc.soneparsea.com:3443/PictureServer/default.aspx/schneider-A9L40281_Image1.jpg?A3889C9397807479A2A1C7A8BAA5959DB4AAC67293707C6880778C76B1809D95B7AA8573BCA797 | https://pim-kvc.soneparsea.com:3443/PictureServer/default.aspx/schneider-a9l40281.pdf?A3889C9397807479A2A1C7A8BAA5959DB4AAC672B3709C6880778C7680A7949A | IPRD-DC 40R 1000PV SURGE ARRESTER 2P 1000VDC W/REMOTE | Acti 9 iPRD Type 2 and 3 modular Surge Protection Devices protect the electrical equipment against the indirect lightning strikes. The use of Surge arresters is recommended in the case of non-critical power installations. They are tested and rated according to the standardized current wave of 8/20 µs. Certified for short-circuit current withstand, Isc up to 50 kA (IEC 61643-11:2011). The maximum discharge current covers from 8 to 65 kA. The maximum continuous operating voltage Uc is 350VAC or 460VAC. They are suitable for any earthing system: TT, TN-S, TN-C and IT. | Max. conductor cross section flexible (fine-strand) | 35mm²
| 28 | Circuit Breakers and Fuses | Circuit Breakers | Surge Protection Devices | IPRD-DC 40R 1000PV SURGE ARRESTER 2P 1000VDC W/REMOTE | 2168325 | A9L40281 | SCHNEIDER ELECTRIC | 11400 | https://pim-kvc.soneparsea.com:3443/PictureServer/default.aspx/schneider-A9L40281_Image1.jpg?A3889C9397807479A2A1C7A8BAA5959DB4AAC67293707C6880778C76B1809D95B7AA8573BCA797 | https://pim-kvc.soneparsea.com:3443/PictureServer/default.aspx/schneider-a9l40281.pdf?A3889C9397807479A2A1C7A8BAA5959DB4AAC672B3709C6880778C7680A7949A | IPRD-DC 40R 1000PV SURGE ARRESTER 2P 1000VDC W/REMOTE | Acti 9 iPRD Type 2 and 3 modular Surge Protection Devices protect the electrical equipment against the indirect lightning strikes. The use of Surge arresters is recommended in the case of non-critical power installations. They are tested and rated according to the standardized current wave of 8/20 µs. Certified for short-circuit current withstand, Isc up to 50 kA (IEC 61643-11:2011). The maximum discharge current covers from 8 to 65 kA. The maximum continuous operating voltage Uc is 350VAC or 460VAC. They are suitable for any earthing system: TT, TN-S, TN-C and IT. | With remote signalling contact | yes
| 28 | Circuit Breakers and Fuses | Circuit Breakers | Surge Protection Devices | IPRD-DC 40R 1000PV SURGE ARRESTER 2P 1000VDC W/REMOTE | 2168325 | A9L40281 | SCHNEIDER ELECTRIC | 11400 | https://pim-kvc.soneparsea.com:3443/PictureServer/default.aspx/schneider-A9L40281_Image1.jpg?A3889C9397807479A2A1C7A8BAA5959DB4AAC67293707C6880778C76B1809D95B7AA8573BCA797 | https://pim-kvc.soneparsea.com:3443/PictureServer/default.aspx/schneider-a9l40281.pdf?A3889C9397807479A2A1C7A8BAA5959DB4AAC672B3709C6880778C7680A7949A | IPRD-DC 40R 1000PV SURGE ARRESTER 2P 1000VDC W/REMOTE | Acti 9 iPRD Type 2 and 3 modular Surge Protection Devices protect the electrical equipment against the indirect lightning strikes. The use of Surge arresters is recommended in the case of non-critical power installations. They are tested and rated according to the standardized current wave of 8/20 µs. Certified for short-circuit current withstand, Isc up to 50 kA (IEC 61643-11:2011). The maximum discharge current covers from 8 to 65 kA. The maximum continuous operating voltage Uc is 350VAC or 460VAC. They are suitable for any earthing system: TT, TN-S, TN-C and IT. | Signalling at the device | Optic
| 28 | Circuit Breakers and Fuses | Circuit Breakers | Surge Protection Devices | IPRD-DC 40R 1000PV SURGE ARRESTER 2P 1000VDC W/REMOTE | 2168325 | A9L40281 | SCHNEIDER ELECTRIC | 11400 | https://pim-kvc.soneparsea.com:3443/PictureServer/default.aspx/schneider-A9L40281_Image1.jpg?A3889C9397807479A2A1C7A8BAA5959DB4AAC67293707C6880778C76B1809D95B7AA8573BCA797 | https://pim-kvc.soneparsea.com:3443/PictureServer/default.aspx/schneider-a9l40281.pdf?A3889C9397807479A2A1C7A8BAA5959DB4AAC672B3709C6880778C7680A7949A | IPRD-DC 40R 1000PV SURGE ARRESTER 2P 1000VDC W/REMOTE | Acti 9 iPRD Type 2 and 3 modular Surge Protection Devices protect the electrical equipment against the indirect lightning strikes. The use of Surge arresters is recommended in the case of non-critical power installations. They are tested and rated according to the standardized current wave of 8/20 µs. Certified for short-circuit current withstand, Isc up to 50 kA (IEC 61643-11:2011). The maximum discharge current covers from 8 to 65 kA. The maximum continuous operating voltage Uc is 350VAC or 460VAC. They are suitable for any earthing system: TT, TN-S, TN-C and IT. | Category type 2 | yes
| 28 | Circuit Breakers and Fuses | Circuit Breakers | Surge Protection Devices | IPRD-DC 40R 1000PV SURGE ARRESTER 2P 1000VDC W/REMOTE | 2168325 | A9L40281 | SCHNEIDER ELECTRIC | 11400 | https://pim-kvc.soneparsea.com:3443/PictureServer/default.aspx/schneider-A9L40281_Image1.jpg?A3889C9397807479A2A1C7A8BAA5959DB4AAC67293707C6880778C76B1809D95B7AA8573BCA797 | https://pim-kvc.soneparsea.com:3443/PictureServer/default.aspx/schneider-a9l40281.pdf?A3889C9397807479A2A1C7A8BAA5959DB4AAC672B3709C6880778C7680A7949A | IPRD-DC 40R 1000PV SURGE ARRESTER 2P 1000VDC W/REMOTE | Acti 9 iPRD Type 2 and 3 modular Surge Protection Devices protect the electrical equipment against the indirect lightning strikes. The use of Surge arresters is recommended in the case of non-critical power installations. They are tested and rated according to the standardized current wave of 8/20 µs. Certified for short-circuit current withstand, Isc up to 50 kA (IEC 61643-11:2011). The maximum discharge current covers from 8 to 65 kA. The maximum continuous operating voltage Uc is 350VAC or 460VAC. They are suitable for any earthing system: TT, TN-S, TN-C and IT. | Degree of protection (IP) | IP20
| 29 | Circuit Breakers and Fuses | Circuit Breakers | Surge Protection Devices | ACTI 9 IPRD20 MODULAR SURGE ARRESTER 3P+N 350V | 2474292 | A9L20600 | SCHNEIDER ELECTRIC | 11400 | https://pim-kvc.soneparsea.com:3443/PictureServer/default.aspx/SCHNEIDERELECTRIC-A9L20600_Image1.jpg?A3889C9397807479A2A1A7889A85757D948AA68A9E7C7388A28E977293707C66807B8475B1809D95B7AA8573BCA797 | https://pim-kvc.soneparsea.com:3443/PictureServer/default.aspx/SchneiderElectric-A9L20600_Datasheet1.pdf?A3889C9397807479A2A1A7A8BAA5959DB4AAC68ABE9C93A8C2AEB77293707C66807B8475B17B91A8B1B8BCAAB7AB6162C0A9BA | ACTI 9 IPRD20 MODULAR SURGE ARRESTER 3P+N 350V | Designed with protection in mind and with a wide range of features, the Acti 9 indication and DIN rail tripping auxiliaries combine easy installation with high levels of functionality including fail-safe emergency stop tripping, remote indication and much more. Includes VISI-TRIP: Quickly detects faulty outgoers and reduces intervention time. | System configuration DC | no
| 29 | Circuit Breakers and Fuses | Circuit Breakers | Surge Protection Devices | ACTI 9 IPRD20 MODULAR SURGE ARRESTER 3P+N 350V | 2474292 | A9L20600 | SCHNEIDER ELECTRIC | 11400 | https://pim-kvc.soneparsea.com:3443/PictureServer/default.aspx/SCHNEIDERELECTRIC-A9L20600_Image1.jpg?A3889C9397807479A2A1A7889A85757D948AA68A9E7C7388A28E977293707C66807B8475B1809D95B7AA8573BCA797 | https://pim-kvc.soneparsea.com:3443/PictureServer/default.aspx/SchneiderElectric-A9L20600_Datasheet1.pdf?A3889C9397807479A2A1A7A8BAA5959DB4AAC68ABE9C93A8C2AEB77293707C66807B8475B17B91A8B1B8BCAAB7AB6162C0A9BA | ACTI 9 IPRD20 MODULAR SURGE ARRESTER 3P+N 350V | Designed with protection in mind and with a wide range of features, the Acti 9 indication and DIN rail tripping auxiliaries combine easy installation with high levels of functionality including fail-safe emergency stop tripping, remote indication and much more. Includes VISI-TRIP: Quickly detects faulty outgoers and reduces intervention time. | System configuration IT | no
| 29 | Circuit Breakers and Fuses | Circuit Breakers | Surge Protection Devices | ACTI 9 IPRD20 MODULAR SURGE ARRESTER 3P+N 350V | 2474292 | A9L20600 | SCHNEIDER ELECTRIC | 11400 | https://pim-kvc.soneparsea.com:3443/PictureServer/default.aspx/SCHNEIDERELECTRIC-A9L20600_Image1.jpg?A3889C9397807479A2A1A7889A85757D948AA68A9E7C7388A28E977293707C66807B8475B1809D95B7AA8573BCA797 | https://pim-kvc.soneparsea.com:3443/PictureServer/default.aspx/SchneiderElectric-A9L20600_Datasheet1.pdf?A3889C9397807479A2A1A7A8BAA5959DB4AAC68ABE9C93A8C2AEB77293707C66807B8475B17B91A8B1B8BCAAB7AB6162C0A9BA | ACTI 9 IPRD20 MODULAR SURGE ARRESTER 3P+N 350V | Designed with protection in mind and with a wide range of features, the Acti 9 indication and DIN rail tripping auxiliaries combine easy installation with high levels of functionality including fail-safe emergency stop tripping, remote indication and much more. Includes VISI-TRIP: Quickly detects faulty outgoers and reduces intervention time. | System configuration TN | no
| 29 | Circuit Breakers and Fuses | Circuit Breakers | Surge Protection Devices | ACTI 9 IPRD20 MODULAR SURGE ARRESTER 3P+N 350V | 2474292 | A9L20600 | SCHNEIDER ELECTRIC | 11400 | https://pim-kvc.soneparsea.com:3443/PictureServer/default.aspx/SCHNEIDERELECTRIC-A9L20600_Image1.jpg?A3889C9397807479A2A1A7889A85757D948AA68A9E7C7388A28E977293707C66807B8475B1809D95B7AA8573BCA797 | https://pim-kvc.soneparsea.com:3443/PictureServer/default.aspx/SchneiderElectric-A9L20600_Datasheet1.pdf?A3889C9397807479A2A1A7A8BAA5959DB4AAC68ABE9C93A8C2AEB77293707C66807B8475B17B91A8B1B8BCAAB7AB6162C0A9BA | ACTI 9 IPRD20 MODULAR SURGE ARRESTER 3P+N 350V | Designed with protection in mind and with a wide range of features, the Acti 9 indication and DIN rail tripping auxiliaries combine easy installation with high levels of functionality including fail-safe emergency stop tripping, remote indication and much more. Includes VISI-TRIP: Quickly detects faulty outgoers and reduces intervention time. | System configuration TN-C | no
| 29 | Circuit Breakers and Fuses | Circuit Breakers | Surge Protection Devices | ACTI 9 IPRD20 MODULAR SURGE ARRESTER 3P+N 350V | 2474292 | A9L20600 | SCHNEIDER ELECTRIC | 11400 | https://pim-kvc.soneparsea.com:3443/PictureServer/default.aspx/SCHNEIDERELECTRIC-A9L20600_Image1.jpg?A3889C9397807479A2A1A7889A85757D948AA68A9E7C7388A28E977293707C66807B8475B1809D95B7AA8573BCA797 | https://pim-kvc.soneparsea.com:3443/PictureServer/default.aspx/SchneiderElectric-A9L20600_Datasheet1.pdf?A3889C9397807479A2A1A7A8BAA5959DB4AAC68ABE9C93A8C2AEB77293707C66807B8475B17B91A8B1B8BCAAB7AB6162C0A9BA | ACTI 9 IPRD20 MODULAR SURGE ARRESTER 3P+N 350V | Designed with protection in mind and with a wide range of features, the Acti 9 indication and DIN rail tripping auxiliaries combine easy installation with high levels of functionality including fail-safe emergency stop tripping, remote indication and much more. Includes VISI-TRIP: Quickly detects faulty outgoers and reduces intervention time. | System configuration TN-C-S | no
| 29 | Circuit Breakers and Fuses | Circuit Breakers | Surge Protection Devices | ACTI 9 IPRD20 MODULAR SURGE ARRESTER 3P+N 350V | 2474292 | A9L20600 | SCHNEIDER ELECTRIC | 11400 | https://pim-kvc.soneparsea.com:3443/PictureServer/default.aspx/SCHNEIDERELECTRIC-A9L20600_Image1.jpg?A3889C9397807479A2A1A7889A85757D948AA68A9E7C7388A28E977293707C66807B8475B1809D95B7AA8573BCA797 | https://pim-kvc.soneparsea.com:3443/PictureServer/default.aspx/SchneiderElectric-A9L20600_Datasheet1.pdf?A3889C9397807479A2A1A7A8BAA5959DB4AAC68ABE9C93A8C2AEB77293707C66807B8475B17B91A8B1B8BCAAB7AB6162C0A9BA | ACTI 9 IPRD20 MODULAR SURGE ARRESTER 3P+N 350V | Designed with protection in mind and with a wide range of features, the Acti 9 indication and DIN rail tripping auxiliaries combine easy installation with high levels of functionality including fail-safe emergency stop tripping, remote indication and much more. Includes VISI-TRIP: Quickly detects faulty outgoers and reduces intervention time. | System configuration TN-S | yes
| 29 | Circuit Breakers and Fuses | Circuit Breakers | Surge Protection Devices | ACTI 9 IPRD20 MODULAR SURGE ARRESTER 3P+N 350V | 2474292 | A9L20600 | SCHNEIDER ELECTRIC | 11400 | https://pim-kvc.soneparsea.com:3443/PictureServer/default.aspx/SCHNEIDERELECTRIC-A9L20600_Image1.jpg?A3889C9397807479A2A1A7889A85757D948AA68A9E7C7388A28E977293707C66807B8475B1809D95B7AA8573BCA797 | https://pim-kvc.soneparsea.com:3443/PictureServer/default.aspx/SchneiderElectric-A9L20600_Datasheet1.pdf?A3889C9397807479A2A1A7A8BAA5959DB4AAC68ABE9C93A8C2AEB77293707C66807B8475B17B91A8B1B8BCAAB7AB6162C0A9BA | ACTI 9 IPRD20 MODULAR SURGE ARRESTER 3P+N 350V | Designed with protection in mind and with a wide range of features, the Acti 9 indication and DIN rail tripping auxiliaries combine easy installation with high levels of functionality including fail-safe emergency stop tripping, remote indication and much more. Includes VISI-TRIP: Quickly detects faulty outgoers and reduces intervention time. | System configuration TT | yes
| 29 | Circuit Breakers and Fuses | Circuit Breakers | Surge Protection Devices | ACTI 9 IPRD20 MODULAR SURGE ARRESTER 3P+N 350V | 2474292 | A9L20600 | SCHNEIDER ELECTRIC | 11400 | https://pim-kvc.soneparsea.com:3443/PictureServer/default.aspx/SCHNEIDERELECTRIC-A9L20600_Image1.jpg?A3889C9397807479A2A1A7889A85757D948AA68A9E7C7388A28E977293707C66807B8475B1809D95B7AA8573BCA797 | https://pim-kvc.soneparsea.com:3443/PictureServer/default.aspx/SchneiderElectric-A9L20600_Datasheet1.pdf?A3889C9397807479A2A1A7A8BAA5959DB4AAC68ABE9C93A8C2AEB77293707C66807B8475B17B91A8B1B8BCAAB7AB6162C0A9BA | ACTI 9 IPRD20 MODULAR SURGE ARRESTER 3P+N 350V | Designed with protection in mind and with a wide range of features, the Acti 9 indication and DIN rail tripping auxiliaries combine easy installation with high levels of functionality including fail-safe emergency stop tripping, remote indication and much more. Includes VISI-TRIP: Quickly detects faulty outgoers and reduces intervention time. | System configuration other | no
| 29 | Circuit Breakers and Fuses | Circuit Breakers | Surge Protection Devices | ACTI 9 IPRD20 MODULAR SURGE ARRESTER 3P+N 350V | 2474292 | A9L20600 | SCHNEIDER ELECTRIC | 11400 | https://pim-kvc.soneparsea.com:3443/PictureServer/default.aspx/SCHNEIDERELECTRIC-A9L20600_Image1.jpg?A3889C9397807479A2A1A7889A85757D948AA68A9E7C7388A28E977293707C66807B8475B1809D95B7AA8573BCA797 | https://pim-kvc.soneparsea.com:3443/PictureServer/default.aspx/SchneiderElectric-A9L20600_Datasheet1.pdf?A3889C9397807479A2A1A7A8BAA5959DB4AAC68ABE9C93A8C2AEB77293707C66807B8475B17B91A8B1B8BCAAB7AB6162C0A9BA | ACTI 9 IPRD20 MODULAR SURGE ARRESTER 3P+N 350V | Designed with protection in mind and with a wide range of features, the Acti 9 indication and DIN rail tripping auxiliaries combine easy installation with high levels of functionality including fail-safe emergency stop tripping, remote indication and much more. Includes VISI-TRIP: Quickly detects faulty outgoers and reduces intervention time. | Number of conductors (without earthing) | 3
| 29 | Circuit Breakers and Fuses | Circuit Breakers | Surge Protection Devices | ACTI 9 IPRD20 MODULAR SURGE ARRESTER 3P+N 350V | 2474292 | A9L20600 | SCHNEIDER ELECTRIC | 11400 | https://pim-kvc.soneparsea.com:3443/PictureServer/default.aspx/SCHNEIDERELECTRIC-A9L20600_Image1.jpg?A3889C9397807479A2A1A7889A85757D948AA68A9E7C7388A28E977293707C66807B8475B1809D95B7AA8573BCA797 | https://pim-kvc.soneparsea.com:3443/PictureServer/default.aspx/SchneiderElectric-A9L20600_Datasheet1.pdf?A3889C9397807479A2A1A7A8BAA5959DB4AAC68ABE9C93A8C2AEB77293707C66807B8475B17B91A8B1B8BCAAB7AB6162C0A9BA | ACTI 9 IPRD20 MODULAR SURGE ARRESTER 3P+N 350V | Designed with protection in mind and with a wide range of features, the Acti 9 indication and DIN rail tripping auxiliaries combine easy installation with high levels of functionality including fail-safe emergency stop tripping, remote indication and much more. Includes VISI-TRIP: Quickly detects faulty outgoers and reduces intervention time. | Nominal discharge surge current (8/20) | 5kA
| 29 | Circuit Breakers and Fuses | Circuit Breakers | Surge Protection Devices | ACTI 9 IPRD20 MODULAR SURGE ARRESTER 3P+N 350V | 2474292 | A9L20600 | SCHNEIDER ELECTRIC | 11400 | https://pim-kvc.soneparsea.com:3443/PictureServer/default.aspx/SCHNEIDERELECTRIC-A9L20600_Image1.jpg?A3889C9397807479A2A1A7889A85757D948AA68A9E7C7388A28E977293707C66807B8475B1809D95B7AA8573BCA797 | https://pim-kvc.soneparsea.com:3443/PictureServer/default.aspx/SchneiderElectric-A9L20600_Datasheet1.pdf?A3889C9397807479A2A1A7A8BAA5959DB4AAC68ABE9C93A8C2AEB77293707C66807B8475B17B91A8B1B8BCAAB7AB6162C0A9BA | ACTI 9 IPRD20 MODULAR SURGE ARRESTER 3P+N 350V | Designed with protection in mind and with a wide range of features, the Acti 9 indication and DIN rail tripping auxiliaries combine easy installation with high levels of functionality including fail-safe emergency stop tripping, remote indication and much more. Includes VISI-TRIP: Quickly detects faulty outgoers and reduces intervention time. | Max. discharge surge current (8/20) | 20kA
| 29 | Circuit Breakers and Fuses | Circuit Breakers | Surge Protection Devices | ACTI 9 IPRD20 MODULAR SURGE ARRESTER 3P+N 350V | 2474292 | A9L20600 | SCHNEIDER ELECTRIC | 11400 | https://pim-kvc.soneparsea.com:3443/PictureServer/default.aspx/SCHNEIDERELECTRIC-A9L20600_Image1.jpg?A3889C9397807479A2A1A7889A85757D948AA68A9E7C7388A28E977293707C66807B8475B1809D95B7AA8573BCA797 | https://pim-kvc.soneparsea.com:3443/PictureServer/default.aspx/SchneiderElectric-A9L20600_Datasheet1.pdf?A3889C9397807479A2A1A7A8BAA5959DB4AAC68ABE9C93A8C2AEB77293707C66807B8475B17B91A8B1B8BCAAB7AB6162C0A9BA | ACTI 9 IPRD20 MODULAR SURGE ARRESTER 3P+N 350V | Designed with protection in mind and with a wide range of features, the Acti 9 indication and DIN rail tripping auxiliaries combine easy installation with high levels of functionality including fail-safe emergency stop tripping, remote indication and much more. Includes VISI-TRIP: Quickly detects faulty outgoers and reduces intervention time. | Nominal voltage AC | 400V
| 29 | Circuit Breakers and Fuses | Circuit Breakers | Surge Protection Devices | ACTI 9 IPRD20 MODULAR SURGE ARRESTER 3P+N 350V | 2474292 | A9L20600 | SCHNEIDER ELECTRIC | 11400 | https://pim-kvc.soneparsea.com:3443/PictureServer/default.aspx/SCHNEIDERELECTRIC-A9L20600_Image1.jpg?A3889C9397807479A2A1A7889A85757D948AA68A9E7C7388A28E977293707C66807B8475B1809D95B7AA8573BCA797 | https://pim-kvc.soneparsea.com:3443/PictureServer/default.aspx/SchneiderElectric-A9L20600_Datasheet1.pdf?A3889C9397807479A2A1A7A8BAA5959DB4AAC68ABE9C93A8C2AEB77293707C66807B8475B17B91A8B1B8BCAAB7AB6162C0A9BA | ACTI 9 IPRD20 MODULAR SURGE ARRESTER 3P+N 350V | Designed with protection in mind and with a wide range of features, the Acti 9 indication and DIN rail tripping auxiliaries combine easy installation with high levels of functionality including fail-safe emergency stop tripping, remote indication and much more. Includes VISI-TRIP: Quickly detects faulty outgoers and reduces intervention time. | Nominal voltage DC | 0V
| 29 | Circuit Breakers and Fuses | Circuit Breakers | Surge Protection Devices | ACTI 9 IPRD20 MODULAR SURGE ARRESTER 3P+N 350V | 2474292 | A9L20600 | SCHNEIDER ELECTRIC | 11400 | https://pim-kvc.soneparsea.com:3443/PictureServer/default.aspx/SCHNEIDERELECTRIC-A9L20600_Image1.jpg?A3889C9397807479A2A1A7889A85757D948AA68A9E7C7388A28E977293707C66807B8475B1809D95B7AA8573BCA797 | https://pim-kvc.soneparsea.com:3443/PictureServer/default.aspx/SchneiderElectric-A9L20600_Datasheet1.pdf?A3889C9397807479A2A1A7A8BAA5959DB4AAC68ABE9C93A8C2AEB77293707C66807B8475B17B91A8B1B8BCAAB7AB6162C0A9BA | ACTI 9 IPRD20 MODULAR SURGE ARRESTER 3P+N 350V | Designed with protection in mind and with a wide range of features, the Acti 9 indication and DIN rail tripping auxiliaries combine easy installation with high levels of functionality including fail-safe emergency stop tripping, remote indication and much more. Includes VISI-TRIP: Quickly detects faulty outgoers and reduces intervention time. | Max. continuous voltage AC | 350V
| 29 | Circuit Breakers and Fuses | Circuit Breakers | Surge Protection Devices | ACTI 9 IPRD20 MODULAR SURGE ARRESTER 3P+N 350V | 2474292 | A9L20600 | SCHNEIDER ELECTRIC | 11400 | https://pim-kvc.soneparsea.com:3443/PictureServer/default.aspx/SCHNEIDERELECTRIC-A9L20600_Image1.jpg?A3889C9397807479A2A1A7889A85757D948AA68A9E7C7388A28E977293707C66807B8475B1809D95B7AA8573BCA797 | https://pim-kvc.soneparsea.com:3443/PictureServer/default.aspx/SchneiderElectric-A9L20600_Datasheet1.pdf?A3889C9397807479A2A1A7A8BAA5959DB4AAC68ABE9C93A8C2AEB77293707C66807B8475B17B91A8B1B8BCAAB7AB6162C0A9BA | ACTI 9 IPRD20 MODULAR SURGE ARRESTER 3P+N 350V | Designed with protection in mind and with a wide range of features, the Acti 9 indication and DIN rail tripping auxiliaries combine easy installation with high levels of functionality including fail-safe emergency stop tripping, remote indication and much more. Includes VISI-TRIP: Quickly detects faulty outgoers and reduces intervention time. | Max. continuous voltage DC | 0V
| 29 | Circuit Breakers and Fuses | Circuit Breakers | Surge Protection Devices | ACTI 9 IPRD20 MODULAR SURGE ARRESTER 3P+N 350V | 2474292 | A9L20600 | SCHNEIDER ELECTRIC | 11400 | https://pim-kvc.soneparsea.com:3443/PictureServer/default.aspx/SCHNEIDERELECTRIC-A9L20600_Image1.jpg?A3889C9397807479A2A1A7889A85757D948AA68A9E7C7388A28E977293707C66807B8475B1809D95B7AA8573BCA797 | https://pim-kvc.soneparsea.com:3443/PictureServer/default.aspx/SchneiderElectric-A9L20600_Datasheet1.pdf?A3889C9397807479A2A1A7A8BAA5959DB4AAC68ABE9C93A8C2AEB77293707C66807B8475B17B91A8B1B8BCAAB7AB6162C0A9BA | ACTI 9 IPRD20 MODULAR SURGE ARRESTER 3P+N 350V | Designed with protection in mind and with a wide range of features, the Acti 9 indication and DIN rail tripping auxiliaries combine easy installation with high levels of functionality including fail-safe emergency stop tripping, remote indication and much more. Includes VISI-TRIP: Quickly detects faulty outgoers and reduces intervention time. | Max. PV-voltage | 0V
| 29 | Circuit Breakers and Fuses | Circuit Breakers | Surge Protection Devices | ACTI 9 IPRD20 MODULAR SURGE ARRESTER 3P+N 350V | 2474292 | A9L20600 | SCHNEIDER ELECTRIC | 11400 | https://pim-kvc.soneparsea.com:3443/PictureServer/default.aspx/SCHNEIDERELECTRIC-A9L20600_Image1.jpg?A3889C9397807479A2A1A7889A85757D948AA68A9E7C7388A28E977293707C66807B8475B1809D95B7AA8573BCA797 | https://pim-kvc.soneparsea.com:3443/PictureServer/default.aspx/SchneiderElectric-A9L20600_Datasheet1.pdf?A3889C9397807479A2A1A7A8BAA5959DB4AAC68ABE9C93A8C2AEB77293707C66807B8475B17B91A8B1B8BCAAB7AB6162C0A9BA | ACTI 9 IPRD20 MODULAR SURGE ARRESTER 3P+N 350V | Designed with protection in mind and with a wide range of features, the Acti 9 indication and DIN rail tripping auxiliaries combine easy installation with high levels of functionality including fail-safe emergency stop tripping, remote indication and much more. Includes VISI-TRIP: Quickly detects faulty outgoers and reduces intervention time. | Voltage protection level | 1.1kV
| 29 | Circuit Breakers and Fuses | Circuit Breakers | Surge Protection Devices | ACTI 9 IPRD20 MODULAR SURGE ARRESTER 3P+N 350V | 2474292 | A9L20600 | SCHNEIDER ELECTRIC | 11400 | https://pim-kvc.soneparsea.com:3443/PictureServer/default.aspx/SCHNEIDERELECTRIC-A9L20600_Image1.jpg?A3889C9397807479A2A1A7889A85757D948AA68A9E7C7388A28E977293707C66807B8475B1809D95B7AA8573BCA797 | https://pim-kvc.soneparsea.com:3443/PictureServer/default.aspx/SchneiderElectric-A9L20600_Datasheet1.pdf?A3889C9397807479A2A1A7A8BAA5959DB4AAC68ABE9C93A8C2AEB77293707C66807B8475B17B91A8B1B8BCAAB7AB6162C0A9BA | ACTI 9 IPRD20 MODULAR SURGE ARRESTER 3P+N 350V | Designed with protection in mind and with a wide range of features, the Acti 9 indication and DIN rail tripping auxiliaries combine easy installation with high levels of functionality including fail-safe emergency stop tripping, remote indication and much more. Includes VISI-TRIP: Quickly detects faulty outgoers and reduces intervention time. | Voltage protection level L-N | 1.1kV
| 29 | Circuit Breakers and Fuses | Circuit Breakers | Surge Protection Devices | ACTI 9 IPRD20 MODULAR SURGE ARRESTER 3P+N 350V | 2474292 | A9L20600 | SCHNEIDER ELECTRIC | 11400 | https://pim-kvc.soneparsea.com:3443/PictureServer/default.aspx/SCHNEIDERELECTRIC-A9L20600_Image1.jpg?A3889C9397807479A2A1A7889A85757D948AA68A9E7C7388A28E977293707C66807B8475B1809D95B7AA8573BCA797 | https://pim-kvc.soneparsea.com:3443/PictureServer/default.aspx/SchneiderElectric-A9L20600_Datasheet1.pdf?A3889C9397807479A2A1A7A8BAA5959DB4AAC68ABE9C93A8C2AEB77293707C66807B8475B17B91A8B1B8BCAAB7AB6162C0A9BA | ACTI 9 IPRD20 MODULAR SURGE ARRESTER 3P+N 350V | Designed with protection in mind and with a wide range of features, the Acti 9 indication and DIN rail tripping auxiliaries combine easy installation with high levels of functionality including fail-safe emergency stop tripping, remote indication and much more. Includes VISI-TRIP: Quickly detects faulty outgoers and reduces intervention time. | Voltage protection level N-PE | 1.4kV
| 29 | Circuit Breakers and Fuses | Circuit Breakers | Surge Protection Devices | ACTI 9 IPRD20 MODULAR SURGE ARRESTER 3P+N 350V | 2474292 | A9L20600 | SCHNEIDER ELECTRIC | 11400 | https://pim-kvc.soneparsea.com:3443/PictureServer/default.aspx/SCHNEIDERELECTRIC-A9L20600_Image1.jpg?A3889C9397807479A2A1A7889A85757D948AA68A9E7C7388A28E977293707C66807B8475B1809D95B7AA8573BCA797 | https://pim-kvc.soneparsea.com:3443/PictureServer/default.aspx/SchneiderElectric-A9L20600_Datasheet1.pdf?A3889C9397807479A2A1A7A8BAA5959DB4AAC68ABE9C93A8C2AEB77293707C66807B8475B17B91A8B1B8BCAAB7AB6162C0A9BA | ACTI 9 IPRD20 MODULAR SURGE ARRESTER 3P+N 350V | Designed with protection in mind and with a wide range of features, the Acti 9 indication and DIN rail tripping auxiliaries combine easy installation with high levels of functionality including fail-safe emergency stop tripping, remote indication and much more. Includes VISI-TRIP: Quickly detects faulty outgoers and reduces intervention time. | Max. overcurrent protection device, parallel connection (fuse) | 40A
| 30 | Circuit Breakers and Fuses | Circuit Breakers | Surge Protection Devices | IPRD8 MODULAR SURGE ARRESTER 2P 350V | 2521791 | A9L08200 | SCHNEIDER ELECTRIC | 6960 | https://pim-kvc.soneparsea.com:3443/PictureServer/default.aspx/SCHNEIDER-A9L08200_Image1.jpg?A3889C9397807479A2A1A7889A85757D948AA67293707C6488778475B1809D95B7AA8573BCA797 | https://pim-kvc.soneparsea.com:3443/PictureServer/default.aspx/SCHNEIDER-A9L08200_Datasheet1.pdf?A3889C9397807479A2A1A7889A85757D948AA67293707C6488778475B17B91A8B1B8BCAAB7AB6162C0A9BA | IPRD8 MODULAR SURGE ARRESTER 2P 350V | Acti9 iPRD Type 2 and 3 modular Surge Protection Devices protect the electrical equipments against the indirect lightning strikes. The use of Surge Protection Devices is recommended in the case of non-critical power installations. They are tested and rated according to the standardised current wave of 8/20 µs. | System configuration DC | no
| 30 | Circuit Breakers and Fuses | Circuit Breakers | Surge Protection Devices | IPRD8 MODULAR SURGE ARRESTER 2P 350V | 2521791 | A9L08200 | SCHNEIDER ELECTRIC | 6960 | https://pim-kvc.soneparsea.com:3443/PictureServer/default.aspx/SCHNEIDER-A9L08200_Image1.jpg?A3889C9397807479A2A1A7889A85757D948AA67293707C6488778475B1809D95B7AA8573BCA797 | https://pim-kvc.soneparsea.com:3443/PictureServer/default.aspx/SCHNEIDER-A9L08200_Datasheet1.pdf?A3889C9397807479A2A1A7889A85757D948AA67293707C6488778475B17B91A8B1B8BCAAB7AB6162C0A9BA | IPRD8 MODULAR SURGE ARRESTER 2P 350V | Acti9 iPRD Type 2 and 3 modular Surge Protection Devices protect the electrical equipments against the indirect lightning strikes. The use of Surge Protection Devices is recommended in the case of non-critical power installations. They are tested and rated according to the standardised current wave of 8/20 µs. | System configuration IT | no
| 30 | Circuit Breakers and Fuses | Circuit Breakers | Surge Protection Devices | IPRD8 MODULAR SURGE ARRESTER 2P 350V | 2521791 | A9L08200 | SCHNEIDER ELECTRIC | 6960 | https://pim-kvc.soneparsea.com:3443/PictureServer/default.aspx/SCHNEIDER-A9L08200_Image1.jpg?A3889C9397807479A2A1A7889A85757D948AA67293707C6488778475B1809D95B7AA8573BCA797 | https://pim-kvc.soneparsea.com:3443/PictureServer/default.aspx/SCHNEIDER-A9L08200_Datasheet1.pdf?A3889C9397807479A2A1A7889A85757D948AA67293707C6488778475B17B91A8B1B8BCAAB7AB6162C0A9BA | IPRD8 MODULAR SURGE ARRESTER 2P 350V | Acti9 iPRD Type 2 and 3 modular Surge Protection Devices protect the electrical equipments against the indirect lightning strikes. The use of Surge Protection Devices is recommended in the case of non-critical power installations. They are tested and rated according to the standardised current wave of 8/20 µs. | System configuration TN | no
| 30 | Circuit Breakers and Fuses | Circuit Breakers | Surge Protection Devices | IPRD8 MODULAR SURGE ARRESTER 2P 350V | 2521791 | A9L08200 | SCHNEIDER ELECTRIC | 6960 | https://pim-kvc.soneparsea.com:3443/PictureServer/default.aspx/SCHNEIDER-A9L08200_Image1.jpg?A3889C9397807479A2A1A7889A85757D948AA67293707C6488778475B1809D95B7AA8573BCA797 | https://pim-kvc.soneparsea.com:3443/PictureServer/default.aspx/SCHNEIDER-A9L08200_Datasheet1.pdf?A3889C9397807479A2A1A7889A85757D948AA67293707C6488778475B17B91A8B1B8BCAAB7AB6162C0A9BA | IPRD8 MODULAR SURGE ARRESTER 2P 350V | Acti9 iPRD Type 2 and 3 modular Surge Protection Devices protect the electrical equipments against the indirect lightning strikes. The use of Surge Protection Devices is recommended in the case of non-critical power installations. They are tested and rated according to the standardised current wave of 8/20 µs. | System configuration TN-C | yes
| 30 | Circuit Breakers and Fuses | Circuit Breakers | Surge Protection Devices | IPRD8 MODULAR SURGE ARRESTER 2P 350V | 2521791 | A9L08200 | SCHNEIDER ELECTRIC | 6960 | https://pim-kvc.soneparsea.com:3443/PictureServer/default.aspx/SCHNEIDER-A9L08200_Image1.jpg?A3889C9397807479A2A1A7889A85757D948AA67293707C6488778475B1809D95B7AA8573BCA797 | https://pim-kvc.soneparsea.com:3443/PictureServer/default.aspx/SCHNEIDER-A9L08200_Datasheet1.pdf?A3889C9397807479A2A1A7889A85757D948AA67293707C6488778475B17B91A8B1B8BCAAB7AB6162C0A9BA | IPRD8 MODULAR SURGE ARRESTER 2P 350V | Acti9 iPRD Type 2 and 3 modular Surge Protection Devices protect the electrical equipments against the indirect lightning strikes. The use of Surge Protection Devices is recommended in the case of non-critical power installations. They are tested and rated according to the standardised current wave of 8/20 µs. | System configuration TN-C-S | no
| 30 | Circuit Breakers and Fuses | Circuit Breakers | Surge Protection Devices | IPRD8 MODULAR SURGE ARRESTER 2P 350V | 2521791 | A9L08200 | SCHNEIDER ELECTRIC | 6960 | https://pim-kvc.soneparsea.com:3443/PictureServer/default.aspx/SCHNEIDER-A9L08200_Image1.jpg?A3889C9397807479A2A1A7889A85757D948AA67293707C6488778475B1809D95B7AA8573BCA797 | https://pim-kvc.soneparsea.com:3443/PictureServer/default.aspx/SCHNEIDER-A9L08200_Datasheet1.pdf?A3889C9397807479A2A1A7889A85757D948AA67293707C6488778475B17B91A8B1B8BCAAB7AB6162C0A9BA | IPRD8 MODULAR SURGE ARRESTER 2P 350V | Acti9 iPRD Type 2 and 3 modular Surge Protection Devices protect the electrical equipments against the indirect lightning strikes. The use of Surge Protection Devices is recommended in the case of non-critical power installations. They are tested and rated according to the standardised current wave of 8/20 µs. | System configuration TN-S | no
| 30 | Circuit Breakers and Fuses | Circuit Breakers | Surge Protection Devices | IPRD8 MODULAR SURGE ARRESTER 2P 350V | 2521791 | A9L08200 | SCHNEIDER ELECTRIC | 6960 | https://pim-kvc.soneparsea.com:3443/PictureServer/default.aspx/SCHNEIDER-A9L08200_Image1.jpg?A3889C9397807479A2A1A7889A85757D948AA67293707C6488778475B1809D95B7AA8573BCA797 | https://pim-kvc.soneparsea.com:3443/PictureServer/default.aspx/SCHNEIDER-A9L08200_Datasheet1.pdf?A3889C9397807479A2A1A7889A85757D948AA67293707C6488778475B17B91A8B1B8BCAAB7AB6162C0A9BA | IPRD8 MODULAR SURGE ARRESTER 2P 350V | Acti9 iPRD Type 2 and 3 modular Surge Protection Devices protect the electrical equipments against the indirect lightning strikes. The use of Surge Protection Devices is recommended in the case of non-critical power installations. They are tested and rated according to the standardised current wave of 8/20 µs. | System configuration TT | no
| 30 | Circuit Breakers and Fuses | Circuit Breakers | Surge Protection Devices | IPRD8 MODULAR SURGE ARRESTER 2P 350V | 2521791 | A9L08200 | SCHNEIDER ELECTRIC | 6960 | https://pim-kvc.soneparsea.com:3443/PictureServer/default.aspx/SCHNEIDER-A9L08200_Image1.jpg?A3889C9397807479A2A1A7889A85757D948AA67293707C6488778475B1809D95B7AA8573BCA797 | https://pim-kvc.soneparsea.com:3443/PictureServer/default.aspx/SCHNEIDER-A9L08200_Datasheet1.pdf?A3889C9397807479A2A1A7889A85757D948AA67293707C6488778475B17B91A8B1B8BCAAB7AB6162C0A9BA | IPRD8 MODULAR SURGE ARRESTER 2P 350V | Acti9 iPRD Type 2 and 3 modular Surge Protection Devices protect the electrical equipments against the indirect lightning strikes. The use of Surge Protection Devices is recommended in the case of non-critical power installations. They are tested and rated according to the standardised current wave of 8/20 µs. | System configuration other | no
| 30 | Circuit Breakers and Fuses | Circuit Breakers | Surge Protection Devices | IPRD8 MODULAR SURGE ARRESTER 2P 350V | 2521791 | A9L08200 | SCHNEIDER ELECTRIC | 6960 | https://pim-kvc.soneparsea.com:3443/PictureServer/default.aspx/SCHNEIDER-A9L08200_Image1.jpg?A3889C9397807479A2A1A7889A85757D948AA67293707C6488778475B1809D95B7AA8573BCA797 | https://pim-kvc.soneparsea.com:3443/PictureServer/default.aspx/SCHNEIDER-A9L08200_Datasheet1.pdf?A3889C9397807479A2A1A7889A85757D948AA67293707C6488778475B17B91A8B1B8BCAAB7AB6162C0A9BA | IPRD8 MODULAR SURGE ARRESTER 2P 350V | Acti9 iPRD Type 2 and 3 modular Surge Protection Devices protect the electrical equipments against the indirect lightning strikes. The use of Surge Protection Devices is recommended in the case of non-critical power installations. They are tested and rated according to the standardised current wave of 8/20 µs. | Number of conductors (without earthing) | 2
| 30 | Circuit Breakers and Fuses | Circuit Breakers | Surge Protection Devices | IPRD8 MODULAR SURGE ARRESTER 2P 350V | 2521791 | A9L08200 | SCHNEIDER ELECTRIC | 6960 | https://pim-kvc.soneparsea.com:3443/PictureServer/default.aspx/SCHNEIDER-A9L08200_Image1.jpg?A3889C9397807479A2A1A7889A85757D948AA67293707C6488778475B1809D95B7AA8573BCA797 | https://pim-kvc.soneparsea.com:3443/PictureServer/default.aspx/SCHNEIDER-A9L08200_Datasheet1.pdf?A3889C9397807479A2A1A7889A85757D948AA67293707C6488778475B17B91A8B1B8BCAAB7AB6162C0A9BA | IPRD8 MODULAR SURGE ARRESTER 2P 350V | Acti9 iPRD Type 2 and 3 modular Surge Protection Devices protect the electrical equipments against the indirect lightning strikes. The use of Surge Protection Devices is recommended in the case of non-critical power installations. They are tested and rated according to the standardised current wave of 8/20 µs. | Nominal discharge surge current (8/20) | 2.5kA
| 30 | Circuit Breakers and Fuses | Circuit Breakers | Surge Protection Devices | IPRD8 MODULAR SURGE ARRESTER 2P 350V | 2521791 | A9L08200 | SCHNEIDER ELECTRIC | 6960 | https://pim-kvc.soneparsea.com:3443/PictureServer/default.aspx/SCHNEIDER-A9L08200_Image1.jpg?A3889C9397807479A2A1A7889A85757D948AA67293707C6488778475B1809D95B7AA8573BCA797 | https://pim-kvc.soneparsea.com:3443/PictureServer/default.aspx/SCHNEIDER-A9L08200_Datasheet1.pdf?A3889C9397807479A2A1A7889A85757D948AA67293707C6488778475B17B91A8B1B8BCAAB7AB6162C0A9BA | IPRD8 MODULAR SURGE ARRESTER 2P 350V | Acti9 iPRD Type 2 and 3 modular Surge Protection Devices protect the electrical equipments against the indirect lightning strikes. The use of Surge Protection Devices is recommended in the case of non-critical power installations. They are tested and rated according to the standardised current wave of 8/20 µs. | Max. discharge surge current (8/20) | 8kA
| 30 | Circuit Breakers and Fuses | Circuit Breakers | Surge Protection Devices | IPRD8 MODULAR SURGE ARRESTER 2P 350V | 2521791 | A9L08200 | SCHNEIDER ELECTRIC | 6960 | https://pim-kvc.soneparsea.com:3443/PictureServer/default.aspx/SCHNEIDER-A9L08200_Image1.jpg?A3889C9397807479A2A1A7889A85757D948AA67293707C6488778475B1809D95B7AA8573BCA797 | https://pim-kvc.soneparsea.com:3443/PictureServer/default.aspx/SCHNEIDER-A9L08200_Datasheet1.pdf?A3889C9397807479A2A1A7889A85757D948AA67293707C6488778475B17B91A8B1B8BCAAB7AB6162C0A9BA | IPRD8 MODULAR SURGE ARRESTER 2P 350V | Acti9 iPRD Type 2 and 3 modular Surge Protection Devices protect the electrical equipments against the indirect lightning strikes. The use of Surge Protection Devices is recommended in the case of non-critical power installations. They are tested and rated according to the standardised current wave of 8/20 µs. | Nominal voltage AC | 350V
| 30 | Circuit Breakers and Fuses | Circuit Breakers | Surge Protection Devices | IPRD8 MODULAR SURGE ARRESTER 2P 350V | 2521791 | A9L08200 | SCHNEIDER ELECTRIC | 6960 | https://pim-kvc.soneparsea.com:3443/PictureServer/default.aspx/SCHNEIDER-A9L08200_Image1.jpg?A3889C9397807479A2A1A7889A85757D948AA67293707C6488778475B1809D95B7AA8573BCA797 | https://pim-kvc.soneparsea.com:3443/PictureServer/default.aspx/SCHNEIDER-A9L08200_Datasheet1.pdf?A3889C9397807479A2A1A7889A85757D948AA67293707C6488778475B17B91A8B1B8BCAAB7AB6162C0A9BA | IPRD8 MODULAR SURGE ARRESTER 2P 350V | Acti9 iPRD Type 2 and 3 modular Surge Protection Devices protect the electrical equipments against the indirect lightning strikes. The use of Surge Protection Devices is recommended in the case of non-critical power installations. They are tested and rated according to the standardised current wave of 8/20 µs. | Nominal voltage DC | 0V
| 30 | Circuit Breakers and Fuses | Circuit Breakers | Surge Protection Devices | IPRD8 MODULAR SURGE ARRESTER 2P 350V | 2521791 | A9L08200 | SCHNEIDER ELECTRIC | 6960 | https://pim-kvc.soneparsea.com:3443/PictureServer/default.aspx/SCHNEIDER-A9L08200_Image1.jpg?A3889C9397807479A2A1A7889A85757D948AA67293707C6488778475B1809D95B7AA8573BCA797 | https://pim-kvc.soneparsea.com:3443/PictureServer/default.aspx/SCHNEIDER-A9L08200_Datasheet1.pdf?A3889C9397807479A2A1A7889A85757D948AA67293707C6488778475B17B91A8B1B8BCAAB7AB6162C0A9BA | IPRD8 MODULAR SURGE ARRESTER 2P 350V | Acti9 iPRD Type 2 and 3 modular Surge Protection Devices protect the electrical equipments against the indirect lightning strikes. The use of Surge Protection Devices is recommended in the case of non-critical power installations. They are tested and rated according to the standardised current wave of 8/20 µs. | Max. continuous voltage AC | 350V
| 30 | Circuit Breakers and Fuses | Circuit Breakers | Surge Protection Devices | IPRD8 MODULAR SURGE ARRESTER 2P 350V | 2521791 | A9L08200 | SCHNEIDER ELECTRIC | 6960 | https://pim-kvc.soneparsea.com:3443/PictureServer/default.aspx/SCHNEIDER-A9L08200_Image1.jpg?A3889C9397807479A2A1A7889A85757D948AA67293707C6488778475B1809D95B7AA8573BCA797 | https://pim-kvc.soneparsea.com:3443/PictureServer/default.aspx/SCHNEIDER-A9L08200_Datasheet1.pdf?A3889C9397807479A2A1A7889A85757D948AA67293707C6488778475B17B91A8B1B8BCAAB7AB6162C0A9BA | IPRD8 MODULAR SURGE ARRESTER 2P 350V | Acti9 iPRD Type 2 and 3 modular Surge Protection Devices protect the electrical equipments against the indirect lightning strikes. The use of Surge Protection Devices is recommended in the case of non-critical power installations. They are tested and rated according to the standardised current wave of 8/20 µs. | Max. continuous voltage DC | 0V
| 30 | Circuit Breakers and Fuses | Circuit Breakers | Surge Protection Devices | IPRD8 MODULAR SURGE ARRESTER 2P 350V | 2521791 | A9L08200 | SCHNEIDER ELECTRIC | 6960 | https://pim-kvc.soneparsea.com:3443/PictureServer/default.aspx/SCHNEIDER-A9L08200_Image1.jpg?A3889C9397807479A2A1A7889A85757D948AA67293707C6488778475B1809D95B7AA8573BCA797 | https://pim-kvc.soneparsea.com:3443/PictureServer/default.aspx/SCHNEIDER-A9L08200_Datasheet1.pdf?A3889C9397807479A2A1A7889A85757D948AA67293707C6488778475B17B91A8B1B8BCAAB7AB6162C0A9BA | IPRD8 MODULAR SURGE ARRESTER 2P 350V | Acti9 iPRD Type 2 and 3 modular Surge Protection Devices protect the electrical equipments against the indirect lightning strikes. The use of Surge Protection Devices is recommended in the case of non-critical power installations. They are tested and rated according to the standardised current wave of 8/20 µs. | Max. PV-voltage | 0V
| 30 | Circuit Breakers and Fuses | Circuit Breakers | Surge Protection Devices | IPRD8 MODULAR SURGE ARRESTER 2P 350V | 2521791 | A9L08200 | SCHNEIDER ELECTRIC | 6960 | https://pim-kvc.soneparsea.com:3443/PictureServer/default.aspx/SCHNEIDER-A9L08200_Image1.jpg?A3889C9397807479A2A1A7889A85757D948AA67293707C6488778475B1809D95B7AA8573BCA797 | https://pim-kvc.soneparsea.com:3443/PictureServer/default.aspx/SCHNEIDER-A9L08200_Datasheet1.pdf?A3889C9397807479A2A1A7889A85757D948AA67293707C6488778475B17B91A8B1B8BCAAB7AB6162C0A9BA | IPRD8 MODULAR SURGE ARRESTER 2P 350V | Acti9 iPRD Type 2 and 3 modular Surge Protection Devices protect the electrical equipments against the indirect lightning strikes. The use of Surge Protection Devices is recommended in the case of non-critical power installations. They are tested and rated according to the standardised current wave of 8/20 µs. | Voltage protection level | 1kV
| 30 | Circuit Breakers and Fuses | Circuit Breakers | Surge Protection Devices | IPRD8 MODULAR SURGE ARRESTER 2P 350V | 2521791 | A9L08200 | SCHNEIDER ELECTRIC | 6960 | https://pim-kvc.soneparsea.com:3443/PictureServer/default.aspx/SCHNEIDER-A9L08200_Image1.jpg?A3889C9397807479A2A1A7889A85757D948AA67293707C6488778475B1809D95B7AA8573BCA797 | https://pim-kvc.soneparsea.com:3443/PictureServer/default.aspx/SCHNEIDER-A9L08200_Datasheet1.pdf?A3889C9397807479A2A1A7889A85757D948AA67293707C6488778475B17B91A8B1B8BCAAB7AB6162C0A9BA | IPRD8 MODULAR SURGE ARRESTER 2P 350V | Acti9 iPRD Type 2 and 3 modular Surge Protection Devices protect the electrical equipments against the indirect lightning strikes. The use of Surge Protection Devices is recommended in the case of non-critical power installations. They are tested and rated according to the standardised current wave of 8/20 µs. | Voltage protection level L-N | 1kV
| 30 | Circuit Breakers and Fuses | Circuit Breakers | Surge Protection Devices | IPRD8 MODULAR SURGE ARRESTER 2P 350V | 2521791 | A9L08200 | SCHNEIDER ELECTRIC | 6960 | https://pim-kvc.soneparsea.com:3443/PictureServer/default.aspx/SCHNEIDER-A9L08200_Image1.jpg?A3889C9397807479A2A1A7889A85757D948AA67293707C6488778475B1809D95B7AA8573BCA797 | https://pim-kvc.soneparsea.com:3443/PictureServer/default.aspx/SCHNEIDER-A9L08200_Datasheet1.pdf?A3889C9397807479A2A1A7889A85757D948AA67293707C6488778475B17B91A8B1B8BCAAB7AB6162C0A9BA | IPRD8 MODULAR SURGE ARRESTER 2P 350V | Acti9 iPRD Type 2 and 3 modular Surge Protection Devices protect the electrical equipments against the indirect lightning strikes. The use of Surge Protection Devices is recommended in the case of non-critical power installations. They are tested and rated according to the standardised current wave of 8/20 µs. | Voltage protection level N-PE | 1kV
| 30 | Circuit Breakers and Fuses | Circuit Breakers | Surge Protection Devices | IPRD8 MODULAR SURGE ARRESTER 2P 350V | 2521791 | A9L08200 | SCHNEIDER ELECTRIC | 6960 | https://pim-kvc.soneparsea.com:3443/PictureServer/default.aspx/SCHNEIDER-A9L08200_Image1.jpg?A3889C9397807479A2A1A7889A85757D948AA67293707C6488778475B1809D95B7AA8573BCA797 | https://pim-kvc.soneparsea.com:3443/PictureServer/default.aspx/SCHNEIDER-A9L08200_Datasheet1.pdf?A3889C9397807479A2A1A7889A85757D948AA67293707C6488778475B17B91A8B1B8BCAAB7AB6162C0A9BA | IPRD8 MODULAR SURGE ARRESTER 2P 350V | Acti9 iPRD Type 2 and 3 modular Surge Protection Devices protect the electrical equipments against the indirect lightning strikes. The use of Surge Protection Devices is recommended in the case of non-critical power installations. They are tested and rated according to the standardised current wave of 8/20 µs. | Max. overcurrent protection device, parallel connection (fuse) | 25A