## Electrical Distribution (LV)
ImportTicket-xlsx-zsx22ii8k1q&Tx | ลำดับ | รายละเอียดสินค้า
|  | ชื่อหมวดหมู่ชั้นที่ 1 | ชื่อหมวดหมู่ชั้นที่ 2 | ชื่อหมวดหมู่ชั้นที่ 3 | ชื่อสินค้า | รหัสสินค้า | MPN | Brand | ราคาสินค้า | Picture | Datasheet | รายละเอียดย่อ | รายละเอียดเต็ม | หัวข้อฟีเจอร์ | รายละเอียดฟีเจอร์
Example > | 0 | Product Category 1 | Product Sub 1 | Product Sub-sec 1 | Example Product | P0001 | N/A | Brand 1 | 100000 | https://soneparthailand.com/th/_content_images/product/A4BF5596-06F7-632A-0C7B-5BEB6E7DB749.jpg | https://www.quotewerks.com/download/printlayouts/Samples/QuotationSample_A.pdf | เอ๋เวิลด์ เปราะบางโลโก้มอนสเตอร์รากหญ้าพูล เชอร์รี่ไฮเปอร์ตรวจสอบรันเวย์ฟลอร์ เซรามิก | สเปกแอ็กชั่น มหภาคเทรดคอร์ปมหาอุปราชาเฉิ่ม แป๋วมาร์เก็ตเดบิตแมนชั่น โกลด์วีซ่าเซอร์วิส เฟิร์มสไปเดอร์ ออร์เดอร์เช็ก ฮันนีมูนแชมป์กระดี๊กระด๊ารีวิวดยุค ฟินิกซ์ตื้บสมาพันธ์ซัพพลายเออร์โรแมนติก หลวงปู่บู๊ฮาลาลแซ็กโซโฟน ป๋าแอสเตอร์แดรี่ภคันทลาพาธ บอกซ์เยนโหลนเมคอัพ รูบิก จูเนียร์ไอติมเคลียร์ฟลุทมอคคา ทอม แฟกซ์รวมมิตรฟอยล์ แซนด์วิชลอร์ดสคริปต์ยากูซ่า สแล็กผ้าห่มรีสอร์ตแดรี่ สเตย์ธรรมา เที่ยงคืนแอปเปิ้ล คำสาปแคมปัสท็อปบูต สัมนาศิลปากรพาร์บ๊วยอมาตยาธิปไตย แจ๊สไงจัมโบ้ดั๊มพ์ วิว เกจิเคลียร์ ว้อดก้ามั้งคอมพ์ แหม็บโยเกิร์ตซัมเมอร์ ป่าไม้นิวละติน เทคโนแครตเวิร์กช็อปฮาราคีรี แคนยอนแกรนด์ โปรเจ็กต์ เต๊ะแบคโฮเหี่ยวย่นละอ่อนคาปูชิโน วันเวย์ ครูเสดแตงโมฟีเวอร์เจ๊คอลเล็กชั่น ดั๊มพ์วิลเลจกับดัก ชัตเตอร์โบว์ ออเดอร์แชมป์ อุปทานมาร์จินฮิบรูโทรโข่ง จูน แดรี่โยโย่ บุ๋น เอ็นเตอร์เทนดีพาร์ทเมนต์ลีเมอร์ สต็อกเซาท์ มายาคติโกเต็กซ์ไวอากร้าลิมูซีน ออร์เดอร์โมเดิร์นวอล์กร็อคไฮไลต์ ซีเนียร์ริกเตอร์สมาพันธ์ เจ๊วาฟเฟิลฟลุกฮิตคัตเอาต์ คูลเลอร์ยากูซ่า ราสเบอร์รีไฟแนนซ์แคนู ยาวี แม่ค้าชีสเซี้ยว อิกัวนาแมมโบ้ ซีเรียสกุมภาพันธ์ ซัพพลายเออร์ฟลุท เป่ายิ้งฉุบโลโก้หลวงพี่ กีวีตุ๊กตุ๊กเซ็กส์อาร์ติสต์ อริยสงฆ์บาบูนไฮไลท์ซาร์ดีน เมเปิลปาสกาลแรงใจ ปาร์ตี้มาร์กเซนเซอร์แคมเปญ เบอร์รีแพทยสภาวาฟเฟิลแบคโฮแมกกาซีน ชีสสังโฆวิน เซ่นไหว้จิ๊กโก๋กฤษณ์บูติคจอหงวน โคโยตีจังโก้บัลลาสต์คอลเล็กชั่น โปรเจ็ครีเสิร์ช แชมเปญ โปรโมเตอร์แกรนด์สตรอว์เบอร์รีแพกเกจ จีดีพีคลาสสิกแทคติค ฮัมซามูไรเคอร์ฟิวแมชชีน เทเลกราฟแอปเปิ้ลวิลล์ แฟรนไชส์ต่อยอดรีสอร์ต ออร์เดอร์ฟอยล์อ่อนด้อยช็อป รันเวย์ชีสแจ็กพอตอาว์มาราธอน ไตรมาสจอหงวน รอยัลตี้เมจิคชัตเตอร์ ชาร์จแมชีนก๋ากั่นเซฟตี้ ง่าวแมคเคอเรล หม่านโถวโยเกิร์ต แช่แข็งอันตรกิริยา แจ็กพ็อตมะกันล็อบบี้ซิมแผดเผา คาร์ดีพาร์ตเมนต์บลูเบอร์รีโคโยตี้เครป ฮันนีมูนเจลรวมมิตรเซี้ยว | Feature Name 1 | This is feature detail.
| 87 | Electrical Distribution (LV) | Distribution Box and Enclosure | Enclosures | MINI OPALE ENCLOSURE 8P 4MOD | 2219846 | 13394 | SCHNEIDER ELECTRIC | 605 | https://pim-kvc.soneparsea.com:3443/PictureServer/default.aspx/schneider-13394.jpg?A3889C9397807479A2A1C7A8BAA5959DB4AAC672836A636D8473BEB5B9 | https://pim-kvc.soneparsea.com:3443/PictureServer/default.aspx/schneider-13394.pdf?A3889C9397807479A2A1C7A8BAA5959DB4AAC672836A636D8473C4A9B8 | MINI OPALE ENCLOSURE 8P 4MOD | Mini Opale is used as an interior and distribution enclosure up to 63A. It is used as: an extension enclosure for individual and collective housing a final distribution enclosure in tertiary buildings. Mini Opale is made up of:, • a back with an integrated symmetrical rail , • 1 clip-on, sealable cover | Number of rows | 1
| 87 | Electrical Distribution (LV) | Distribution Box and Enclosure | Enclosures | MINI OPALE ENCLOSURE 8P 4MOD | 2219846 | 13394 | SCHNEIDER ELECTRIC | 605 | https://pim-kvc.soneparsea.com:3443/PictureServer/default.aspx/schneider-13394.jpg?A3889C9397807479A2A1C7A8BAA5959DB4AAC672836A636D8473BEB5B9 | https://pim-kvc.soneparsea.com:3443/PictureServer/default.aspx/schneider-13394.pdf?A3889C9397807479A2A1C7A8BAA5959DB4AAC672836A636D8473C4A9B8 | MINI OPALE ENCLOSURE 8P 4MOD | Mini Opale is used as an interior and distribution enclosure up to 63A. It is used as: an extension enclosure for individual and collective housing a final distribution enclosure in tertiary buildings. Mini Opale is made up of:, • a back with an integrated symmetrical rail , • 1 clip-on, sealable cover | Width in number of modular spacings | 4
| 87 | Electrical Distribution (LV) | Distribution Box and Enclosure | Enclosures | MINI OPALE ENCLOSURE 8P 4MOD | 2219846 | 13394 | SCHNEIDER ELECTRIC | 605 | https://pim-kvc.soneparsea.com:3443/PictureServer/default.aspx/schneider-13394.jpg?A3889C9397807479A2A1C7A8BAA5959DB4AAC672836A636D8473BEB5B9 | https://pim-kvc.soneparsea.com:3443/PictureServer/default.aspx/schneider-13394.pdf?A3889C9397807479A2A1C7A8BAA5959DB4AAC672836A636D8473C4A9B8 | MINI OPALE ENCLOSURE 8P 4MOD | Mini Opale is used as an interior and distribution enclosure up to 63A. It is used as: an extension enclosure for individual and collective housing a final distribution enclosure in tertiary buildings. Mini Opale is made up of:, • a back with an integrated symmetrical rail , • 1 clip-on, sealable cover | Type of cover | Cover
| 87 | Electrical Distribution (LV) | Distribution Box and Enclosure | Enclosures | MINI OPALE ENCLOSURE 8P 4MOD | 2219846 | 13394 | SCHNEIDER ELECTRIC | 605 | https://pim-kvc.soneparsea.com:3443/PictureServer/default.aspx/schneider-13394.jpg?A3889C9397807479A2A1C7A8BAA5959DB4AAC672836A636D8473BEB5B9 | https://pim-kvc.soneparsea.com:3443/PictureServer/default.aspx/schneider-13394.pdf?A3889C9397807479A2A1C7A8BAA5959DB4AAC672836A636D8473C4A9B8 | MINI OPALE ENCLOSURE 8P 4MOD | Mini Opale is used as an interior and distribution enclosure up to 63A. It is used as: an extension enclosure for individual and collective housing a final distribution enclosure in tertiary buildings. Mini Opale is made up of:, • a back with an integrated symmetrical rail , • 1 clip-on, sealable cover | Cover model | With notch
| 87 | Electrical Distribution (LV) | Distribution Box and Enclosure | Enclosures | MINI OPALE ENCLOSURE 8P 4MOD | 2219846 | 13394 | SCHNEIDER ELECTRIC | 605 | https://pim-kvc.soneparsea.com:3443/PictureServer/default.aspx/schneider-13394.jpg?A3889C9397807479A2A1C7A8BAA5959DB4AAC672836A636D8473BEB5B9 | https://pim-kvc.soneparsea.com:3443/PictureServer/default.aspx/schneider-13394.pdf?A3889C9397807479A2A1C7A8BAA5959DB4AAC672836A636D8473C4A9B8 | MINI OPALE ENCLOSURE 8P 4MOD | Mini Opale is used as an interior and distribution enclosure up to 63A. It is used as: an extension enclosure for individual and collective housing a final distribution enclosure in tertiary buildings. Mini Opale is made up of:, • a back with an integrated symmetrical rail , • 1 clip-on, sealable cover | Transparent cover/door | no
| 87 | Electrical Distribution (LV) | Distribution Box and Enclosure | Enclosures | MINI OPALE ENCLOSURE 8P 4MOD | 2219846 | 13394 | SCHNEIDER ELECTRIC | 605 | https://pim-kvc.soneparsea.com:3443/PictureServer/default.aspx/schneider-13394.jpg?A3889C9397807479A2A1C7A8BAA5959DB4AAC672836A636D8473BEB5B9 | https://pim-kvc.soneparsea.com:3443/PictureServer/default.aspx/schneider-13394.pdf?A3889C9397807479A2A1C7A8BAA5959DB4AAC672836A636D8473C4A9B8 | MINI OPALE ENCLOSURE 8P 4MOD | Mini Opale is used as an interior and distribution enclosure up to 63A. It is used as: an extension enclosure for individual and collective housing a final distribution enclosure in tertiary buildings. Mini Opale is made up of:, • a back with an integrated symmetrical rail , • 1 clip-on, sealable cover | Material housing | Plastic
| 87 | Electrical Distribution (LV) | Distribution Box and Enclosure | Enclosures | MINI OPALE ENCLOSURE 8P 4MOD | 2219846 | 13394 | SCHNEIDER ELECTRIC | 605 | https://pim-kvc.soneparsea.com:3443/PictureServer/default.aspx/schneider-13394.jpg?A3889C9397807479A2A1C7A8BAA5959DB4AAC672836A636D8473BEB5B9 | https://pim-kvc.soneparsea.com:3443/PictureServer/default.aspx/schneider-13394.pdf?A3889C9397807479A2A1C7A8BAA5959DB4AAC672836A636D8473C4A9B8 | MINI OPALE ENCLOSURE 8P 4MOD | Mini Opale is used as an interior and distribution enclosure up to 63A. It is used as: an extension enclosure for individual and collective housing a final distribution enclosure in tertiary buildings. Mini Opale is made up of:, • a back with an integrated symmetrical rail , • 1 clip-on, sealable cover | Height | 130mm
| 87 | Electrical Distribution (LV) | Distribution Box and Enclosure | Enclosures | MINI OPALE ENCLOSURE 8P 4MOD | 2219846 | 13394 | SCHNEIDER ELECTRIC | 605 | https://pim-kvc.soneparsea.com:3443/PictureServer/default.aspx/schneider-13394.jpg?A3889C9397807479A2A1C7A8BAA5959DB4AAC672836A636D8473BEB5B9 | https://pim-kvc.soneparsea.com:3443/PictureServer/default.aspx/schneider-13394.pdf?A3889C9397807479A2A1C7A8BAA5959DB4AAC672836A636D8473C4A9B8 | MINI OPALE ENCLOSURE 8P 4MOD | Mini Opale is used as an interior and distribution enclosure up to 63A. It is used as: an extension enclosure for individual and collective housing a final distribution enclosure in tertiary buildings. Mini Opale is made up of:, • a back with an integrated symmetrical rail , • 1 clip-on, sealable cover | Width | 80mm
| 87 | Electrical Distribution (LV) | Distribution Box and Enclosure | Enclosures | MINI OPALE ENCLOSURE 8P 4MOD | 2219846 | 13394 | SCHNEIDER ELECTRIC | 605 | https://pim-kvc.soneparsea.com:3443/PictureServer/default.aspx/schneider-13394.jpg?A3889C9397807479A2A1C7A8BAA5959DB4AAC672836A636D8473BEB5B9 | https://pim-kvc.soneparsea.com:3443/PictureServer/default.aspx/schneider-13394.pdf?A3889C9397807479A2A1C7A8BAA5959DB4AAC672836A636D8473C4A9B8 | MINI OPALE ENCLOSURE 8P 4MOD | Mini Opale is used as an interior and distribution enclosure up to 63A. It is used as: an extension enclosure for individual and collective housing a final distribution enclosure in tertiary buildings. Mini Opale is made up of:, • a back with an integrated symmetrical rail , • 1 clip-on, sealable cover | Depth | 57mm
| 87 | Electrical Distribution (LV) | Distribution Box and Enclosure | Enclosures | MINI OPALE ENCLOSURE 8P 4MOD | 2219846 | 13394 | SCHNEIDER ELECTRIC | 605 | https://pim-kvc.soneparsea.com:3443/PictureServer/default.aspx/schneider-13394.jpg?A3889C9397807479A2A1C7A8BAA5959DB4AAC672836A636D8473BEB5B9 | https://pim-kvc.soneparsea.com:3443/PictureServer/default.aspx/schneider-13394.pdf?A3889C9397807479A2A1C7A8BAA5959DB4AAC672836A636D8473C4A9B8 | MINI OPALE ENCLOSURE 8P 4MOD | Mini Opale is used as an interior and distribution enclosure up to 63A. It is used as: an extension enclosure for individual and collective housing a final distribution enclosure in tertiary buildings. Mini Opale is made up of:, • a back with an integrated symmetrical rail , • 1 clip-on, sealable cover | Built-in depth | 0mm
| 87 | Electrical Distribution (LV) | Distribution Box and Enclosure | Enclosures | MINI OPALE ENCLOSURE 8P 4MOD | 2219846 | 13394 | SCHNEIDER ELECTRIC | 605 | https://pim-kvc.soneparsea.com:3443/PictureServer/default.aspx/schneider-13394.jpg?A3889C9397807479A2A1C7A8BAA5959DB4AAC672836A636D8473BEB5B9 | https://pim-kvc.soneparsea.com:3443/PictureServer/default.aspx/schneider-13394.pdf?A3889C9397807479A2A1C7A8BAA5959DB4AAC672836A636D8473C4A9B8 | MINI OPALE ENCLOSURE 8P 4MOD | Mini Opale is used as an interior and distribution enclosure up to 63A. It is used as: an extension enclosure for individual and collective housing a final distribution enclosure in tertiary buildings. Mini Opale is made up of:, • a back with an integrated symmetrical rail , • 1 clip-on, sealable cover | Internal depth | 52mm
| 87 | Electrical Distribution (LV) | Distribution Box and Enclosure | Enclosures | MINI OPALE ENCLOSURE 8P 4MOD | 2219846 | 13394 | SCHNEIDER ELECTRIC | 605 | https://pim-kvc.soneparsea.com:3443/PictureServer/default.aspx/schneider-13394.jpg?A3889C9397807479A2A1C7A8BAA5959DB4AAC672836A636D8473BEB5B9 | https://pim-kvc.soneparsea.com:3443/PictureServer/default.aspx/schneider-13394.pdf?A3889C9397807479A2A1C7A8BAA5959DB4AAC672836A636D8473C4A9B8 | MINI OPALE ENCLOSURE 8P 4MOD | Mini Opale is used as an interior and distribution enclosure up to 63A. It is used as: an extension enclosure for individual and collective housing a final distribution enclosure in tertiary buildings. Mini Opale is made up of:, • a back with an integrated symmetrical rail , • 1 clip-on, sealable cover | Earthing terminal block | no
| 87 | Electrical Distribution (LV) | Distribution Box and Enclosure | Enclosures | MINI OPALE ENCLOSURE 8P 4MOD | 2219846 | 13394 | SCHNEIDER ELECTRIC | 605 | https://pim-kvc.soneparsea.com:3443/PictureServer/default.aspx/schneider-13394.jpg?A3889C9397807479A2A1C7A8BAA5959DB4AAC672836A636D8473BEB5B9 | https://pim-kvc.soneparsea.com:3443/PictureServer/default.aspx/schneider-13394.pdf?A3889C9397807479A2A1C7A8BAA5959DB4AAC672836A636D8473C4A9B8 | MINI OPALE ENCLOSURE 8P 4MOD | Mini Opale is used as an interior and distribution enclosure up to 63A. It is used as: an extension enclosure for individual and collective housing a final distribution enclosure in tertiary buildings. Mini Opale is made up of:, • a back with an integrated symmetrical rail , • 1 clip-on, sealable cover | Neutral terminal block | no
| 87 | Electrical Distribution (LV) | Distribution Box and Enclosure | Enclosures | MINI OPALE ENCLOSURE 8P 4MOD | 2219846 | 13394 | SCHNEIDER ELECTRIC | 605 | https://pim-kvc.soneparsea.com:3443/PictureServer/default.aspx/schneider-13394.jpg?A3889C9397807479A2A1C7A8BAA5959DB4AAC672836A636D8473BEB5B9 | https://pim-kvc.soneparsea.com:3443/PictureServer/default.aspx/schneider-13394.pdf?A3889C9397807479A2A1C7A8BAA5959DB4AAC672836A636D8473C4A9B8 | MINI OPALE ENCLOSURE 8P 4MOD | Mini Opale is used as an interior and distribution enclosure up to 63A. It is used as: an extension enclosure for individual and collective housing a final distribution enclosure in tertiary buildings. Mini Opale is made up of:, • a back with an integrated symmetrical rail , • 1 clip-on, sealable cover | DIN-rail | yes
| 87 | Electrical Distribution (LV) | Distribution Box and Enclosure | Enclosures | MINI OPALE ENCLOSURE 8P 4MOD | 2219846 | 13394 | SCHNEIDER ELECTRIC | 605 | https://pim-kvc.soneparsea.com:3443/PictureServer/default.aspx/schneider-13394.jpg?A3889C9397807479A2A1C7A8BAA5959DB4AAC672836A636D8473BEB5B9 | https://pim-kvc.soneparsea.com:3443/PictureServer/default.aspx/schneider-13394.pdf?A3889C9397807479A2A1C7A8BAA5959DB4AAC672836A636D8473C4A9B8 | MINI OPALE ENCLOSURE 8P 4MOD | Mini Opale is used as an interior and distribution enclosure up to 63A. It is used as: an extension enclosure for individual and collective housing a final distribution enclosure in tertiary buildings. Mini Opale is made up of:, • a back with an integrated symmetrical rail , • 1 clip-on, sealable cover | With mounting plate | no
| 87 | Electrical Distribution (LV) | Distribution Box and Enclosure | Enclosures | MINI OPALE ENCLOSURE 8P 4MOD | 2219846 | 13394 | SCHNEIDER ELECTRIC | 605 | https://pim-kvc.soneparsea.com:3443/PictureServer/default.aspx/schneider-13394.jpg?A3889C9397807479A2A1C7A8BAA5959DB4AAC672836A636D8473BEB5B9 | https://pim-kvc.soneparsea.com:3443/PictureServer/default.aspx/schneider-13394.pdf?A3889C9397807479A2A1C7A8BAA5959DB4AAC672836A636D8473C4A9B8 | MINI OPALE ENCLOSURE 8P 4MOD | Mini Opale is used as an interior and distribution enclosure up to 63A. It is used as: an extension enclosure for individual and collective housing a final distribution enclosure in tertiary buildings. Mini Opale is made up of:, • a back with an integrated symmetrical rail , • 1 clip-on, sealable cover | Extension possible | no
| 87 | Electrical Distribution (LV) | Distribution Box and Enclosure | Enclosures | MINI OPALE ENCLOSURE 8P 4MOD | 2219846 | 13394 | SCHNEIDER ELECTRIC | 605 | https://pim-kvc.soneparsea.com:3443/PictureServer/default.aspx/schneider-13394.jpg?A3889C9397807479A2A1C7A8BAA5959DB4AAC672836A636D8473BEB5B9 | https://pim-kvc.soneparsea.com:3443/PictureServer/default.aspx/schneider-13394.pdf?A3889C9397807479A2A1C7A8BAA5959DB4AAC672836A636D8473C4A9B8 | MINI OPALE ENCLOSURE 8P 4MOD | Mini Opale is used as an interior and distribution enclosure up to 63A. It is used as: an extension enclosure for individual and collective housing a final distribution enclosure in tertiary buildings. Mini Opale is made up of:, • a back with an integrated symmetrical rail , • 1 clip-on, sealable cover | EMC-version | no
| 87 | Electrical Distribution (LV) | Distribution Box and Enclosure | Enclosures | MINI OPALE ENCLOSURE 8P 4MOD | 2219846 | 13394 | SCHNEIDER ELECTRIC | 605 | https://pim-kvc.soneparsea.com:3443/PictureServer/default.aspx/schneider-13394.jpg?A3889C9397807479A2A1C7A8BAA5959DB4AAC672836A636D8473BEB5B9 | https://pim-kvc.soneparsea.com:3443/PictureServer/default.aspx/schneider-13394.pdf?A3889C9397807479A2A1C7A8BAA5959DB4AAC672836A636D8473C4A9B8 | MINI OPALE ENCLOSURE 8P 4MOD | Mini Opale is used as an interior and distribution enclosure up to 63A. It is used as: an extension enclosure for individual and collective housing a final distribution enclosure in tertiary buildings. Mini Opale is made up of:, • a back with an integrated symmetrical rail , • 1 clip-on, sealable cover | Colour | White
| 87 | Electrical Distribution (LV) | Distribution Box and Enclosure | Enclosures | MINI OPALE ENCLOSURE 8P 4MOD | 2219846 | 13394 | SCHNEIDER ELECTRIC | 605 | https://pim-kvc.soneparsea.com:3443/PictureServer/default.aspx/schneider-13394.jpg?A3889C9397807479A2A1C7A8BAA5959DB4AAC672836A636D8473BEB5B9 | https://pim-kvc.soneparsea.com:3443/PictureServer/default.aspx/schneider-13394.pdf?A3889C9397807479A2A1C7A8BAA5959DB4AAC672836A636D8473C4A9B8 | MINI OPALE ENCLOSURE 8P 4MOD | Mini Opale is used as an interior and distribution enclosure up to 63A. It is used as: an extension enclosure for individual and collective housing a final distribution enclosure in tertiary buildings. Mini Opale is made up of:, • a back with an integrated symmetrical rail , • 1 clip-on, sealable cover | RAL-number | 9003
| 88 | Electrical Distribution (LV) | Power Meter | Energy Meter | PM5330POWERMETER 31H CL0.5 4T 2-IO 2REL | 2220229 | METSEPM5330 | SCHNEIDER ELECTRIC | 41100 | https://pim-kvc.soneparsea.com:3443/PictureServer/default.aspx/schneider-METSEPM5330_Image1.jpg?A3889C9397807479A2A1C7A8BAA5959DB4AAC6729F7C84879595A17A856A609399B2B5ACB7685E9EC0AC | https://pim-kvc.soneparsea.com:3443/PictureServer/default.aspx/SCHNEIDER-METSEPM5330.pdf?A3889C9397807479A2A1A7889A85757D948AA6729F7C84879595A17A856A6062C0A9BA | PM5330POWERMETER 31H CL0.5 4T 2-IO 2REL | PowerLogic PM5000 series power meters provide affordable, precision metering. They are ideal for high-end cost management applications, and deliver the measurement and accuracy capabilities (Class 0.2S (PM5500 models) and 0.5S (PM5100, PM5300 models) for active energy metering to allocate energy usage, perform tenant metering and sub-billing, pin-point energy savings, optimize equipment efficiency and utilization, and perform a high level assessment of the power quality in an electrical network. | Type of meter | Electronic
| 88 | Electrical Distribution (LV) | Power Meter | Energy Meter | PM5330POWERMETER 31H CL0.5 4T 2-IO 2REL | 2220229 | METSEPM5330 | SCHNEIDER ELECTRIC | 41100 | https://pim-kvc.soneparsea.com:3443/PictureServer/default.aspx/schneider-METSEPM5330_Image1.jpg?A3889C9397807479A2A1C7A8BAA5959DB4AAC6729F7C84879595A17A856A609399B2B5ACB7685E9EC0AC | https://pim-kvc.soneparsea.com:3443/PictureServer/default.aspx/SCHNEIDER-METSEPM5330.pdf?A3889C9397807479A2A1A7889A85757D948AA6729F7C84879595A17A856A6062C0A9BA | PM5330POWERMETER 31H CL0.5 4T 2-IO 2REL | PowerLogic PM5000 series power meters provide affordable, precision metering. They are ideal for high-end cost management applications, and deliver the measurement and accuracy capabilities (Class 0.2S (PM5500 models) and 0.5S (PM5100, PM5300 models) for active energy metering to allocate energy usage, perform tenant metering and sub-billing, pin-point energy savings, optimize equipment efficiency and utilization, and perform a high level assessment of the power quality in an electrical network. | Nominal current (In) | 5A
| 88 | Electrical Distribution (LV) | Power Meter | Energy Meter | PM5330POWERMETER 31H CL0.5 4T 2-IO 2REL | 2220229 | METSEPM5330 | SCHNEIDER ELECTRIC | 41100 | https://pim-kvc.soneparsea.com:3443/PictureServer/default.aspx/schneider-METSEPM5330_Image1.jpg?A3889C9397807479A2A1C7A8BAA5959DB4AAC6729F7C84879595A17A856A609399B2B5ACB7685E9EC0AC | https://pim-kvc.soneparsea.com:3443/PictureServer/default.aspx/SCHNEIDER-METSEPM5330.pdf?A3889C9397807479A2A1A7889A85757D948AA6729F7C84879595A17A856A6062C0A9BA | PM5330POWERMETER 31H CL0.5 4T 2-IO 2REL | PowerLogic PM5000 series power meters provide affordable, precision metering. They are ideal for high-end cost management applications, and deliver the measurement and accuracy capabilities (Class 0.2S (PM5500 models) and 0.5S (PM5100, PM5300 models) for active energy metering to allocate energy usage, perform tenant metering and sub-billing, pin-point energy savings, optimize equipment efficiency and utilization, and perform a high level assessment of the power quality in an electrical network. | Max. current (Imax) | 8.5A
| 88 | Electrical Distribution (LV) | Power Meter | Energy Meter | PM5330POWERMETER 31H CL0.5 4T 2-IO 2REL | 2220229 | METSEPM5330 | SCHNEIDER ELECTRIC | 41100 | https://pim-kvc.soneparsea.com:3443/PictureServer/default.aspx/schneider-METSEPM5330_Image1.jpg?A3889C9397807479A2A1C7A8BAA5959DB4AAC6729F7C84879595A17A856A609399B2B5ACB7685E9EC0AC | https://pim-kvc.soneparsea.com:3443/PictureServer/default.aspx/SCHNEIDER-METSEPM5330.pdf?A3889C9397807479A2A1A7889A85757D948AA6729F7C84879595A17A856A6062C0A9BA | PM5330POWERMETER 31H CL0.5 4T 2-IO 2REL | PowerLogic PM5000 series power meters provide affordable, precision metering. They are ideal for high-end cost management applications, and deliver the measurement and accuracy capabilities (Class 0.2S (PM5500 models) and 0.5S (PM5100, PM5300 models) for active energy metering to allocate energy usage, perform tenant metering and sub-billing, pin-point energy savings, optimize equipment efficiency and utilization, and perform a high level assessment of the power quality in an electrical network. | Nominal voltage (Un) N-L | 20...400V
| 88 | Electrical Distribution (LV) | Power Meter | Energy Meter | PM5330POWERMETER 31H CL0.5 4T 2-IO 2REL | 2220229 | METSEPM5330 | SCHNEIDER ELECTRIC | 41100 | https://pim-kvc.soneparsea.com:3443/PictureServer/default.aspx/schneider-METSEPM5330_Image1.jpg?A3889C9397807479A2A1C7A8BAA5959DB4AAC6729F7C84879595A17A856A609399B2B5ACB7685E9EC0AC | https://pim-kvc.soneparsea.com:3443/PictureServer/default.aspx/SCHNEIDER-METSEPM5330.pdf?A3889C9397807479A2A1A7889A85757D948AA6729F7C84879595A17A856A6062C0A9BA | PM5330POWERMETER 31H CL0.5 4T 2-IO 2REL | PowerLogic PM5000 series power meters provide affordable, precision metering. They are ideal for high-end cost management applications, and deliver the measurement and accuracy capabilities (Class 0.2S (PM5500 models) and 0.5S (PM5100, PM5300 models) for active energy metering to allocate energy usage, perform tenant metering and sub-billing, pin-point energy savings, optimize equipment efficiency and utilization, and perform a high level assessment of the power quality in an electrical network. | Nominal voltage (Un) L-L | 35...690V
| 88 | Electrical Distribution (LV) | Power Meter | Energy Meter | PM5330POWERMETER 31H CL0.5 4T 2-IO 2REL | 2220229 | METSEPM5330 | SCHNEIDER ELECTRIC | 41100 | https://pim-kvc.soneparsea.com:3443/PictureServer/default.aspx/schneider-METSEPM5330_Image1.jpg?A3889C9397807479A2A1C7A8BAA5959DB4AAC6729F7C84879595A17A856A609399B2B5ACB7685E9EC0AC | https://pim-kvc.soneparsea.com:3443/PictureServer/default.aspx/SCHNEIDER-METSEPM5330.pdf?A3889C9397807479A2A1A7889A85757D948AA6729F7C84879595A17A856A6062C0A9BA | PM5330POWERMETER 31H CL0.5 4T 2-IO 2REL | PowerLogic PM5000 series power meters provide affordable, precision metering. They are ideal for high-end cost management applications, and deliver the measurement and accuracy capabilities (Class 0.2S (PM5500 models) and 0.5S (PM5100, PM5300 models) for active energy metering to allocate energy usage, perform tenant metering and sub-billing, pin-point energy savings, optimize equipment efficiency and utilization, and perform a high level assessment of the power quality in an electrical network. | Frequency | 45...65Hz
| 88 | Electrical Distribution (LV) | Power Meter | Energy Meter | PM5330POWERMETER 31H CL0.5 4T 2-IO 2REL | 2220229 | METSEPM5330 | SCHNEIDER ELECTRIC | 41100 | https://pim-kvc.soneparsea.com:3443/PictureServer/default.aspx/schneider-METSEPM5330_Image1.jpg?A3889C9397807479A2A1C7A8BAA5959DB4AAC6729F7C84879595A17A856A609399B2B5ACB7685E9EC0AC | https://pim-kvc.soneparsea.com:3443/PictureServer/default.aspx/SCHNEIDER-METSEPM5330.pdf?A3889C9397807479A2A1A7889A85757D948AA6729F7C84879595A17A856A6062C0A9BA | PM5330POWERMETER 31H CL0.5 4T 2-IO 2REL | PowerLogic PM5000 series power meters provide affordable, precision metering. They are ideal for high-end cost management applications, and deliver the measurement and accuracy capabilities (Class 0.2S (PM5500 models) and 0.5S (PM5100, PM5300 models) for active energy metering to allocate energy usage, perform tenant metering and sub-billing, pin-point energy savings, optimize equipment efficiency and utilization, and perform a high level assessment of the power quality in an electrical network. | Accuracy class | C
| 88 | Electrical Distribution (LV) | Power Meter | Energy Meter | PM5330POWERMETER 31H CL0.5 4T 2-IO 2REL | 2220229 | METSEPM5330 | SCHNEIDER ELECTRIC | 41100 | https://pim-kvc.soneparsea.com:3443/PictureServer/default.aspx/schneider-METSEPM5330_Image1.jpg?A3889C9397807479A2A1C7A8BAA5959DB4AAC6729F7C84879595A17A856A609399B2B5ACB7685E9EC0AC | https://pim-kvc.soneparsea.com:3443/PictureServer/default.aspx/SCHNEIDER-METSEPM5330.pdf?A3889C9397807479A2A1A7889A85757D948AA6729F7C84879595A17A856A6062C0A9BA | PM5330POWERMETER 31H CL0.5 4T 2-IO 2REL | PowerLogic PM5000 series power meters provide affordable, precision metering. They are ideal for high-end cost management applications, and deliver the measurement and accuracy capabilities (Class 0.2S (PM5500 models) and 0.5S (PM5100, PM5300 models) for active energy metering to allocate energy usage, perform tenant metering and sub-billing, pin-point energy savings, optimize equipment efficiency and utilization, and perform a high level assessment of the power quality in an electrical network. | Pole type | Three conductor
| 88 | Electrical Distribution (LV) | Power Meter | Energy Meter | PM5330POWERMETER 31H CL0.5 4T 2-IO 2REL | 2220229 | METSEPM5330 | SCHNEIDER ELECTRIC | 41100 | https://pim-kvc.soneparsea.com:3443/PictureServer/default.aspx/schneider-METSEPM5330_Image1.jpg?A3889C9397807479A2A1C7A8BAA5959DB4AAC6729F7C84879595A17A856A609399B2B5ACB7685E9EC0AC | https://pim-kvc.soneparsea.com:3443/PictureServer/default.aspx/SCHNEIDER-METSEPM5330.pdf?A3889C9397807479A2A1A7889A85757D948AA6729F7C84879595A17A856A6062C0A9BA | PM5330POWERMETER 31H CL0.5 4T 2-IO 2REL | PowerLogic PM5000 series power meters provide affordable, precision metering. They are ideal for high-end cost management applications, and deliver the measurement and accuracy capabilities (Class 0.2S (PM5500 models) and 0.5S (PM5100, PM5300 models) for active energy metering to allocate energy usage, perform tenant metering and sub-billing, pin-point energy savings, optimize equipment efficiency and utilization, and perform a high level assessment of the power quality in an electrical network. | Model | Measurement transformer
| 88 | Electrical Distribution (LV) | Power Meter | Energy Meter | PM5330POWERMETER 31H CL0.5 4T 2-IO 2REL | 2220229 | METSEPM5330 | SCHNEIDER ELECTRIC | 41100 | https://pim-kvc.soneparsea.com:3443/PictureServer/default.aspx/schneider-METSEPM5330_Image1.jpg?A3889C9397807479A2A1C7A8BAA5959DB4AAC6729F7C84879595A17A856A609399B2B5ACB7685E9EC0AC | https://pim-kvc.soneparsea.com:3443/PictureServer/default.aspx/SCHNEIDER-METSEPM5330.pdf?A3889C9397807479A2A1A7889A85757D948AA6729F7C84879595A17A856A6062C0A9BA | PM5330POWERMETER 31H CL0.5 4T 2-IO 2REL | PowerLogic PM5000 series power meters provide affordable, precision metering. They are ideal for high-end cost management applications, and deliver the measurement and accuracy capabilities (Class 0.2S (PM5500 models) and 0.5S (PM5100, PM5300 models) for active energy metering to allocate energy usage, perform tenant metering and sub-billing, pin-point energy savings, optimize equipment efficiency and utilization, and perform a high level assessment of the power quality in an electrical network. | Energy type | Effective power and blind power
| 88 | Electrical Distribution (LV) | Power Meter | Energy Meter | PM5330POWERMETER 31H CL0.5 4T 2-IO 2REL | 2220229 | METSEPM5330 | SCHNEIDER ELECTRIC | 41100 | https://pim-kvc.soneparsea.com:3443/PictureServer/default.aspx/schneider-METSEPM5330_Image1.jpg?A3889C9397807479A2A1C7A8BAA5959DB4AAC6729F7C84879595A17A856A609399B2B5ACB7685E9EC0AC | https://pim-kvc.soneparsea.com:3443/PictureServer/default.aspx/SCHNEIDER-METSEPM5330.pdf?A3889C9397807479A2A1A7889A85757D948AA6729F7C84879595A17A856A6062C0A9BA | PM5330POWERMETER 31H CL0.5 4T 2-IO 2REL | PowerLogic PM5000 series power meters provide affordable, precision metering. They are ideal for high-end cost management applications, and deliver the measurement and accuracy capabilities (Class 0.2S (PM5500 models) and 0.5S (PM5100, PM5300 models) for active energy metering to allocate energy usage, perform tenant metering and sub-billing, pin-point energy savings, optimize equipment efficiency and utilization, and perform a high level assessment of the power quality in an electrical network. | Suitable for | Purchase
| 88 | Electrical Distribution (LV) | Power Meter | Energy Meter | PM5330POWERMETER 31H CL0.5 4T 2-IO 2REL | 2220229 | METSEPM5330 | SCHNEIDER ELECTRIC | 41100 | https://pim-kvc.soneparsea.com:3443/PictureServer/default.aspx/schneider-METSEPM5330_Image1.jpg?A3889C9397807479A2A1C7A8BAA5959DB4AAC6729F7C84879595A17A856A609399B2B5ACB7685E9EC0AC | https://pim-kvc.soneparsea.com:3443/PictureServer/default.aspx/SCHNEIDER-METSEPM5330.pdf?A3889C9397807479A2A1A7889A85757D948AA6729F7C84879595A17A856A6062C0A9BA | PM5330POWERMETER 31H CL0.5 4T 2-IO 2REL | PowerLogic PM5000 series power meters provide affordable, precision metering. They are ideal for high-end cost management applications, and deliver the measurement and accuracy capabilities (Class 0.2S (PM5500 models) and 0.5S (PM5100, PM5300 models) for active energy metering to allocate energy usage, perform tenant metering and sub-billing, pin-point energy savings, optimize equipment efficiency and utilization, and perform a high level assessment of the power quality in an electrical network. | Tariff type | Multi-tariff
| 88 | Electrical Distribution (LV) | Power Meter | Energy Meter | PM5330POWERMETER 31H CL0.5 4T 2-IO 2REL | 2220229 | METSEPM5330 | SCHNEIDER ELECTRIC | 41100 | https://pim-kvc.soneparsea.com:3443/PictureServer/default.aspx/schneider-METSEPM5330_Image1.jpg?A3889C9397807479A2A1C7A8BAA5959DB4AAC6729F7C84879595A17A856A609399B2B5ACB7685E9EC0AC | https://pim-kvc.soneparsea.com:3443/PictureServer/default.aspx/SCHNEIDER-METSEPM5330.pdf?A3889C9397807479A2A1A7889A85757D948AA6729F7C84879595A17A856A6062C0A9BA | PM5330POWERMETER 31H CL0.5 4T 2-IO 2REL | PowerLogic PM5000 series power meters provide affordable, precision metering. They are ideal for high-end cost management applications, and deliver the measurement and accuracy capabilities (Class 0.2S (PM5500 models) and 0.5S (PM5100, PM5300 models) for active energy metering to allocate energy usage, perform tenant metering and sub-billing, pin-point energy savings, optimize equipment efficiency and utilization, and perform a high level assessment of the power quality in an electrical network. | Tariff control | External
| 88 | Electrical Distribution (LV) | Power Meter | Energy Meter | PM5330POWERMETER 31H CL0.5 4T 2-IO 2REL | 2220229 | METSEPM5330 | SCHNEIDER ELECTRIC | 41100 | https://pim-kvc.soneparsea.com:3443/PictureServer/default.aspx/schneider-METSEPM5330_Image1.jpg?A3889C9397807479A2A1C7A8BAA5959DB4AAC6729F7C84879595A17A856A609399B2B5ACB7685E9EC0AC | https://pim-kvc.soneparsea.com:3443/PictureServer/default.aspx/SCHNEIDER-METSEPM5330.pdf?A3889C9397807479A2A1A7889A85757D948AA6729F7C84879595A17A856A6062C0A9BA | PM5330POWERMETER 31H CL0.5 4T 2-IO 2REL | PowerLogic PM5000 series power meters provide affordable, precision metering. They are ideal for high-end cost management applications, and deliver the measurement and accuracy capabilities (Class 0.2S (PM5500 models) and 0.5S (PM5100, PM5300 models) for active energy metering to allocate energy usage, perform tenant metering and sub-billing, pin-point energy savings, optimize equipment efficiency and utilization, and perform a high level assessment of the power quality in an electrical network. | Measurement type load profile | yes
| 88 | Electrical Distribution (LV) | Power Meter | Energy Meter | PM5330POWERMETER 31H CL0.5 4T 2-IO 2REL | 2220229 | METSEPM5330 | SCHNEIDER ELECTRIC | 41100 | https://pim-kvc.soneparsea.com:3443/PictureServer/default.aspx/schneider-METSEPM5330_Image1.jpg?A3889C9397807479A2A1C7A8BAA5959DB4AAC6729F7C84879595A17A856A609399B2B5ACB7685E9EC0AC | https://pim-kvc.soneparsea.com:3443/PictureServer/default.aspx/SCHNEIDER-METSEPM5330.pdf?A3889C9397807479A2A1A7889A85757D948AA6729F7C84879595A17A856A6062C0A9BA | PM5330POWERMETER 31H CL0.5 4T 2-IO 2REL | PowerLogic PM5000 series power meters provide affordable, precision metering. They are ideal for high-end cost management applications, and deliver the measurement and accuracy capabilities (Class 0.2S (PM5500 models) and 0.5S (PM5100, PM5300 models) for active energy metering to allocate energy usage, perform tenant metering and sub-billing, pin-point energy savings, optimize equipment efficiency and utilization, and perform a high level assessment of the power quality in an electrical network. | Escapement mechanism | no
| 88 | Electrical Distribution (LV) | Power Meter | Energy Meter | PM5330POWERMETER 31H CL0.5 4T 2-IO 2REL | 2220229 | METSEPM5330 | SCHNEIDER ELECTRIC | 41100 | https://pim-kvc.soneparsea.com:3443/PictureServer/default.aspx/schneider-METSEPM5330_Image1.jpg?A3889C9397807479A2A1C7A8BAA5959DB4AAC6729F7C84879595A17A856A609399B2B5ACB7685E9EC0AC | https://pim-kvc.soneparsea.com:3443/PictureServer/default.aspx/SCHNEIDER-METSEPM5330.pdf?A3889C9397807479A2A1A7889A85757D948AA6729F7C84879595A17A856A6062C0A9BA | PM5330POWERMETER 31H CL0.5 4T 2-IO 2REL | PowerLogic PM5000 series power meters provide affordable, precision metering. They are ideal for high-end cost management applications, and deliver the measurement and accuracy capabilities (Class 0.2S (PM5500 models) and 0.5S (PM5100, PM5300 models) for active energy metering to allocate energy usage, perform tenant metering and sub-billing, pin-point energy savings, optimize equipment efficiency and utilization, and perform a high level assessment of the power quality in an electrical network. | Calibrated | no
| 88 | Electrical Distribution (LV) | Power Meter | Energy Meter | PM5330POWERMETER 31H CL0.5 4T 2-IO 2REL | 2220229 | METSEPM5330 | SCHNEIDER ELECTRIC | 41100 | https://pim-kvc.soneparsea.com:3443/PictureServer/default.aspx/schneider-METSEPM5330_Image1.jpg?A3889C9397807479A2A1C7A8BAA5959DB4AAC6729F7C84879595A17A856A609399B2B5ACB7685E9EC0AC | https://pim-kvc.soneparsea.com:3443/PictureServer/default.aspx/SCHNEIDER-METSEPM5330.pdf?A3889C9397807479A2A1A7889A85757D948AA6729F7C84879595A17A856A6062C0A9BA | PM5330POWERMETER 31H CL0.5 4T 2-IO 2REL | PowerLogic PM5000 series power meters provide affordable, precision metering. They are ideal for high-end cost management applications, and deliver the measurement and accuracy capabilities (Class 0.2S (PM5500 models) and 0.5S (PM5100, PM5300 models) for active energy metering to allocate energy usage, perform tenant metering and sub-billing, pin-point energy savings, optimize equipment efficiency and utilization, and perform a high level assessment of the power quality in an electrical network. | Approval | Domestic
| 88 | Electrical Distribution (LV) | Power Meter | Energy Meter | PM5330POWERMETER 31H CL0.5 4T 2-IO 2REL | 2220229 | METSEPM5330 | SCHNEIDER ELECTRIC | 41100 | https://pim-kvc.soneparsea.com:3443/PictureServer/default.aspx/schneider-METSEPM5330_Image1.jpg?A3889C9397807479A2A1C7A8BAA5959DB4AAC6729F7C84879595A17A856A609399B2B5ACB7685E9EC0AC | https://pim-kvc.soneparsea.com:3443/PictureServer/default.aspx/SCHNEIDER-METSEPM5330.pdf?A3889C9397807479A2A1A7889A85757D948AA6729F7C84879595A17A856A6062C0A9BA | PM5330POWERMETER 31H CL0.5 4T 2-IO 2REL | PowerLogic PM5000 series power meters provide affordable, precision metering. They are ideal for high-end cost management applications, and deliver the measurement and accuracy capabilities (Class 0.2S (PM5500 models) and 0.5S (PM5100, PM5300 models) for active energy metering to allocate energy usage, perform tenant metering and sub-billing, pin-point energy savings, optimize equipment efficiency and utilization, and perform a high level assessment of the power quality in an electrical network. | Pulse output | Electrical
| 88 | Electrical Distribution (LV) | Power Meter | Energy Meter | PM5330POWERMETER 31H CL0.5 4T 2-IO 2REL | 2220229 | METSEPM5330 | SCHNEIDER ELECTRIC | 41100 | https://pim-kvc.soneparsea.com:3443/PictureServer/default.aspx/schneider-METSEPM5330_Image1.jpg?A3889C9397807479A2A1C7A8BAA5959DB4AAC6729F7C84879595A17A856A609399B2B5ACB7685E9EC0AC | https://pim-kvc.soneparsea.com:3443/PictureServer/default.aspx/SCHNEIDER-METSEPM5330.pdf?A3889C9397807479A2A1A7889A85757D948AA6729F7C84879595A17A856A6062C0A9BA | PM5330POWERMETER 31H CL0.5 4T 2-IO 2REL | PowerLogic PM5000 series power meters provide affordable, precision metering. They are ideal for high-end cost management applications, and deliver the measurement and accuracy capabilities (Class 0.2S (PM5500 models) and 0.5S (PM5100, PM5300 models) for active energy metering to allocate energy usage, perform tenant metering and sub-billing, pin-point energy savings, optimize equipment efficiency and utilization, and perform a high level assessment of the power quality in an electrical network. | Pulse type | S0
| 88 | Electrical Distribution (LV) | Power Meter | Energy Meter | PM5330POWERMETER 31H CL0.5 4T 2-IO 2REL | 2220229 | METSEPM5330 | SCHNEIDER ELECTRIC | 41100 | https://pim-kvc.soneparsea.com:3443/PictureServer/default.aspx/schneider-METSEPM5330_Image1.jpg?A3889C9397807479A2A1C7A8BAA5959DB4AAC6729F7C84879595A17A856A609399B2B5ACB7685E9EC0AC | https://pim-kvc.soneparsea.com:3443/PictureServer/default.aspx/SCHNEIDER-METSEPM5330.pdf?A3889C9397807479A2A1A7889A85757D948AA6729F7C84879595A17A856A6062C0A9BA | PM5330POWERMETER 31H CL0.5 4T 2-IO 2REL | PowerLogic PM5000 series power meters provide affordable, precision metering. They are ideal for high-end cost management applications, and deliver the measurement and accuracy capabilities (Class 0.2S (PM5500 models) and 0.5S (PM5100, PM5300 models) for active energy metering to allocate energy usage, perform tenant metering and sub-billing, pin-point energy savings, optimize equipment efficiency and utilization, and perform a high level assessment of the power quality in an electrical network. | Pulse rate | 1...9999999Imp/kWh (kvarh)
| 88 | Electrical Distribution (LV) | Power Meter | Energy Meter | PM5330POWERMETER 31H CL0.5 4T 2-IO 2REL | 2220229 | METSEPM5330 | SCHNEIDER ELECTRIC | 41100 | https://pim-kvc.soneparsea.com:3443/PictureServer/default.aspx/schneider-METSEPM5330_Image1.jpg?A3889C9397807479A2A1C7A8BAA5959DB4AAC6729F7C84879595A17A856A609399B2B5ACB7685E9EC0AC | https://pim-kvc.soneparsea.com:3443/PictureServer/default.aspx/SCHNEIDER-METSEPM5330.pdf?A3889C9397807479A2A1A7889A85757D948AA6729F7C84879595A17A856A6062C0A9BA | PM5330POWERMETER 31H CL0.5 4T 2-IO 2REL | PowerLogic PM5000 series power meters provide affordable, precision metering. They are ideal for high-end cost management applications, and deliver the measurement and accuracy capabilities (Class 0.2S (PM5500 models) and 0.5S (PM5100, PM5300 models) for active energy metering to allocate energy usage, perform tenant metering and sub-billing, pin-point energy savings, optimize equipment efficiency and utilization, and perform a high level assessment of the power quality in an electrical network. | Type of meter | Electronic
| 88 | Electrical Distribution (LV) | Power Meter | Energy Meter | PM5330POWERMETER 31H CL0.5 4T 2-IO 2REL | 2220229 | METSEPM5330 | SCHNEIDER ELECTRIC | 41100 | https://pim-kvc.soneparsea.com:3443/PictureServer/default.aspx/schneider-METSEPM5330_Image1.jpg?A3889C9397807479A2A1C7A8BAA5959DB4AAC6729F7C84879595A17A856A609399B2B5ACB7685E9EC0AC | https://pim-kvc.soneparsea.com:3443/PictureServer/default.aspx/SCHNEIDER-METSEPM5330.pdf?A3889C9397807479A2A1A7889A85757D948AA6729F7C84879595A17A856A6062C0A9BA | PM5330POWERMETER 31H CL0.5 4T 2-IO 2REL | PowerLogic PM5000 series power meters provide affordable, precision metering. They are ideal for high-end cost management applications, and deliver the measurement and accuracy capabilities (Class 0.2S (PM5500 models) and 0.5S (PM5100, PM5300 models) for active energy metering to allocate energy usage, perform tenant metering and sub-billing, pin-point energy savings, optimize equipment efficiency and utilization, and perform a high level assessment of the power quality in an electrical network. | Nominal current (In) | 5A
| 88 | Electrical Distribution (LV) | Power Meter | Energy Meter | PM5330POWERMETER 31H CL0.5 4T 2-IO 2REL | 2220229 | METSEPM5330 | SCHNEIDER ELECTRIC | 41100 | https://pim-kvc.soneparsea.com:3443/PictureServer/default.aspx/schneider-METSEPM5330_Image1.jpg?A3889C9397807479A2A1C7A8BAA5959DB4AAC6729F7C84879595A17A856A609399B2B5ACB7685E9EC0AC | https://pim-kvc.soneparsea.com:3443/PictureServer/default.aspx/SCHNEIDER-METSEPM5330.pdf?A3889C9397807479A2A1A7889A85757D948AA6729F7C84879595A17A856A6062C0A9BA | PM5330POWERMETER 31H CL0.5 4T 2-IO 2REL | PowerLogic PM5000 series power meters provide affordable, precision metering. They are ideal for high-end cost management applications, and deliver the measurement and accuracy capabilities (Class 0.2S (PM5500 models) and 0.5S (PM5100, PM5300 models) for active energy metering to allocate energy usage, perform tenant metering and sub-billing, pin-point energy savings, optimize equipment efficiency and utilization, and perform a high level assessment of the power quality in an electrical network. | Max. current (Imax) | 8.5A
| 88 | Electrical Distribution (LV) | Power Meter | Energy Meter | PM5330POWERMETER 31H CL0.5 4T 2-IO 2REL | 2220229 | METSEPM5330 | SCHNEIDER ELECTRIC | 41100 | https://pim-kvc.soneparsea.com:3443/PictureServer/default.aspx/schneider-METSEPM5330_Image1.jpg?A3889C9397807479A2A1C7A8BAA5959DB4AAC6729F7C84879595A17A856A609399B2B5ACB7685E9EC0AC | https://pim-kvc.soneparsea.com:3443/PictureServer/default.aspx/SCHNEIDER-METSEPM5330.pdf?A3889C9397807479A2A1A7889A85757D948AA6729F7C84879595A17A856A6062C0A9BA | PM5330POWERMETER 31H CL0.5 4T 2-IO 2REL | PowerLogic PM5000 series power meters provide affordable, precision metering. They are ideal for high-end cost management applications, and deliver the measurement and accuracy capabilities (Class 0.2S (PM5500 models) and 0.5S (PM5100, PM5300 models) for active energy metering to allocate energy usage, perform tenant metering and sub-billing, pin-point energy savings, optimize equipment efficiency and utilization, and perform a high level assessment of the power quality in an electrical network. | Nominal voltage (Un) N-L | 20...400V
| 88 | Electrical Distribution (LV) | Power Meter | Energy Meter | PM5330POWERMETER 31H CL0.5 4T 2-IO 2REL | 2220229 | METSEPM5330 | SCHNEIDER ELECTRIC | 41100 | https://pim-kvc.soneparsea.com:3443/PictureServer/default.aspx/schneider-METSEPM5330_Image1.jpg?A3889C9397807479A2A1C7A8BAA5959DB4AAC6729F7C84879595A17A856A609399B2B5ACB7685E9EC0AC | https://pim-kvc.soneparsea.com:3443/PictureServer/default.aspx/SCHNEIDER-METSEPM5330.pdf?A3889C9397807479A2A1A7889A85757D948AA6729F7C84879595A17A856A6062C0A9BA | PM5330POWERMETER 31H CL0.5 4T 2-IO 2REL | PowerLogic PM5000 series power meters provide affordable, precision metering. They are ideal for high-end cost management applications, and deliver the measurement and accuracy capabilities (Class 0.2S (PM5500 models) and 0.5S (PM5100, PM5300 models) for active energy metering to allocate energy usage, perform tenant metering and sub-billing, pin-point energy savings, optimize equipment efficiency and utilization, and perform a high level assessment of the power quality in an electrical network. | Nominal voltage (Un) L-L | 35...690V
| 88 | Electrical Distribution (LV) | Power Meter | Energy Meter | PM5330POWERMETER 31H CL0.5 4T 2-IO 2REL | 2220229 | METSEPM5330 | SCHNEIDER ELECTRIC | 41100 | https://pim-kvc.soneparsea.com:3443/PictureServer/default.aspx/schneider-METSEPM5330_Image1.jpg?A3889C9397807479A2A1C7A8BAA5959DB4AAC6729F7C84879595A17A856A609399B2B5ACB7685E9EC0AC | https://pim-kvc.soneparsea.com:3443/PictureServer/default.aspx/SCHNEIDER-METSEPM5330.pdf?A3889C9397807479A2A1A7889A85757D948AA6729F7C84879595A17A856A6062C0A9BA | PM5330POWERMETER 31H CL0.5 4T 2-IO 2REL | PowerLogic PM5000 series power meters provide affordable, precision metering. They are ideal for high-end cost management applications, and deliver the measurement and accuracy capabilities (Class 0.2S (PM5500 models) and 0.5S (PM5100, PM5300 models) for active energy metering to allocate energy usage, perform tenant metering and sub-billing, pin-point energy savings, optimize equipment efficiency and utilization, and perform a high level assessment of the power quality in an electrical network. | Frequency | 45...65Hz
| 88 | Electrical Distribution (LV) | Power Meter | Energy Meter | PM5330POWERMETER 31H CL0.5 4T 2-IO 2REL | 2220229 | METSEPM5330 | SCHNEIDER ELECTRIC | 41100 | https://pim-kvc.soneparsea.com:3443/PictureServer/default.aspx/schneider-METSEPM5330_Image1.jpg?A3889C9397807479A2A1C7A8BAA5959DB4AAC6729F7C84879595A17A856A609399B2B5ACB7685E9EC0AC | https://pim-kvc.soneparsea.com:3443/PictureServer/default.aspx/SCHNEIDER-METSEPM5330.pdf?A3889C9397807479A2A1A7889A85757D948AA6729F7C84879595A17A856A6062C0A9BA | PM5330POWERMETER 31H CL0.5 4T 2-IO 2REL | PowerLogic PM5000 series power meters provide affordable, precision metering. They are ideal for high-end cost management applications, and deliver the measurement and accuracy capabilities (Class 0.2S (PM5500 models) and 0.5S (PM5100, PM5300 models) for active energy metering to allocate energy usage, perform tenant metering and sub-billing, pin-point energy savings, optimize equipment efficiency and utilization, and perform a high level assessment of the power quality in an electrical network. | Accuracy class | C
| 88 | Electrical Distribution (LV) | Power Meter | Energy Meter | PM5330POWERMETER 31H CL0.5 4T 2-IO 2REL | 2220229 | METSEPM5330 | SCHNEIDER ELECTRIC | 41100 | https://pim-kvc.soneparsea.com:3443/PictureServer/default.aspx/schneider-METSEPM5330_Image1.jpg?A3889C9397807479A2A1C7A8BAA5959DB4AAC6729F7C84879595A17A856A609399B2B5ACB7685E9EC0AC | https://pim-kvc.soneparsea.com:3443/PictureServer/default.aspx/SCHNEIDER-METSEPM5330.pdf?A3889C9397807479A2A1A7889A85757D948AA6729F7C84879595A17A856A6062C0A9BA | PM5330POWERMETER 31H CL0.5 4T 2-IO 2REL | PowerLogic PM5000 series power meters provide affordable, precision metering. They are ideal for high-end cost management applications, and deliver the measurement and accuracy capabilities (Class 0.2S (PM5500 models) and 0.5S (PM5100, PM5300 models) for active energy metering to allocate energy usage, perform tenant metering and sub-billing, pin-point energy savings, optimize equipment efficiency and utilization, and perform a high level assessment of the power quality in an electrical network. | Pole type | Three conductor
| 88 | Electrical Distribution (LV) | Power Meter | Energy Meter | PM5330POWERMETER 31H CL0.5 4T 2-IO 2REL | 2220229 | METSEPM5330 | SCHNEIDER ELECTRIC | 41100 | https://pim-kvc.soneparsea.com:3443/PictureServer/default.aspx/schneider-METSEPM5330_Image1.jpg?A3889C9397807479A2A1C7A8BAA5959DB4AAC6729F7C84879595A17A856A609399B2B5ACB7685E9EC0AC | https://pim-kvc.soneparsea.com:3443/PictureServer/default.aspx/SCHNEIDER-METSEPM5330.pdf?A3889C9397807479A2A1A7889A85757D948AA6729F7C84879595A17A856A6062C0A9BA | PM5330POWERMETER 31H CL0.5 4T 2-IO 2REL | PowerLogic PM5000 series power meters provide affordable, precision metering. They are ideal for high-end cost management applications, and deliver the measurement and accuracy capabilities (Class 0.2S (PM5500 models) and 0.5S (PM5100, PM5300 models) for active energy metering to allocate energy usage, perform tenant metering and sub-billing, pin-point energy savings, optimize equipment efficiency and utilization, and perform a high level assessment of the power quality in an electrical network. | Model | Measurement transformer
| 88 | Electrical Distribution (LV) | Power Meter | Energy Meter | PM5330POWERMETER 31H CL0.5 4T 2-IO 2REL | 2220229 | METSEPM5330 | SCHNEIDER ELECTRIC | 41100 | https://pim-kvc.soneparsea.com:3443/PictureServer/default.aspx/schneider-METSEPM5330_Image1.jpg?A3889C9397807479A2A1C7A8BAA5959DB4AAC6729F7C84879595A17A856A609399B2B5ACB7685E9EC0AC | https://pim-kvc.soneparsea.com:3443/PictureServer/default.aspx/SCHNEIDER-METSEPM5330.pdf?A3889C9397807479A2A1A7889A85757D948AA6729F7C84879595A17A856A6062C0A9BA | PM5330POWERMETER 31H CL0.5 4T 2-IO 2REL | PowerLogic PM5000 series power meters provide affordable, precision metering. They are ideal for high-end cost management applications, and deliver the measurement and accuracy capabilities (Class 0.2S (PM5500 models) and 0.5S (PM5100, PM5300 models) for active energy metering to allocate energy usage, perform tenant metering and sub-billing, pin-point energy savings, optimize equipment efficiency and utilization, and perform a high level assessment of the power quality in an electrical network. | Energy type | Effective power and blind power
| 88 | Electrical Distribution (LV) | Power Meter | Energy Meter | PM5330POWERMETER 31H CL0.5 4T 2-IO 2REL | 2220229 | METSEPM5330 | SCHNEIDER ELECTRIC | 41100 | https://pim-kvc.soneparsea.com:3443/PictureServer/default.aspx/schneider-METSEPM5330_Image1.jpg?A3889C9397807479A2A1C7A8BAA5959DB4AAC6729F7C84879595A17A856A609399B2B5ACB7685E9EC0AC | https://pim-kvc.soneparsea.com:3443/PictureServer/default.aspx/SCHNEIDER-METSEPM5330.pdf?A3889C9397807479A2A1A7889A85757D948AA6729F7C84879595A17A856A6062C0A9BA | PM5330POWERMETER 31H CL0.5 4T 2-IO 2REL | PowerLogic PM5000 series power meters provide affordable, precision metering. They are ideal for high-end cost management applications, and deliver the measurement and accuracy capabilities (Class 0.2S (PM5500 models) and 0.5S (PM5100, PM5300 models) for active energy metering to allocate energy usage, perform tenant metering and sub-billing, pin-point energy savings, optimize equipment efficiency and utilization, and perform a high level assessment of the power quality in an electrical network. | Suitable for | Purchase
| 88 | Electrical Distribution (LV) | Power Meter | Energy Meter | PM5330POWERMETER 31H CL0.5 4T 2-IO 2REL | 2220229 | METSEPM5330 | SCHNEIDER ELECTRIC | 41100 | https://pim-kvc.soneparsea.com:3443/PictureServer/default.aspx/schneider-METSEPM5330_Image1.jpg?A3889C9397807479A2A1C7A8BAA5959DB4AAC6729F7C84879595A17A856A609399B2B5ACB7685E9EC0AC | https://pim-kvc.soneparsea.com:3443/PictureServer/default.aspx/SCHNEIDER-METSEPM5330.pdf?A3889C9397807479A2A1A7889A85757D948AA6729F7C84879595A17A856A6062C0A9BA | PM5330POWERMETER 31H CL0.5 4T 2-IO 2REL | PowerLogic PM5000 series power meters provide affordable, precision metering. They are ideal for high-end cost management applications, and deliver the measurement and accuracy capabilities (Class 0.2S (PM5500 models) and 0.5S (PM5100, PM5300 models) for active energy metering to allocate energy usage, perform tenant metering and sub-billing, pin-point energy savings, optimize equipment efficiency and utilization, and perform a high level assessment of the power quality in an electrical network. | Tariff type | Multi-tariff
| 88 | Electrical Distribution (LV) | Power Meter | Energy Meter | PM5330POWERMETER 31H CL0.5 4T 2-IO 2REL | 2220229 | METSEPM5330 | SCHNEIDER ELECTRIC | 41100 | https://pim-kvc.soneparsea.com:3443/PictureServer/default.aspx/schneider-METSEPM5330_Image1.jpg?A3889C9397807479A2A1C7A8BAA5959DB4AAC6729F7C84879595A17A856A609399B2B5ACB7685E9EC0AC | https://pim-kvc.soneparsea.com:3443/PictureServer/default.aspx/SCHNEIDER-METSEPM5330.pdf?A3889C9397807479A2A1A7889A85757D948AA6729F7C84879595A17A856A6062C0A9BA | PM5330POWERMETER 31H CL0.5 4T 2-IO 2REL | PowerLogic PM5000 series power meters provide affordable, precision metering. They are ideal for high-end cost management applications, and deliver the measurement and accuracy capabilities (Class 0.2S (PM5500 models) and 0.5S (PM5100, PM5300 models) for active energy metering to allocate energy usage, perform tenant metering and sub-billing, pin-point energy savings, optimize equipment efficiency and utilization, and perform a high level assessment of the power quality in an electrical network. | Tariff control | External
| 88 | Electrical Distribution (LV) | Power Meter | Energy Meter | PM5330POWERMETER 31H CL0.5 4T 2-IO 2REL | 2220229 | METSEPM5330 | SCHNEIDER ELECTRIC | 41100 | https://pim-kvc.soneparsea.com:3443/PictureServer/default.aspx/schneider-METSEPM5330_Image1.jpg?A3889C9397807479A2A1C7A8BAA5959DB4AAC6729F7C84879595A17A856A609399B2B5ACB7685E9EC0AC | https://pim-kvc.soneparsea.com:3443/PictureServer/default.aspx/SCHNEIDER-METSEPM5330.pdf?A3889C9397807479A2A1A7889A85757D948AA6729F7C84879595A17A856A6062C0A9BA | PM5330POWERMETER 31H CL0.5 4T 2-IO 2REL | PowerLogic PM5000 series power meters provide affordable, precision metering. They are ideal for high-end cost management applications, and deliver the measurement and accuracy capabilities (Class 0.2S (PM5500 models) and 0.5S (PM5100, PM5300 models) for active energy metering to allocate energy usage, perform tenant metering and sub-billing, pin-point energy savings, optimize equipment efficiency and utilization, and perform a high level assessment of the power quality in an electrical network. | Measurement type load profile | yes
| 88 | Electrical Distribution (LV) | Power Meter | Energy Meter | PM5330POWERMETER 31H CL0.5 4T 2-IO 2REL | 2220229 | METSEPM5330 | SCHNEIDER ELECTRIC | 41100 | https://pim-kvc.soneparsea.com:3443/PictureServer/default.aspx/schneider-METSEPM5330_Image1.jpg?A3889C9397807479A2A1C7A8BAA5959DB4AAC6729F7C84879595A17A856A609399B2B5ACB7685E9EC0AC | https://pim-kvc.soneparsea.com:3443/PictureServer/default.aspx/SCHNEIDER-METSEPM5330.pdf?A3889C9397807479A2A1A7889A85757D948AA6729F7C84879595A17A856A6062C0A9BA | PM5330POWERMETER 31H CL0.5 4T 2-IO 2REL | PowerLogic PM5000 series power meters provide affordable, precision metering. They are ideal for high-end cost management applications, and deliver the measurement and accuracy capabilities (Class 0.2S (PM5500 models) and 0.5S (PM5100, PM5300 models) for active energy metering to allocate energy usage, perform tenant metering and sub-billing, pin-point energy savings, optimize equipment efficiency and utilization, and perform a high level assessment of the power quality in an electrical network. | Escapement mechanism | no
| 88 | Electrical Distribution (LV) | Power Meter | Energy Meter | PM5330POWERMETER 31H CL0.5 4T 2-IO 2REL | 2220229 | METSEPM5330 | SCHNEIDER ELECTRIC | 41100 | https://pim-kvc.soneparsea.com:3443/PictureServer/default.aspx/schneider-METSEPM5330_Image1.jpg?A3889C9397807479A2A1C7A8BAA5959DB4AAC6729F7C84879595A17A856A609399B2B5ACB7685E9EC0AC | https://pim-kvc.soneparsea.com:3443/PictureServer/default.aspx/SCHNEIDER-METSEPM5330.pdf?A3889C9397807479A2A1A7889A85757D948AA6729F7C84879595A17A856A6062C0A9BA | PM5330POWERMETER 31H CL0.5 4T 2-IO 2REL | PowerLogic PM5000 series power meters provide affordable, precision metering. They are ideal for high-end cost management applications, and deliver the measurement and accuracy capabilities (Class 0.2S (PM5500 models) and 0.5S (PM5100, PM5300 models) for active energy metering to allocate energy usage, perform tenant metering and sub-billing, pin-point energy savings, optimize equipment efficiency and utilization, and perform a high level assessment of the power quality in an electrical network. | Calibrated | no
| 88 | Electrical Distribution (LV) | Power Meter | Energy Meter | PM5330POWERMETER 31H CL0.5 4T 2-IO 2REL | 2220229 | METSEPM5330 | SCHNEIDER ELECTRIC | 41100 | https://pim-kvc.soneparsea.com:3443/PictureServer/default.aspx/schneider-METSEPM5330_Image1.jpg?A3889C9397807479A2A1C7A8BAA5959DB4AAC6729F7C84879595A17A856A609399B2B5ACB7685E9EC0AC | https://pim-kvc.soneparsea.com:3443/PictureServer/default.aspx/SCHNEIDER-METSEPM5330.pdf?A3889C9397807479A2A1A7889A85757D948AA6729F7C84879595A17A856A6062C0A9BA | PM5330POWERMETER 31H CL0.5 4T 2-IO 2REL | PowerLogic PM5000 series power meters provide affordable, precision metering. They are ideal for high-end cost management applications, and deliver the measurement and accuracy capabilities (Class 0.2S (PM5500 models) and 0.5S (PM5100, PM5300 models) for active energy metering to allocate energy usage, perform tenant metering and sub-billing, pin-point energy savings, optimize equipment efficiency and utilization, and perform a high level assessment of the power quality in an electrical network. | Approval | Domestic
| 88 | Electrical Distribution (LV) | Power Meter | Energy Meter | PM5330POWERMETER 31H CL0.5 4T 2-IO 2REL | 2220229 | METSEPM5330 | SCHNEIDER ELECTRIC | 41100 | https://pim-kvc.soneparsea.com:3443/PictureServer/default.aspx/schneider-METSEPM5330_Image1.jpg?A3889C9397807479A2A1C7A8BAA5959DB4AAC6729F7C84879595A17A856A609399B2B5ACB7685E9EC0AC | https://pim-kvc.soneparsea.com:3443/PictureServer/default.aspx/SCHNEIDER-METSEPM5330.pdf?A3889C9397807479A2A1A7889A85757D948AA6729F7C84879595A17A856A6062C0A9BA | PM5330POWERMETER 31H CL0.5 4T 2-IO 2REL | PowerLogic PM5000 series power meters provide affordable, precision metering. They are ideal for high-end cost management applications, and deliver the measurement and accuracy capabilities (Class 0.2S (PM5500 models) and 0.5S (PM5100, PM5300 models) for active energy metering to allocate energy usage, perform tenant metering and sub-billing, pin-point energy savings, optimize equipment efficiency and utilization, and perform a high level assessment of the power quality in an electrical network. | Pulse output | Electrical
| 88 | Electrical Distribution (LV) | Power Meter | Energy Meter | PM5330POWERMETER 31H CL0.5 4T 2-IO 2REL | 2220229 | METSEPM5330 | SCHNEIDER ELECTRIC | 41100 | https://pim-kvc.soneparsea.com:3443/PictureServer/default.aspx/schneider-METSEPM5330_Image1.jpg?A3889C9397807479A2A1C7A8BAA5959DB4AAC6729F7C84879595A17A856A609399B2B5ACB7685E9EC0AC | https://pim-kvc.soneparsea.com:3443/PictureServer/default.aspx/SCHNEIDER-METSEPM5330.pdf?A3889C9397807479A2A1A7889A85757D948AA6729F7C84879595A17A856A6062C0A9BA | PM5330POWERMETER 31H CL0.5 4T 2-IO 2REL | PowerLogic PM5000 series power meters provide affordable, precision metering. They are ideal for high-end cost management applications, and deliver the measurement and accuracy capabilities (Class 0.2S (PM5500 models) and 0.5S (PM5100, PM5300 models) for active energy metering to allocate energy usage, perform tenant metering and sub-billing, pin-point energy savings, optimize equipment efficiency and utilization, and perform a high level assessment of the power quality in an electrical network. | Pulse type | S0
| 88 | Electrical Distribution (LV) | Power Meter | Energy Meter | PM5330POWERMETER 31H CL0.5 4T 2-IO 2REL | 2220229 | METSEPM5330 | SCHNEIDER ELECTRIC | 41100 | https://pim-kvc.soneparsea.com:3443/PictureServer/default.aspx/schneider-METSEPM5330_Image1.jpg?A3889C9397807479A2A1C7A8BAA5959DB4AAC6729F7C84879595A17A856A609399B2B5ACB7685E9EC0AC | https://pim-kvc.soneparsea.com:3443/PictureServer/default.aspx/SCHNEIDER-METSEPM5330.pdf?A3889C9397807479A2A1A7889A85757D948AA6729F7C84879595A17A856A6062C0A9BA | PM5330POWERMETER 31H CL0.5 4T 2-IO 2REL | PowerLogic PM5000 series power meters provide affordable, precision metering. They are ideal for high-end cost management applications, and deliver the measurement and accuracy capabilities (Class 0.2S (PM5500 models) and 0.5S (PM5100, PM5300 models) for active energy metering to allocate energy usage, perform tenant metering and sub-billing, pin-point energy savings, optimize equipment efficiency and utilization, and perform a high level assessment of the power quality in an electrical network. | Pulse rate | 1...9999999Imp/kWh (kvarh)
| 88 | Electrical Distribution (LV) | Power Meter | Energy Meter | PM5330POWERMETER 31H CL0.5 4T 2-IO 2REL | 2220229 | METSEPM5330 | SCHNEIDER ELECTRIC | 41100 | https://pim-kvc.soneparsea.com:3443/PictureServer/default.aspx/schneider-METSEPM5330_Image1.jpg?A3889C9397807479A2A1C7A8BAA5959DB4AAC6729F7C84879595A17A856A609399B2B5ACB7685E9EC0AC | https://pim-kvc.soneparsea.com:3443/PictureServer/default.aspx/SCHNEIDER-METSEPM5330.pdf?A3889C9397807479A2A1A7889A85757D948AA6729F7C84879595A17A856A6062C0A9BA | PM5330POWERMETER 31H CL0.5 4T 2-IO 2REL | PowerLogic PM5000 series power meters provide affordable, precision metering. They are ideal for high-end cost management applications, and deliver the measurement and accuracy capabilities (Class 0.2S (PM5500 models) and 0.5S (PM5100, PM5300 models) for active energy metering to allocate energy usage, perform tenant metering and sub-billing, pin-point energy savings, optimize equipment efficiency and utilization, and perform a high level assessment of the power quality in an electrical network. | Type of meter | Electronic
| 88 | Electrical Distribution (LV) | Power Meter | Energy Meter | PM5330POWERMETER 31H CL0.5 4T 2-IO 2REL | 2220229 | METSEPM5330 | SCHNEIDER ELECTRIC | 41100 | https://pim-kvc.soneparsea.com:3443/PictureServer/default.aspx/schneider-METSEPM5330_Image1.jpg?A3889C9397807479A2A1C7A8BAA5959DB4AAC6729F7C84879595A17A856A609399B2B5ACB7685E9EC0AC | https://pim-kvc.soneparsea.com:3443/PictureServer/default.aspx/SCHNEIDER-METSEPM5330.pdf?A3889C9397807479A2A1A7889A85757D948AA6729F7C84879595A17A856A6062C0A9BA | PM5330POWERMETER 31H CL0.5 4T 2-IO 2REL | PowerLogic PM5000 series power meters provide affordable, precision metering. They are ideal for high-end cost management applications, and deliver the measurement and accuracy capabilities (Class 0.2S (PM5500 models) and 0.5S (PM5100, PM5300 models) for active energy metering to allocate energy usage, perform tenant metering and sub-billing, pin-point energy savings, optimize equipment efficiency and utilization, and perform a high level assessment of the power quality in an electrical network. | Nominal current (In) | 5A
| 88 | Electrical Distribution (LV) | Power Meter | Energy Meter | PM5330POWERMETER 31H CL0.5 4T 2-IO 2REL | 2220229 | METSEPM5330 | SCHNEIDER ELECTRIC | 41100 | https://pim-kvc.soneparsea.com:3443/PictureServer/default.aspx/schneider-METSEPM5330_Image1.jpg?A3889C9397807479A2A1C7A8BAA5959DB4AAC6729F7C84879595A17A856A609399B2B5ACB7685E9EC0AC | https://pim-kvc.soneparsea.com:3443/PictureServer/default.aspx/SCHNEIDER-METSEPM5330.pdf?A3889C9397807479A2A1A7889A85757D948AA6729F7C84879595A17A856A6062C0A9BA | PM5330POWERMETER 31H CL0.5 4T 2-IO 2REL | PowerLogic PM5000 series power meters provide affordable, precision metering. They are ideal for high-end cost management applications, and deliver the measurement and accuracy capabilities (Class 0.2S (PM5500 models) and 0.5S (PM5100, PM5300 models) for active energy metering to allocate energy usage, perform tenant metering and sub-billing, pin-point energy savings, optimize equipment efficiency and utilization, and perform a high level assessment of the power quality in an electrical network. | Max. current (Imax) | 8.5A
| 88 | Electrical Distribution (LV) | Power Meter | Energy Meter | PM5330POWERMETER 31H CL0.5 4T 2-IO 2REL | 2220229 | METSEPM5330 | SCHNEIDER ELECTRIC | 41100 | https://pim-kvc.soneparsea.com:3443/PictureServer/default.aspx/schneider-METSEPM5330_Image1.jpg?A3889C9397807479A2A1C7A8BAA5959DB4AAC6729F7C84879595A17A856A609399B2B5ACB7685E9EC0AC | https://pim-kvc.soneparsea.com:3443/PictureServer/default.aspx/SCHNEIDER-METSEPM5330.pdf?A3889C9397807479A2A1A7889A85757D948AA6729F7C84879595A17A856A6062C0A9BA | PM5330POWERMETER 31H CL0.5 4T 2-IO 2REL | PowerLogic PM5000 series power meters provide affordable, precision metering. They are ideal for high-end cost management applications, and deliver the measurement and accuracy capabilities (Class 0.2S (PM5500 models) and 0.5S (PM5100, PM5300 models) for active energy metering to allocate energy usage, perform tenant metering and sub-billing, pin-point energy savings, optimize equipment efficiency and utilization, and perform a high level assessment of the power quality in an electrical network. | Nominal voltage (Un) N-L | 20...400V
| 88 | Electrical Distribution (LV) | Power Meter | Energy Meter | PM5330POWERMETER 31H CL0.5 4T 2-IO 2REL | 2220229 | METSEPM5330 | SCHNEIDER ELECTRIC | 41100 | https://pim-kvc.soneparsea.com:3443/PictureServer/default.aspx/schneider-METSEPM5330_Image1.jpg?A3889C9397807479A2A1C7A8BAA5959DB4AAC6729F7C84879595A17A856A609399B2B5ACB7685E9EC0AC | https://pim-kvc.soneparsea.com:3443/PictureServer/default.aspx/SCHNEIDER-METSEPM5330.pdf?A3889C9397807479A2A1A7889A85757D948AA6729F7C84879595A17A856A6062C0A9BA | PM5330POWERMETER 31H CL0.5 4T 2-IO 2REL | PowerLogic PM5000 series power meters provide affordable, precision metering. They are ideal for high-end cost management applications, and deliver the measurement and accuracy capabilities (Class 0.2S (PM5500 models) and 0.5S (PM5100, PM5300 models) for active energy metering to allocate energy usage, perform tenant metering and sub-billing, pin-point energy savings, optimize equipment efficiency and utilization, and perform a high level assessment of the power quality in an electrical network. | Nominal voltage (Un) L-L | 35...690V
| 88 | Electrical Distribution (LV) | Power Meter | Energy Meter | PM5330POWERMETER 31H CL0.5 4T 2-IO 2REL | 2220229 | METSEPM5330 | SCHNEIDER ELECTRIC | 41100 | https://pim-kvc.soneparsea.com:3443/PictureServer/default.aspx/schneider-METSEPM5330_Image1.jpg?A3889C9397807479A2A1C7A8BAA5959DB4AAC6729F7C84879595A17A856A609399B2B5ACB7685E9EC0AC | https://pim-kvc.soneparsea.com:3443/PictureServer/default.aspx/SCHNEIDER-METSEPM5330.pdf?A3889C9397807479A2A1A7889A85757D948AA6729F7C84879595A17A856A6062C0A9BA | PM5330POWERMETER 31H CL0.5 4T 2-IO 2REL | PowerLogic PM5000 series power meters provide affordable, precision metering. They are ideal for high-end cost management applications, and deliver the measurement and accuracy capabilities (Class 0.2S (PM5500 models) and 0.5S (PM5100, PM5300 models) for active energy metering to allocate energy usage, perform tenant metering and sub-billing, pin-point energy savings, optimize equipment efficiency and utilization, and perform a high level assessment of the power quality in an electrical network. | Frequency | 45...65Hz
| 88 | Electrical Distribution (LV) | Power Meter | Energy Meter | PM5330POWERMETER 31H CL0.5 4T 2-IO 2REL | 2220229 | METSEPM5330 | SCHNEIDER ELECTRIC | 41100 | https://pim-kvc.soneparsea.com:3443/PictureServer/default.aspx/schneider-METSEPM5330_Image1.jpg?A3889C9397807479A2A1C7A8BAA5959DB4AAC6729F7C84879595A17A856A609399B2B5ACB7685E9EC0AC | https://pim-kvc.soneparsea.com:3443/PictureServer/default.aspx/SCHNEIDER-METSEPM5330.pdf?A3889C9397807479A2A1A7889A85757D948AA6729F7C84879595A17A856A6062C0A9BA | PM5330POWERMETER 31H CL0.5 4T 2-IO 2REL | PowerLogic PM5000 series power meters provide affordable, precision metering. They are ideal for high-end cost management applications, and deliver the measurement and accuracy capabilities (Class 0.2S (PM5500 models) and 0.5S (PM5100, PM5300 models) for active energy metering to allocate energy usage, perform tenant metering and sub-billing, pin-point energy savings, optimize equipment efficiency and utilization, and perform a high level assessment of the power quality in an electrical network. | Accuracy class | C
| 88 | Electrical Distribution (LV) | Power Meter | Energy Meter | PM5330POWERMETER 31H CL0.5 4T 2-IO 2REL | 2220229 | METSEPM5330 | SCHNEIDER ELECTRIC | 41100 | https://pim-kvc.soneparsea.com:3443/PictureServer/default.aspx/schneider-METSEPM5330_Image1.jpg?A3889C9397807479A2A1C7A8BAA5959DB4AAC6729F7C84879595A17A856A609399B2B5ACB7685E9EC0AC | https://pim-kvc.soneparsea.com:3443/PictureServer/default.aspx/SCHNEIDER-METSEPM5330.pdf?A3889C9397807479A2A1A7889A85757D948AA6729F7C84879595A17A856A6062C0A9BA | PM5330POWERMETER 31H CL0.5 4T 2-IO 2REL | PowerLogic PM5000 series power meters provide affordable, precision metering. They are ideal for high-end cost management applications, and deliver the measurement and accuracy capabilities (Class 0.2S (PM5500 models) and 0.5S (PM5100, PM5300 models) for active energy metering to allocate energy usage, perform tenant metering and sub-billing, pin-point energy savings, optimize equipment efficiency and utilization, and perform a high level assessment of the power quality in an electrical network. | Pole type | Three conductor
| 88 | Electrical Distribution (LV) | Power Meter | Energy Meter | PM5330POWERMETER 31H CL0.5 4T 2-IO 2REL | 2220229 | METSEPM5330 | SCHNEIDER ELECTRIC | 41100 | https://pim-kvc.soneparsea.com:3443/PictureServer/default.aspx/schneider-METSEPM5330_Image1.jpg?A3889C9397807479A2A1C7A8BAA5959DB4AAC6729F7C84879595A17A856A609399B2B5ACB7685E9EC0AC | https://pim-kvc.soneparsea.com:3443/PictureServer/default.aspx/SCHNEIDER-METSEPM5330.pdf?A3889C9397807479A2A1A7889A85757D948AA6729F7C84879595A17A856A6062C0A9BA | PM5330POWERMETER 31H CL0.5 4T 2-IO 2REL | PowerLogic PM5000 series power meters provide affordable, precision metering. They are ideal for high-end cost management applications, and deliver the measurement and accuracy capabilities (Class 0.2S (PM5500 models) and 0.5S (PM5100, PM5300 models) for active energy metering to allocate energy usage, perform tenant metering and sub-billing, pin-point energy savings, optimize equipment efficiency and utilization, and perform a high level assessment of the power quality in an electrical network. | Model | Measurement transformer
| 88 | Electrical Distribution (LV) | Power Meter | Energy Meter | PM5330POWERMETER 31H CL0.5 4T 2-IO 2REL | 2220229 | METSEPM5330 | SCHNEIDER ELECTRIC | 41100 | https://pim-kvc.soneparsea.com:3443/PictureServer/default.aspx/schneider-METSEPM5330_Image1.jpg?A3889C9397807479A2A1C7A8BAA5959DB4AAC6729F7C84879595A17A856A609399B2B5ACB7685E9EC0AC | https://pim-kvc.soneparsea.com:3443/PictureServer/default.aspx/SCHNEIDER-METSEPM5330.pdf?A3889C9397807479A2A1A7889A85757D948AA6729F7C84879595A17A856A6062C0A9BA | PM5330POWERMETER 31H CL0.5 4T 2-IO 2REL | PowerLogic PM5000 series power meters provide affordable, precision metering. They are ideal for high-end cost management applications, and deliver the measurement and accuracy capabilities (Class 0.2S (PM5500 models) and 0.5S (PM5100, PM5300 models) for active energy metering to allocate energy usage, perform tenant metering and sub-billing, pin-point energy savings, optimize equipment efficiency and utilization, and perform a high level assessment of the power quality in an electrical network. | Energy type | Effective power and blind power
| 88 | Electrical Distribution (LV) | Power Meter | Energy Meter | PM5330POWERMETER 31H CL0.5 4T 2-IO 2REL | 2220229 | METSEPM5330 | SCHNEIDER ELECTRIC | 41100 | https://pim-kvc.soneparsea.com:3443/PictureServer/default.aspx/schneider-METSEPM5330_Image1.jpg?A3889C9397807479A2A1C7A8BAA5959DB4AAC6729F7C84879595A17A856A609399B2B5ACB7685E9EC0AC | https://pim-kvc.soneparsea.com:3443/PictureServer/default.aspx/SCHNEIDER-METSEPM5330.pdf?A3889C9397807479A2A1A7889A85757D948AA6729F7C84879595A17A856A6062C0A9BA | PM5330POWERMETER 31H CL0.5 4T 2-IO 2REL | PowerLogic PM5000 series power meters provide affordable, precision metering. They are ideal for high-end cost management applications, and deliver the measurement and accuracy capabilities (Class 0.2S (PM5500 models) and 0.5S (PM5100, PM5300 models) for active energy metering to allocate energy usage, perform tenant metering and sub-billing, pin-point energy savings, optimize equipment efficiency and utilization, and perform a high level assessment of the power quality in an electrical network. | Suitable for | Purchase
| 88 | Electrical Distribution (LV) | Power Meter | Energy Meter | PM5330POWERMETER 31H CL0.5 4T 2-IO 2REL | 2220229 | METSEPM5330 | SCHNEIDER ELECTRIC | 41100 | https://pim-kvc.soneparsea.com:3443/PictureServer/default.aspx/schneider-METSEPM5330_Image1.jpg?A3889C9397807479A2A1C7A8BAA5959DB4AAC6729F7C84879595A17A856A609399B2B5ACB7685E9EC0AC | https://pim-kvc.soneparsea.com:3443/PictureServer/default.aspx/SCHNEIDER-METSEPM5330.pdf?A3889C9397807479A2A1A7889A85757D948AA6729F7C84879595A17A856A6062C0A9BA | PM5330POWERMETER 31H CL0.5 4T 2-IO 2REL | PowerLogic PM5000 series power meters provide affordable, precision metering. They are ideal for high-end cost management applications, and deliver the measurement and accuracy capabilities (Class 0.2S (PM5500 models) and 0.5S (PM5100, PM5300 models) for active energy metering to allocate energy usage, perform tenant metering and sub-billing, pin-point energy savings, optimize equipment efficiency and utilization, and perform a high level assessment of the power quality in an electrical network. | Tariff type | Multi-tariff
| 88 | Electrical Distribution (LV) | Power Meter | Energy Meter | PM5330POWERMETER 31H CL0.5 4T 2-IO 2REL | 2220229 | METSEPM5330 | SCHNEIDER ELECTRIC | 41100 | https://pim-kvc.soneparsea.com:3443/PictureServer/default.aspx/schneider-METSEPM5330_Image1.jpg?A3889C9397807479A2A1C7A8BAA5959DB4AAC6729F7C84879595A17A856A609399B2B5ACB7685E9EC0AC | https://pim-kvc.soneparsea.com:3443/PictureServer/default.aspx/SCHNEIDER-METSEPM5330.pdf?A3889C9397807479A2A1A7889A85757D948AA6729F7C84879595A17A856A6062C0A9BA | PM5330POWERMETER 31H CL0.5 4T 2-IO 2REL | PowerLogic PM5000 series power meters provide affordable, precision metering. They are ideal for high-end cost management applications, and deliver the measurement and accuracy capabilities (Class 0.2S (PM5500 models) and 0.5S (PM5100, PM5300 models) for active energy metering to allocate energy usage, perform tenant metering and sub-billing, pin-point energy savings, optimize equipment efficiency and utilization, and perform a high level assessment of the power quality in an electrical network. | Tariff control | External
| 88 | Electrical Distribution (LV) | Power Meter | Energy Meter | PM5330POWERMETER 31H CL0.5 4T 2-IO 2REL | 2220229 | METSEPM5330 | SCHNEIDER ELECTRIC | 41100 | https://pim-kvc.soneparsea.com:3443/PictureServer/default.aspx/schneider-METSEPM5330_Image1.jpg?A3889C9397807479A2A1C7A8BAA5959DB4AAC6729F7C84879595A17A856A609399B2B5ACB7685E9EC0AC | https://pim-kvc.soneparsea.com:3443/PictureServer/default.aspx/SCHNEIDER-METSEPM5330.pdf?A3889C9397807479A2A1A7889A85757D948AA6729F7C84879595A17A856A6062C0A9BA | PM5330POWERMETER 31H CL0.5 4T 2-IO 2REL | PowerLogic PM5000 series power meters provide affordable, precision metering. They are ideal for high-end cost management applications, and deliver the measurement and accuracy capabilities (Class 0.2S (PM5500 models) and 0.5S (PM5100, PM5300 models) for active energy metering to allocate energy usage, perform tenant metering and sub-billing, pin-point energy savings, optimize equipment efficiency and utilization, and perform a high level assessment of the power quality in an electrical network. | Measurement type load profile | yes
| 88 | Electrical Distribution (LV) | Power Meter | Energy Meter | PM5330POWERMETER 31H CL0.5 4T 2-IO 2REL | 2220229 | METSEPM5330 | SCHNEIDER ELECTRIC | 41100 | https://pim-kvc.soneparsea.com:3443/PictureServer/default.aspx/schneider-METSEPM5330_Image1.jpg?A3889C9397807479A2A1C7A8BAA5959DB4AAC6729F7C84879595A17A856A609399B2B5ACB7685E9EC0AC | https://pim-kvc.soneparsea.com:3443/PictureServer/default.aspx/SCHNEIDER-METSEPM5330.pdf?A3889C9397807479A2A1A7889A85757D948AA6729F7C84879595A17A856A6062C0A9BA | PM5330POWERMETER 31H CL0.5 4T 2-IO 2REL | PowerLogic PM5000 series power meters provide affordable, precision metering. They are ideal for high-end cost management applications, and deliver the measurement and accuracy capabilities (Class 0.2S (PM5500 models) and 0.5S (PM5100, PM5300 models) for active energy metering to allocate energy usage, perform tenant metering and sub-billing, pin-point energy savings, optimize equipment efficiency and utilization, and perform a high level assessment of the power quality in an electrical network. | Escapement mechanism | no
| 88 | Electrical Distribution (LV) | Power Meter | Energy Meter | PM5330POWERMETER 31H CL0.5 4T 2-IO 2REL | 2220229 | METSEPM5330 | SCHNEIDER ELECTRIC | 41100 | https://pim-kvc.soneparsea.com:3443/PictureServer/default.aspx/schneider-METSEPM5330_Image1.jpg?A3889C9397807479A2A1C7A8BAA5959DB4AAC6729F7C84879595A17A856A609399B2B5ACB7685E9EC0AC | https://pim-kvc.soneparsea.com:3443/PictureServer/default.aspx/SCHNEIDER-METSEPM5330.pdf?A3889C9397807479A2A1A7889A85757D948AA6729F7C84879595A17A856A6062C0A9BA | PM5330POWERMETER 31H CL0.5 4T 2-IO 2REL | PowerLogic PM5000 series power meters provide affordable, precision metering. They are ideal for high-end cost management applications, and deliver the measurement and accuracy capabilities (Class 0.2S (PM5500 models) and 0.5S (PM5100, PM5300 models) for active energy metering to allocate energy usage, perform tenant metering and sub-billing, pin-point energy savings, optimize equipment efficiency and utilization, and perform a high level assessment of the power quality in an electrical network. | Calibrated | no
| 88 | Electrical Distribution (LV) | Power Meter | Energy Meter | PM5330POWERMETER 31H CL0.5 4T 2-IO 2REL | 2220229 | METSEPM5330 | SCHNEIDER ELECTRIC | 41100 | https://pim-kvc.soneparsea.com:3443/PictureServer/default.aspx/schneider-METSEPM5330_Image1.jpg?A3889C9397807479A2A1C7A8BAA5959DB4AAC6729F7C84879595A17A856A609399B2B5ACB7685E9EC0AC | https://pim-kvc.soneparsea.com:3443/PictureServer/default.aspx/SCHNEIDER-METSEPM5330.pdf?A3889C9397807479A2A1A7889A85757D948AA6729F7C84879595A17A856A6062C0A9BA | PM5330POWERMETER 31H CL0.5 4T 2-IO 2REL | PowerLogic PM5000 series power meters provide affordable, precision metering. They are ideal for high-end cost management applications, and deliver the measurement and accuracy capabilities (Class 0.2S (PM5500 models) and 0.5S (PM5100, PM5300 models) for active energy metering to allocate energy usage, perform tenant metering and sub-billing, pin-point energy savings, optimize equipment efficiency and utilization, and perform a high level assessment of the power quality in an electrical network. | Approval | Domestic
| 88 | Electrical Distribution (LV) | Power Meter | Energy Meter | PM5330POWERMETER 31H CL0.5 4T 2-IO 2REL | 2220229 | METSEPM5330 | SCHNEIDER ELECTRIC | 41100 | https://pim-kvc.soneparsea.com:3443/PictureServer/default.aspx/schneider-METSEPM5330_Image1.jpg?A3889C9397807479A2A1C7A8BAA5959DB4AAC6729F7C84879595A17A856A609399B2B5ACB7685E9EC0AC | https://pim-kvc.soneparsea.com:3443/PictureServer/default.aspx/SCHNEIDER-METSEPM5330.pdf?A3889C9397807479A2A1A7889A85757D948AA6729F7C84879595A17A856A6062C0A9BA | PM5330POWERMETER 31H CL0.5 4T 2-IO 2REL | PowerLogic PM5000 series power meters provide affordable, precision metering. They are ideal for high-end cost management applications, and deliver the measurement and accuracy capabilities (Class 0.2S (PM5500 models) and 0.5S (PM5100, PM5300 models) for active energy metering to allocate energy usage, perform tenant metering and sub-billing, pin-point energy savings, optimize equipment efficiency and utilization, and perform a high level assessment of the power quality in an electrical network. | Pulse output | Electrical
| 88 | Electrical Distribution (LV) | Power Meter | Energy Meter | PM5330POWERMETER 31H CL0.5 4T 2-IO 2REL | 2220229 | METSEPM5330 | SCHNEIDER ELECTRIC | 41100 | https://pim-kvc.soneparsea.com:3443/PictureServer/default.aspx/schneider-METSEPM5330_Image1.jpg?A3889C9397807479A2A1C7A8BAA5959DB4AAC6729F7C84879595A17A856A609399B2B5ACB7685E9EC0AC | https://pim-kvc.soneparsea.com:3443/PictureServer/default.aspx/SCHNEIDER-METSEPM5330.pdf?A3889C9397807479A2A1A7889A85757D948AA6729F7C84879595A17A856A6062C0A9BA | PM5330POWERMETER 31H CL0.5 4T 2-IO 2REL | PowerLogic PM5000 series power meters provide affordable, precision metering. They are ideal for high-end cost management applications, and deliver the measurement and accuracy capabilities (Class 0.2S (PM5500 models) and 0.5S (PM5100, PM5300 models) for active energy metering to allocate energy usage, perform tenant metering and sub-billing, pin-point energy savings, optimize equipment efficiency and utilization, and perform a high level assessment of the power quality in an electrical network. | Pulse type | S0
| 88 | Electrical Distribution (LV) | Power Meter | Energy Meter | PM5330POWERMETER 31H CL0.5 4T 2-IO 2REL | 2220229 | METSEPM5330 | SCHNEIDER ELECTRIC | 41100 | https://pim-kvc.soneparsea.com:3443/PictureServer/default.aspx/schneider-METSEPM5330_Image1.jpg?A3889C9397807479A2A1C7A8BAA5959DB4AAC6729F7C84879595A17A856A609399B2B5ACB7685E9EC0AC | https://pim-kvc.soneparsea.com:3443/PictureServer/default.aspx/SCHNEIDER-METSEPM5330.pdf?A3889C9397807479A2A1A7889A85757D948AA6729F7C84879595A17A856A6062C0A9BA | PM5330POWERMETER 31H CL0.5 4T 2-IO 2REL | PowerLogic PM5000 series power meters provide affordable, precision metering. They are ideal for high-end cost management applications, and deliver the measurement and accuracy capabilities (Class 0.2S (PM5500 models) and 0.5S (PM5100, PM5300 models) for active energy metering to allocate energy usage, perform tenant metering and sub-billing, pin-point energy savings, optimize equipment efficiency and utilization, and perform a high level assessment of the power quality in an electrical network. | Pulse rate | 1...9999999Imp/kWh (kvarh)
| 88 | Electrical Distribution (LV) | Power Meter | Energy Meter | PM5330POWERMETER 31H CL0.5 4T 2-IO 2REL | 2220229 | METSEPM5330 | SCHNEIDER ELECTRIC | 41100 | https://pim-kvc.soneparsea.com:3443/PictureServer/default.aspx/schneider-METSEPM5330_Image1.jpg?A3889C9397807479A2A1C7A8BAA5959DB4AAC6729F7C84879595A17A856A609399B2B5ACB7685E9EC0AC | https://pim-kvc.soneparsea.com:3443/PictureServer/default.aspx/SCHNEIDER-METSEPM5330.pdf?A3889C9397807479A2A1A7889A85757D948AA6729F7C84879595A17A856A6062C0A9BA | PM5330POWERMETER 31H CL0.5 4T 2-IO 2REL | PowerLogic PM5000 series power meters provide affordable, precision metering. They are ideal for high-end cost management applications, and deliver the measurement and accuracy capabilities (Class 0.2S (PM5500 models) and 0.5S (PM5100, PM5300 models) for active energy metering to allocate energy usage, perform tenant metering and sub-billing, pin-point energy savings, optimize equipment efficiency and utilization, and perform a high level assessment of the power quality in an electrical network. | Type of meter | Electronic
| 88 | Electrical Distribution (LV) | Power Meter | Energy Meter | PM5330POWERMETER 31H CL0.5 4T 2-IO 2REL | 2220229 | METSEPM5330 | SCHNEIDER ELECTRIC | 41100 | https://pim-kvc.soneparsea.com:3443/PictureServer/default.aspx/schneider-METSEPM5330_Image1.jpg?A3889C9397807479A2A1C7A8BAA5959DB4AAC6729F7C84879595A17A856A609399B2B5ACB7685E9EC0AC | https://pim-kvc.soneparsea.com:3443/PictureServer/default.aspx/SCHNEIDER-METSEPM5330.pdf?A3889C9397807479A2A1A7889A85757D948AA6729F7C84879595A17A856A6062C0A9BA | PM5330POWERMETER 31H CL0.5 4T 2-IO 2REL | PowerLogic PM5000 series power meters provide affordable, precision metering. They are ideal for high-end cost management applications, and deliver the measurement and accuracy capabilities (Class 0.2S (PM5500 models) and 0.5S (PM5100, PM5300 models) for active energy metering to allocate energy usage, perform tenant metering and sub-billing, pin-point energy savings, optimize equipment efficiency and utilization, and perform a high level assessment of the power quality in an electrical network. | Nominal current (In) | 5A
| 88 | Electrical Distribution (LV) | Power Meter | Energy Meter | PM5330POWERMETER 31H CL0.5 4T 2-IO 2REL | 2220229 | METSEPM5330 | SCHNEIDER ELECTRIC | 41100 | https://pim-kvc.soneparsea.com:3443/PictureServer/default.aspx/schneider-METSEPM5330_Image1.jpg?A3889C9397807479A2A1C7A8BAA5959DB4AAC6729F7C84879595A17A856A609399B2B5ACB7685E9EC0AC | https://pim-kvc.soneparsea.com:3443/PictureServer/default.aspx/SCHNEIDER-METSEPM5330.pdf?A3889C9397807479A2A1A7889A85757D948AA6729F7C84879595A17A856A6062C0A9BA | PM5330POWERMETER 31H CL0.5 4T 2-IO 2REL | PowerLogic PM5000 series power meters provide affordable, precision metering. They are ideal for high-end cost management applications, and deliver the measurement and accuracy capabilities (Class 0.2S (PM5500 models) and 0.5S (PM5100, PM5300 models) for active energy metering to allocate energy usage, perform tenant metering and sub-billing, pin-point energy savings, optimize equipment efficiency and utilization, and perform a high level assessment of the power quality in an electrical network. | Max. current (Imax) | 8.5A
| 88 | Electrical Distribution (LV) | Power Meter | Energy Meter | PM5330POWERMETER 31H CL0.5 4T 2-IO 2REL | 2220229 | METSEPM5330 | SCHNEIDER ELECTRIC | 41100 | https://pim-kvc.soneparsea.com:3443/PictureServer/default.aspx/schneider-METSEPM5330_Image1.jpg?A3889C9397807479A2A1C7A8BAA5959DB4AAC6729F7C84879595A17A856A609399B2B5ACB7685E9EC0AC | https://pim-kvc.soneparsea.com:3443/PictureServer/default.aspx/SCHNEIDER-METSEPM5330.pdf?A3889C9397807479A2A1A7889A85757D948AA6729F7C84879595A17A856A6062C0A9BA | PM5330POWERMETER 31H CL0.5 4T 2-IO 2REL | PowerLogic PM5000 series power meters provide affordable, precision metering. They are ideal for high-end cost management applications, and deliver the measurement and accuracy capabilities (Class 0.2S (PM5500 models) and 0.5S (PM5100, PM5300 models) for active energy metering to allocate energy usage, perform tenant metering and sub-billing, pin-point energy savings, optimize equipment efficiency and utilization, and perform a high level assessment of the power quality in an electrical network. | Nominal voltage (Un) N-L | 20...400V
| 88 | Electrical Distribution (LV) | Power Meter | Energy Meter | PM5330POWERMETER 31H CL0.5 4T 2-IO 2REL | 2220229 | METSEPM5330 | SCHNEIDER ELECTRIC | 41100 | https://pim-kvc.soneparsea.com:3443/PictureServer/default.aspx/schneider-METSEPM5330_Image1.jpg?A3889C9397807479A2A1C7A8BAA5959DB4AAC6729F7C84879595A17A856A609399B2B5ACB7685E9EC0AC | https://pim-kvc.soneparsea.com:3443/PictureServer/default.aspx/SCHNEIDER-METSEPM5330.pdf?A3889C9397807479A2A1A7889A85757D948AA6729F7C84879595A17A856A6062C0A9BA | PM5330POWERMETER 31H CL0.5 4T 2-IO 2REL | PowerLogic PM5000 series power meters provide affordable, precision metering. They are ideal for high-end cost management applications, and deliver the measurement and accuracy capabilities (Class 0.2S (PM5500 models) and 0.5S (PM5100, PM5300 models) for active energy metering to allocate energy usage, perform tenant metering and sub-billing, pin-point energy savings, optimize equipment efficiency and utilization, and perform a high level assessment of the power quality in an electrical network. | Nominal voltage (Un) L-L | 35...690V
| 88 | Electrical Distribution (LV) | Power Meter | Energy Meter | PM5330POWERMETER 31H CL0.5 4T 2-IO 2REL | 2220229 | METSEPM5330 | SCHNEIDER ELECTRIC | 41100 | https://pim-kvc.soneparsea.com:3443/PictureServer/default.aspx/schneider-METSEPM5330_Image1.jpg?A3889C9397807479A2A1C7A8BAA5959DB4AAC6729F7C84879595A17A856A609399B2B5ACB7685E9EC0AC | https://pim-kvc.soneparsea.com:3443/PictureServer/default.aspx/SCHNEIDER-METSEPM5330.pdf?A3889C9397807479A2A1A7889A85757D948AA6729F7C84879595A17A856A6062C0A9BA | PM5330POWERMETER 31H CL0.5 4T 2-IO 2REL | PowerLogic PM5000 series power meters provide affordable, precision metering. They are ideal for high-end cost management applications, and deliver the measurement and accuracy capabilities (Class 0.2S (PM5500 models) and 0.5S (PM5100, PM5300 models) for active energy metering to allocate energy usage, perform tenant metering and sub-billing, pin-point energy savings, optimize equipment efficiency and utilization, and perform a high level assessment of the power quality in an electrical network. | Frequency | 45...65Hz
| 88 | Electrical Distribution (LV) | Power Meter | Energy Meter | PM5330POWERMETER 31H CL0.5 4T 2-IO 2REL | 2220229 | METSEPM5330 | SCHNEIDER ELECTRIC | 41100 | https://pim-kvc.soneparsea.com:3443/PictureServer/default.aspx/schneider-METSEPM5330_Image1.jpg?A3889C9397807479A2A1C7A8BAA5959DB4AAC6729F7C84879595A17A856A609399B2B5ACB7685E9EC0AC | https://pim-kvc.soneparsea.com:3443/PictureServer/default.aspx/SCHNEIDER-METSEPM5330.pdf?A3889C9397807479A2A1A7889A85757D948AA6729F7C84879595A17A856A6062C0A9BA | PM5330POWERMETER 31H CL0.5 4T 2-IO 2REL | PowerLogic PM5000 series power meters provide affordable, precision metering. They are ideal for high-end cost management applications, and deliver the measurement and accuracy capabilities (Class 0.2S (PM5500 models) and 0.5S (PM5100, PM5300 models) for active energy metering to allocate energy usage, perform tenant metering and sub-billing, pin-point energy savings, optimize equipment efficiency and utilization, and perform a high level assessment of the power quality in an electrical network. | Accuracy class | C
| 88 | Electrical Distribution (LV) | Power Meter | Energy Meter | PM5330POWERMETER 31H CL0.5 4T 2-IO 2REL | 2220229 | METSEPM5330 | SCHNEIDER ELECTRIC | 41100 | https://pim-kvc.soneparsea.com:3443/PictureServer/default.aspx/schneider-METSEPM5330_Image1.jpg?A3889C9397807479A2A1C7A8BAA5959DB4AAC6729F7C84879595A17A856A609399B2B5ACB7685E9EC0AC | https://pim-kvc.soneparsea.com:3443/PictureServer/default.aspx/SCHNEIDER-METSEPM5330.pdf?A3889C9397807479A2A1A7889A85757D948AA6729F7C84879595A17A856A6062C0A9BA | PM5330POWERMETER 31H CL0.5 4T 2-IO 2REL | PowerLogic PM5000 series power meters provide affordable, precision metering. They are ideal for high-end cost management applications, and deliver the measurement and accuracy capabilities (Class 0.2S (PM5500 models) and 0.5S (PM5100, PM5300 models) for active energy metering to allocate energy usage, perform tenant metering and sub-billing, pin-point energy savings, optimize equipment efficiency and utilization, and perform a high level assessment of the power quality in an electrical network. | Pole type | Three conductor
| 88 | Electrical Distribution (LV) | Power Meter | Energy Meter | PM5330POWERMETER 31H CL0.5 4T 2-IO 2REL | 2220229 | METSEPM5330 | SCHNEIDER ELECTRIC | 41100 | https://pim-kvc.soneparsea.com:3443/PictureServer/default.aspx/schneider-METSEPM5330_Image1.jpg?A3889C9397807479A2A1C7A8BAA5959DB4AAC6729F7C84879595A17A856A609399B2B5ACB7685E9EC0AC | https://pim-kvc.soneparsea.com:3443/PictureServer/default.aspx/SCHNEIDER-METSEPM5330.pdf?A3889C9397807479A2A1A7889A85757D948AA6729F7C84879595A17A856A6062C0A9BA | PM5330POWERMETER 31H CL0.5 4T 2-IO 2REL | PowerLogic PM5000 series power meters provide affordable, precision metering. They are ideal for high-end cost management applications, and deliver the measurement and accuracy capabilities (Class 0.2S (PM5500 models) and 0.5S (PM5100, PM5300 models) for active energy metering to allocate energy usage, perform tenant metering and sub-billing, pin-point energy savings, optimize equipment efficiency and utilization, and perform a high level assessment of the power quality in an electrical network. | Model | Measurement transformer
| 88 | Electrical Distribution (LV) | Power Meter | Energy Meter | PM5330POWERMETER 31H CL0.5 4T 2-IO 2REL | 2220229 | METSEPM5330 | SCHNEIDER ELECTRIC | 41100 | https://pim-kvc.soneparsea.com:3443/PictureServer/default.aspx/schneider-METSEPM5330_Image1.jpg?A3889C9397807479A2A1C7A8BAA5959DB4AAC6729F7C84879595A17A856A609399B2B5ACB7685E9EC0AC | https://pim-kvc.soneparsea.com:3443/PictureServer/default.aspx/SCHNEIDER-METSEPM5330.pdf?A3889C9397807479A2A1A7889A85757D948AA6729F7C84879595A17A856A6062C0A9BA | PM5330POWERMETER 31H CL0.5 4T 2-IO 2REL | PowerLogic PM5000 series power meters provide affordable, precision metering. They are ideal for high-end cost management applications, and deliver the measurement and accuracy capabilities (Class 0.2S (PM5500 models) and 0.5S (PM5100, PM5300 models) for active energy metering to allocate energy usage, perform tenant metering and sub-billing, pin-point energy savings, optimize equipment efficiency and utilization, and perform a high level assessment of the power quality in an electrical network. | Energy type | Effective power and blind power
| 88 | Electrical Distribution (LV) | Power Meter | Energy Meter | PM5330POWERMETER 31H CL0.5 4T 2-IO 2REL | 2220229 | METSEPM5330 | SCHNEIDER ELECTRIC | 41100 | https://pim-kvc.soneparsea.com:3443/PictureServer/default.aspx/schneider-METSEPM5330_Image1.jpg?A3889C9397807479A2A1C7A8BAA5959DB4AAC6729F7C84879595A17A856A609399B2B5ACB7685E9EC0AC | https://pim-kvc.soneparsea.com:3443/PictureServer/default.aspx/SCHNEIDER-METSEPM5330.pdf?A3889C9397807479A2A1A7889A85757D948AA6729F7C84879595A17A856A6062C0A9BA | PM5330POWERMETER 31H CL0.5 4T 2-IO 2REL | PowerLogic PM5000 series power meters provide affordable, precision metering. They are ideal for high-end cost management applications, and deliver the measurement and accuracy capabilities (Class 0.2S (PM5500 models) and 0.5S (PM5100, PM5300 models) for active energy metering to allocate energy usage, perform tenant metering and sub-billing, pin-point energy savings, optimize equipment efficiency and utilization, and perform a high level assessment of the power quality in an electrical network. | Suitable for | Purchase
| 88 | Electrical Distribution (LV) | Power Meter | Energy Meter | PM5330POWERMETER 31H CL0.5 4T 2-IO 2REL | 2220229 | METSEPM5330 | SCHNEIDER ELECTRIC | 41100 | https://pim-kvc.soneparsea.com:3443/PictureServer/default.aspx/schneider-METSEPM5330_Image1.jpg?A3889C9397807479A2A1C7A8BAA5959DB4AAC6729F7C84879595A17A856A609399B2B5ACB7685E9EC0AC | https://pim-kvc.soneparsea.com:3443/PictureServer/default.aspx/SCHNEIDER-METSEPM5330.pdf?A3889C9397807479A2A1A7889A85757D948AA6729F7C84879595A17A856A6062C0A9BA | PM5330POWERMETER 31H CL0.5 4T 2-IO 2REL | PowerLogic PM5000 series power meters provide affordable, precision metering. They are ideal for high-end cost management applications, and deliver the measurement and accuracy capabilities (Class 0.2S (PM5500 models) and 0.5S (PM5100, PM5300 models) for active energy metering to allocate energy usage, perform tenant metering and sub-billing, pin-point energy savings, optimize equipment efficiency and utilization, and perform a high level assessment of the power quality in an electrical network. | Tariff type | Multi-tariff
| 88 | Electrical Distribution (LV) | Power Meter | Energy Meter | PM5330POWERMETER 31H CL0.5 4T 2-IO 2REL | 2220229 | METSEPM5330 | SCHNEIDER ELECTRIC | 41100 | https://pim-kvc.soneparsea.com:3443/PictureServer/default.aspx/schneider-METSEPM5330_Image1.jpg?A3889C9397807479A2A1C7A8BAA5959DB4AAC6729F7C84879595A17A856A609399B2B5ACB7685E9EC0AC | https://pim-kvc.soneparsea.com:3443/PictureServer/default.aspx/SCHNEIDER-METSEPM5330.pdf?A3889C9397807479A2A1A7889A85757D948AA6729F7C84879595A17A856A6062C0A9BA | PM5330POWERMETER 31H CL0.5 4T 2-IO 2REL | PowerLogic PM5000 series power meters provide affordable, precision metering. They are ideal for high-end cost management applications, and deliver the measurement and accuracy capabilities (Class 0.2S (PM5500 models) and 0.5S (PM5100, PM5300 models) for active energy metering to allocate energy usage, perform tenant metering and sub-billing, pin-point energy savings, optimize equipment efficiency and utilization, and perform a high level assessment of the power quality in an electrical network. | Tariff control | External
| 88 | Electrical Distribution (LV) | Power Meter | Energy Meter | PM5330POWERMETER 31H CL0.5 4T 2-IO 2REL | 2220229 | METSEPM5330 | SCHNEIDER ELECTRIC | 41100 | https://pim-kvc.soneparsea.com:3443/PictureServer/default.aspx/schneider-METSEPM5330_Image1.jpg?A3889C9397807479A2A1C7A8BAA5959DB4AAC6729F7C84879595A17A856A609399B2B5ACB7685E9EC0AC | https://pim-kvc.soneparsea.com:3443/PictureServer/default.aspx/SCHNEIDER-METSEPM5330.pdf?A3889C9397807479A2A1A7889A85757D948AA6729F7C84879595A17A856A6062C0A9BA | PM5330POWERMETER 31H CL0.5 4T 2-IO 2REL | PowerLogic PM5000 series power meters provide affordable, precision metering. They are ideal for high-end cost management applications, and deliver the measurement and accuracy capabilities (Class 0.2S (PM5500 models) and 0.5S (PM5100, PM5300 models) for active energy metering to allocate energy usage, perform tenant metering and sub-billing, pin-point energy savings, optimize equipment efficiency and utilization, and perform a high level assessment of the power quality in an electrical network. | Measurement type load profile | yes
| 88 | Electrical Distribution (LV) | Power Meter | Energy Meter | PM5330POWERMETER 31H CL0.5 4T 2-IO 2REL | 2220229 | METSEPM5330 | SCHNEIDER ELECTRIC | 41100 | https://pim-kvc.soneparsea.com:3443/PictureServer/default.aspx/schneider-METSEPM5330_Image1.jpg?A3889C9397807479A2A1C7A8BAA5959DB4AAC6729F7C84879595A17A856A609399B2B5ACB7685E9EC0AC | https://pim-kvc.soneparsea.com:3443/PictureServer/default.aspx/SCHNEIDER-METSEPM5330.pdf?A3889C9397807479A2A1A7889A85757D948AA6729F7C84879595A17A856A6062C0A9BA | PM5330POWERMETER 31H CL0.5 4T 2-IO 2REL | PowerLogic PM5000 series power meters provide affordable, precision metering. They are ideal for high-end cost management applications, and deliver the measurement and accuracy capabilities (Class 0.2S (PM5500 models) and 0.5S (PM5100, PM5300 models) for active energy metering to allocate energy usage, perform tenant metering and sub-billing, pin-point energy savings, optimize equipment efficiency and utilization, and perform a high level assessment of the power quality in an electrical network. | Escapement mechanism | no
| 88 | Electrical Distribution (LV) | Power Meter | Energy Meter | PM5330POWERMETER 31H CL0.5 4T 2-IO 2REL | 2220229 | METSEPM5330 | SCHNEIDER ELECTRIC | 41100 | https://pim-kvc.soneparsea.com:3443/PictureServer/default.aspx/schneider-METSEPM5330_Image1.jpg?A3889C9397807479A2A1C7A8BAA5959DB4AAC6729F7C84879595A17A856A609399B2B5ACB7685E9EC0AC | https://pim-kvc.soneparsea.com:3443/PictureServer/default.aspx/SCHNEIDER-METSEPM5330.pdf?A3889C9397807479A2A1A7889A85757D948AA6729F7C84879595A17A856A6062C0A9BA | PM5330POWERMETER 31H CL0.5 4T 2-IO 2REL | PowerLogic PM5000 series power meters provide affordable, precision metering. They are ideal for high-end cost management applications, and deliver the measurement and accuracy capabilities (Class 0.2S (PM5500 models) and 0.5S (PM5100, PM5300 models) for active energy metering to allocate energy usage, perform tenant metering and sub-billing, pin-point energy savings, optimize equipment efficiency and utilization, and perform a high level assessment of the power quality in an electrical network. | Calibrated | no
| 88 | Electrical Distribution (LV) | Power Meter | Energy Meter | PM5330POWERMETER 31H CL0.5 4T 2-IO 2REL | 2220229 | METSEPM5330 | SCHNEIDER ELECTRIC | 41100 | https://pim-kvc.soneparsea.com:3443/PictureServer/default.aspx/schneider-METSEPM5330_Image1.jpg?A3889C9397807479A2A1C7A8BAA5959DB4AAC6729F7C84879595A17A856A609399B2B5ACB7685E9EC0AC | https://pim-kvc.soneparsea.com:3443/PictureServer/default.aspx/SCHNEIDER-METSEPM5330.pdf?A3889C9397807479A2A1A7889A85757D948AA6729F7C84879595A17A856A6062C0A9BA | PM5330POWERMETER 31H CL0.5 4T 2-IO 2REL | PowerLogic PM5000 series power meters provide affordable, precision metering. They are ideal for high-end cost management applications, and deliver the measurement and accuracy capabilities (Class 0.2S (PM5500 models) and 0.5S (PM5100, PM5300 models) for active energy metering to allocate energy usage, perform tenant metering and sub-billing, pin-point energy savings, optimize equipment efficiency and utilization, and perform a high level assessment of the power quality in an electrical network. | Approval | Domestic
| 88 | Electrical Distribution (LV) | Power Meter | Energy Meter | PM5330POWERMETER 31H CL0.5 4T 2-IO 2REL | 2220229 | METSEPM5330 | SCHNEIDER ELECTRIC | 41100 | https://pim-kvc.soneparsea.com:3443/PictureServer/default.aspx/schneider-METSEPM5330_Image1.jpg?A3889C9397807479A2A1C7A8BAA5959DB4AAC6729F7C84879595A17A856A609399B2B5ACB7685E9EC0AC | https://pim-kvc.soneparsea.com:3443/PictureServer/default.aspx/SCHNEIDER-METSEPM5330.pdf?A3889C9397807479A2A1A7889A85757D948AA6729F7C84879595A17A856A6062C0A9BA | PM5330POWERMETER 31H CL0.5 4T 2-IO 2REL | PowerLogic PM5000 series power meters provide affordable, precision metering. They are ideal for high-end cost management applications, and deliver the measurement and accuracy capabilities (Class 0.2S (PM5500 models) and 0.5S (PM5100, PM5300 models) for active energy metering to allocate energy usage, perform tenant metering and sub-billing, pin-point energy savings, optimize equipment efficiency and utilization, and perform a high level assessment of the power quality in an electrical network. | Pulse output | Electrical
| 88 | Electrical Distribution (LV) | Power Meter | Energy Meter | PM5330POWERMETER 31H CL0.5 4T 2-IO 2REL | 2220229 | METSEPM5330 | SCHNEIDER ELECTRIC | 41100 | https://pim-kvc.soneparsea.com:3443/PictureServer/default.aspx/schneider-METSEPM5330_Image1.jpg?A3889C9397807479A2A1C7A8BAA5959DB4AAC6729F7C84879595A17A856A609399B2B5ACB7685E9EC0AC | https://pim-kvc.soneparsea.com:3443/PictureServer/default.aspx/SCHNEIDER-METSEPM5330.pdf?A3889C9397807479A2A1A7889A85757D948AA6729F7C84879595A17A856A6062C0A9BA | PM5330POWERMETER 31H CL0.5 4T 2-IO 2REL | PowerLogic PM5000 series power meters provide affordable, precision metering. They are ideal for high-end cost management applications, and deliver the measurement and accuracy capabilities (Class 0.2S (PM5500 models) and 0.5S (PM5100, PM5300 models) for active energy metering to allocate energy usage, perform tenant metering and sub-billing, pin-point energy savings, optimize equipment efficiency and utilization, and perform a high level assessment of the power quality in an electrical network. | Pulse type | S0
| 88 | Electrical Distribution (LV) | Power Meter | Energy Meter | PM5330POWERMETER 31H CL0.5 4T 2-IO 2REL | 2220229 | METSEPM5330 | SCHNEIDER ELECTRIC | 41100 | https://pim-kvc.soneparsea.com:3443/PictureServer/default.aspx/schneider-METSEPM5330_Image1.jpg?A3889C9397807479A2A1C7A8BAA5959DB4AAC6729F7C84879595A17A856A609399B2B5ACB7685E9EC0AC | https://pim-kvc.soneparsea.com:3443/PictureServer/default.aspx/SCHNEIDER-METSEPM5330.pdf?A3889C9397807479A2A1A7889A85757D948AA6729F7C84879595A17A856A6062C0A9BA | PM5330POWERMETER 31H CL0.5 4T 2-IO 2REL | PowerLogic PM5000 series power meters provide affordable, precision metering. They are ideal for high-end cost management applications, and deliver the measurement and accuracy capabilities (Class 0.2S (PM5500 models) and 0.5S (PM5100, PM5300 models) for active energy metering to allocate energy usage, perform tenant metering and sub-billing, pin-point energy savings, optimize equipment efficiency and utilization, and perform a high level assessment of the power quality in an electrical network. | Pulse rate | 1...9999999Imp/kWh (kvarh)
| 88 | Electrical Distribution (LV) | Power Meter | Energy Meter | PM5330POWERMETER 31H CL0.5 4T 2-IO 2REL | 2220229 | METSEPM5330 | SCHNEIDER ELECTRIC | 41100 | https://pim-kvc.soneparsea.com:3443/PictureServer/default.aspx/schneider-METSEPM5330_Image1.jpg?A3889C9397807479A2A1C7A8BAA5959DB4AAC6729F7C84879595A17A856A609399B2B5ACB7685E9EC0AC | https://pim-kvc.soneparsea.com:3443/PictureServer/default.aspx/SCHNEIDER-METSEPM5330.pdf?A3889C9397807479A2A1A7889A85757D948AA6729F7C84879595A17A856A6062C0A9BA | PM5330POWERMETER 31H CL0.5 4T 2-IO 2REL | PowerLogic PM5000 series power meters provide affordable, precision metering. They are ideal for high-end cost management applications, and deliver the measurement and accuracy capabilities (Class 0.2S (PM5500 models) and 0.5S (PM5100, PM5300 models) for active energy metering to allocate energy usage, perform tenant metering and sub-billing, pin-point energy savings, optimize equipment efficiency and utilization, and perform a high level assessment of the power quality in an electrical network. | Type of meter | Electronic
| 88 | Electrical Distribution (LV) | Power Meter | Energy Meter | PM5330POWERMETER 31H CL0.5 4T 2-IO 2REL | 2220229 | METSEPM5330 | SCHNEIDER ELECTRIC | 41100 | https://pim-kvc.soneparsea.com:3443/PictureServer/default.aspx/schneider-METSEPM5330_Image1.jpg?A3889C9397807479A2A1C7A8BAA5959DB4AAC6729F7C84879595A17A856A609399B2B5ACB7685E9EC0AC | https://pim-kvc.soneparsea.com:3443/PictureServer/default.aspx/SCHNEIDER-METSEPM5330.pdf?A3889C9397807479A2A1A7889A85757D948AA6729F7C84879595A17A856A6062C0A9BA | PM5330POWERMETER 31H CL0.5 4T 2-IO 2REL | PowerLogic PM5000 series power meters provide affordable, precision metering. They are ideal for high-end cost management applications, and deliver the measurement and accuracy capabilities (Class 0.2S (PM5500 models) and 0.5S (PM5100, PM5300 models) for active energy metering to allocate energy usage, perform tenant metering and sub-billing, pin-point energy savings, optimize equipment efficiency and utilization, and perform a high level assessment of the power quality in an electrical network. | Nominal current (In) | 5A
| 88 | Electrical Distribution (LV) | Power Meter | Energy Meter | PM5330POWERMETER 31H CL0.5 4T 2-IO 2REL | 2220229 | METSEPM5330 | SCHNEIDER ELECTRIC | 41100 | https://pim-kvc.soneparsea.com:3443/PictureServer/default.aspx/schneider-METSEPM5330_Image1.jpg?A3889C9397807479A2A1C7A8BAA5959DB4AAC6729F7C84879595A17A856A609399B2B5ACB7685E9EC0AC | https://pim-kvc.soneparsea.com:3443/PictureServer/default.aspx/SCHNEIDER-METSEPM5330.pdf?A3889C9397807479A2A1A7889A85757D948AA6729F7C84879595A17A856A6062C0A9BA | PM5330POWERMETER 31H CL0.5 4T 2-IO 2REL | PowerLogic PM5000 series power meters provide affordable, precision metering. They are ideal for high-end cost management applications, and deliver the measurement and accuracy capabilities (Class 0.2S (PM5500 models) and 0.5S (PM5100, PM5300 models) for active energy metering to allocate energy usage, perform tenant metering and sub-billing, pin-point energy savings, optimize equipment efficiency and utilization, and perform a high level assessment of the power quality in an electrical network. | Max. current (Imax) | 8.5A
| 88 | Electrical Distribution (LV) | Power Meter | Energy Meter | PM5330POWERMETER 31H CL0.5 4T 2-IO 2REL | 2220229 | METSEPM5330 | SCHNEIDER ELECTRIC | 41100 | https://pim-kvc.soneparsea.com:3443/PictureServer/default.aspx/schneider-METSEPM5330_Image1.jpg?A3889C9397807479A2A1C7A8BAA5959DB4AAC6729F7C84879595A17A856A609399B2B5ACB7685E9EC0AC | https://pim-kvc.soneparsea.com:3443/PictureServer/default.aspx/SCHNEIDER-METSEPM5330.pdf?A3889C9397807479A2A1A7889A85757D948AA6729F7C84879595A17A856A6062C0A9BA | PM5330POWERMETER 31H CL0.5 4T 2-IO 2REL | PowerLogic PM5000 series power meters provide affordable, precision metering. They are ideal for high-end cost management applications, and deliver the measurement and accuracy capabilities (Class 0.2S (PM5500 models) and 0.5S (PM5100, PM5300 models) for active energy metering to allocate energy usage, perform tenant metering and sub-billing, pin-point energy savings, optimize equipment efficiency and utilization, and perform a high level assessment of the power quality in an electrical network. | Nominal voltage (Un) N-L | 20...400V
| 88 | Electrical Distribution (LV) | Power Meter | Energy Meter | PM5330POWERMETER 31H CL0.5 4T 2-IO 2REL | 2220229 | METSEPM5330 | SCHNEIDER ELECTRIC | 41100 | https://pim-kvc.soneparsea.com:3443/PictureServer/default.aspx/schneider-METSEPM5330_Image1.jpg?A3889C9397807479A2A1C7A8BAA5959DB4AAC6729F7C84879595A17A856A609399B2B5ACB7685E9EC0AC | https://pim-kvc.soneparsea.com:3443/PictureServer/default.aspx/SCHNEIDER-METSEPM5330.pdf?A3889C9397807479A2A1A7889A85757D948AA6729F7C84879595A17A856A6062C0A9BA | PM5330POWERMETER 31H CL0.5 4T 2-IO 2REL | PowerLogic PM5000 series power meters provide affordable, precision metering. They are ideal for high-end cost management applications, and deliver the measurement and accuracy capabilities (Class 0.2S (PM5500 models) and 0.5S (PM5100, PM5300 models) for active energy metering to allocate energy usage, perform tenant metering and sub-billing, pin-point energy savings, optimize equipment efficiency and utilization, and perform a high level assessment of the power quality in an electrical network. | Nominal voltage (Un) L-L | 35...690V
| 88 | Electrical Distribution (LV) | Power Meter | Energy Meter | PM5330POWERMETER 31H CL0.5 4T 2-IO 2REL | 2220229 | METSEPM5330 | SCHNEIDER ELECTRIC | 41100 | https://pim-kvc.soneparsea.com:3443/PictureServer/default.aspx/schneider-METSEPM5330_Image1.jpg?A3889C9397807479A2A1C7A8BAA5959DB4AAC6729F7C84879595A17A856A609399B2B5ACB7685E9EC0AC | https://pim-kvc.soneparsea.com:3443/PictureServer/default.aspx/SCHNEIDER-METSEPM5330.pdf?A3889C9397807479A2A1A7889A85757D948AA6729F7C84879595A17A856A6062C0A9BA | PM5330POWERMETER 31H CL0.5 4T 2-IO 2REL | PowerLogic PM5000 series power meters provide affordable, precision metering. They are ideal for high-end cost management applications, and deliver the measurement and accuracy capabilities (Class 0.2S (PM5500 models) and 0.5S (PM5100, PM5300 models) for active energy metering to allocate energy usage, perform tenant metering and sub-billing, pin-point energy savings, optimize equipment efficiency and utilization, and perform a high level assessment of the power quality in an electrical network. | Frequency | 45...65Hz
| 88 | Electrical Distribution (LV) | Power Meter | Energy Meter | PM5330POWERMETER 31H CL0.5 4T 2-IO 2REL | 2220229 | METSEPM5330 | SCHNEIDER ELECTRIC | 41100 | https://pim-kvc.soneparsea.com:3443/PictureServer/default.aspx/schneider-METSEPM5330_Image1.jpg?A3889C9397807479A2A1C7A8BAA5959DB4AAC6729F7C84879595A17A856A609399B2B5ACB7685E9EC0AC | https://pim-kvc.soneparsea.com:3443/PictureServer/default.aspx/SCHNEIDER-METSEPM5330.pdf?A3889C9397807479A2A1A7889A85757D948AA6729F7C84879595A17A856A6062C0A9BA | PM5330POWERMETER 31H CL0.5 4T 2-IO 2REL | PowerLogic PM5000 series power meters provide affordable, precision metering. They are ideal for high-end cost management applications, and deliver the measurement and accuracy capabilities (Class 0.2S (PM5500 models) and 0.5S (PM5100, PM5300 models) for active energy metering to allocate energy usage, perform tenant metering and sub-billing, pin-point energy savings, optimize equipment efficiency and utilization, and perform a high level assessment of the power quality in an electrical network. | Accuracy class | C
| 88 | Electrical Distribution (LV) | Power Meter | Energy Meter | PM5330POWERMETER 31H CL0.5 4T 2-IO 2REL | 2220229 | METSEPM5330 | SCHNEIDER ELECTRIC | 41100 | https://pim-kvc.soneparsea.com:3443/PictureServer/default.aspx/schneider-METSEPM5330_Image1.jpg?A3889C9397807479A2A1C7A8BAA5959DB4AAC6729F7C84879595A17A856A609399B2B5ACB7685E9EC0AC | https://pim-kvc.soneparsea.com:3443/PictureServer/default.aspx/SCHNEIDER-METSEPM5330.pdf?A3889C9397807479A2A1A7889A85757D948AA6729F7C84879595A17A856A6062C0A9BA | PM5330POWERMETER 31H CL0.5 4T 2-IO 2REL | PowerLogic PM5000 series power meters provide affordable, precision metering. They are ideal for high-end cost management applications, and deliver the measurement and accuracy capabilities (Class 0.2S (PM5500 models) and 0.5S (PM5100, PM5300 models) for active energy metering to allocate energy usage, perform tenant metering and sub-billing, pin-point energy savings, optimize equipment efficiency and utilization, and perform a high level assessment of the power quality in an electrical network. | Pole type | Three conductor
| 88 | Electrical Distribution (LV) | Power Meter | Energy Meter | PM5330POWERMETER 31H CL0.5 4T 2-IO 2REL | 2220229 | METSEPM5330 | SCHNEIDER ELECTRIC | 41100 | https://pim-kvc.soneparsea.com:3443/PictureServer/default.aspx/schneider-METSEPM5330_Image1.jpg?A3889C9397807479A2A1C7A8BAA5959DB4AAC6729F7C84879595A17A856A609399B2B5ACB7685E9EC0AC | https://pim-kvc.soneparsea.com:3443/PictureServer/default.aspx/SCHNEIDER-METSEPM5330.pdf?A3889C9397807479A2A1A7889A85757D948AA6729F7C84879595A17A856A6062C0A9BA | PM5330POWERMETER 31H CL0.5 4T 2-IO 2REL | PowerLogic PM5000 series power meters provide affordable, precision metering. They are ideal for high-end cost management applications, and deliver the measurement and accuracy capabilities (Class 0.2S (PM5500 models) and 0.5S (PM5100, PM5300 models) for active energy metering to allocate energy usage, perform tenant metering and sub-billing, pin-point energy savings, optimize equipment efficiency and utilization, and perform a high level assessment of the power quality in an electrical network. | Model | Measurement transformer
| 88 | Electrical Distribution (LV) | Power Meter | Energy Meter | PM5330POWERMETER 31H CL0.5 4T 2-IO 2REL | 2220229 | METSEPM5330 | SCHNEIDER ELECTRIC | 41100 | https://pim-kvc.soneparsea.com:3443/PictureServer/default.aspx/schneider-METSEPM5330_Image1.jpg?A3889C9397807479A2A1C7A8BAA5959DB4AAC6729F7C84879595A17A856A609399B2B5ACB7685E9EC0AC | https://pim-kvc.soneparsea.com:3443/PictureServer/default.aspx/SCHNEIDER-METSEPM5330.pdf?A3889C9397807479A2A1A7889A85757D948AA6729F7C84879595A17A856A6062C0A9BA | PM5330POWERMETER 31H CL0.5 4T 2-IO 2REL | PowerLogic PM5000 series power meters provide affordable, precision metering. They are ideal for high-end cost management applications, and deliver the measurement and accuracy capabilities (Class 0.2S (PM5500 models) and 0.5S (PM5100, PM5300 models) for active energy metering to allocate energy usage, perform tenant metering and sub-billing, pin-point energy savings, optimize equipment efficiency and utilization, and perform a high level assessment of the power quality in an electrical network. | Energy type | Effective power and blind power
| 88 | Electrical Distribution (LV) | Power Meter | Energy Meter | PM5330POWERMETER 31H CL0.5 4T 2-IO 2REL | 2220229 | METSEPM5330 | SCHNEIDER ELECTRIC | 41100 | https://pim-kvc.soneparsea.com:3443/PictureServer/default.aspx/schneider-METSEPM5330_Image1.jpg?A3889C9397807479A2A1C7A8BAA5959DB4AAC6729F7C84879595A17A856A609399B2B5ACB7685E9EC0AC | https://pim-kvc.soneparsea.com:3443/PictureServer/default.aspx/SCHNEIDER-METSEPM5330.pdf?A3889C9397807479A2A1A7889A85757D948AA6729F7C84879595A17A856A6062C0A9BA | PM5330POWERMETER 31H CL0.5 4T 2-IO 2REL | PowerLogic PM5000 series power meters provide affordable, precision metering. They are ideal for high-end cost management applications, and deliver the measurement and accuracy capabilities (Class 0.2S (PM5500 models) and 0.5S (PM5100, PM5300 models) for active energy metering to allocate energy usage, perform tenant metering and sub-billing, pin-point energy savings, optimize equipment efficiency and utilization, and perform a high level assessment of the power quality in an electrical network. | Suitable for | Purchase
| 88 | Electrical Distribution (LV) | Power Meter | Energy Meter | PM5330POWERMETER 31H CL0.5 4T 2-IO 2REL | 2220229 | METSEPM5330 | SCHNEIDER ELECTRIC | 41100 | https://pim-kvc.soneparsea.com:3443/PictureServer/default.aspx/schneider-METSEPM5330_Image1.jpg?A3889C9397807479A2A1C7A8BAA5959DB4AAC6729F7C84879595A17A856A609399B2B5ACB7685E9EC0AC | https://pim-kvc.soneparsea.com:3443/PictureServer/default.aspx/SCHNEIDER-METSEPM5330.pdf?A3889C9397807479A2A1A7889A85757D948AA6729F7C84879595A17A856A6062C0A9BA | PM5330POWERMETER 31H CL0.5 4T 2-IO 2REL | PowerLogic PM5000 series power meters provide affordable, precision metering. They are ideal for high-end cost management applications, and deliver the measurement and accuracy capabilities (Class 0.2S (PM5500 models) and 0.5S (PM5100, PM5300 models) for active energy metering to allocate energy usage, perform tenant metering and sub-billing, pin-point energy savings, optimize equipment efficiency and utilization, and perform a high level assessment of the power quality in an electrical network. | Tariff type | Multi-tariff
| 88 | Electrical Distribution (LV) | Power Meter | Energy Meter | PM5330POWERMETER 31H CL0.5 4T 2-IO 2REL | 2220229 | METSEPM5330 | SCHNEIDER ELECTRIC | 41100 | https://pim-kvc.soneparsea.com:3443/PictureServer/default.aspx/schneider-METSEPM5330_Image1.jpg?A3889C9397807479A2A1C7A8BAA5959DB4AAC6729F7C84879595A17A856A609399B2B5ACB7685E9EC0AC | https://pim-kvc.soneparsea.com:3443/PictureServer/default.aspx/SCHNEIDER-METSEPM5330.pdf?A3889C9397807479A2A1A7889A85757D948AA6729F7C84879595A17A856A6062C0A9BA | PM5330POWERMETER 31H CL0.5 4T 2-IO 2REL | PowerLogic PM5000 series power meters provide affordable, precision metering. They are ideal for high-end cost management applications, and deliver the measurement and accuracy capabilities (Class 0.2S (PM5500 models) and 0.5S (PM5100, PM5300 models) for active energy metering to allocate energy usage, perform tenant metering and sub-billing, pin-point energy savings, optimize equipment efficiency and utilization, and perform a high level assessment of the power quality in an electrical network. | Tariff control | External
| 88 | Electrical Distribution (LV) | Power Meter | Energy Meter | PM5330POWERMETER 31H CL0.5 4T 2-IO 2REL | 2220229 | METSEPM5330 | SCHNEIDER ELECTRIC | 41100 | https://pim-kvc.soneparsea.com:3443/PictureServer/default.aspx/schneider-METSEPM5330_Image1.jpg?A3889C9397807479A2A1C7A8BAA5959DB4AAC6729F7C84879595A17A856A609399B2B5ACB7685E9EC0AC | https://pim-kvc.soneparsea.com:3443/PictureServer/default.aspx/SCHNEIDER-METSEPM5330.pdf?A3889C9397807479A2A1A7889A85757D948AA6729F7C84879595A17A856A6062C0A9BA | PM5330POWERMETER 31H CL0.5 4T 2-IO 2REL | PowerLogic PM5000 series power meters provide affordable, precision metering. They are ideal for high-end cost management applications, and deliver the measurement and accuracy capabilities (Class 0.2S (PM5500 models) and 0.5S (PM5100, PM5300 models) for active energy metering to allocate energy usage, perform tenant metering and sub-billing, pin-point energy savings, optimize equipment efficiency and utilization, and perform a high level assessment of the power quality in an electrical network. | Measurement type load profile | yes
| 88 | Electrical Distribution (LV) | Power Meter | Energy Meter | PM5330POWERMETER 31H CL0.5 4T 2-IO 2REL | 2220229 | METSEPM5330 | SCHNEIDER ELECTRIC | 41100 | https://pim-kvc.soneparsea.com:3443/PictureServer/default.aspx/schneider-METSEPM5330_Image1.jpg?A3889C9397807479A2A1C7A8BAA5959DB4AAC6729F7C84879595A17A856A609399B2B5ACB7685E9EC0AC | https://pim-kvc.soneparsea.com:3443/PictureServer/default.aspx/SCHNEIDER-METSEPM5330.pdf?A3889C9397807479A2A1A7889A85757D948AA6729F7C84879595A17A856A6062C0A9BA | PM5330POWERMETER 31H CL0.5 4T 2-IO 2REL | PowerLogic PM5000 series power meters provide affordable, precision metering. They are ideal for high-end cost management applications, and deliver the measurement and accuracy capabilities (Class 0.2S (PM5500 models) and 0.5S (PM5100, PM5300 models) for active energy metering to allocate energy usage, perform tenant metering and sub-billing, pin-point energy savings, optimize equipment efficiency and utilization, and perform a high level assessment of the power quality in an electrical network. | Escapement mechanism | no
| 88 | Electrical Distribution (LV) | Power Meter | Energy Meter | PM5330POWERMETER 31H CL0.5 4T 2-IO 2REL | 2220229 | METSEPM5330 | SCHNEIDER ELECTRIC | 41100 | https://pim-kvc.soneparsea.com:3443/PictureServer/default.aspx/schneider-METSEPM5330_Image1.jpg?A3889C9397807479A2A1C7A8BAA5959DB4AAC6729F7C84879595A17A856A609399B2B5ACB7685E9EC0AC | https://pim-kvc.soneparsea.com:3443/PictureServer/default.aspx/SCHNEIDER-METSEPM5330.pdf?A3889C9397807479A2A1A7889A85757D948AA6729F7C84879595A17A856A6062C0A9BA | PM5330POWERMETER 31H CL0.5 4T 2-IO 2REL | PowerLogic PM5000 series power meters provide affordable, precision metering. They are ideal for high-end cost management applications, and deliver the measurement and accuracy capabilities (Class 0.2S (PM5500 models) and 0.5S (PM5100, PM5300 models) for active energy metering to allocate energy usage, perform tenant metering and sub-billing, pin-point energy savings, optimize equipment efficiency and utilization, and perform a high level assessment of the power quality in an electrical network. | Calibrated | no
| 88 | Electrical Distribution (LV) | Power Meter | Energy Meter | PM5330POWERMETER 31H CL0.5 4T 2-IO 2REL | 2220229 | METSEPM5330 | SCHNEIDER ELECTRIC | 41100 | https://pim-kvc.soneparsea.com:3443/PictureServer/default.aspx/schneider-METSEPM5330_Image1.jpg?A3889C9397807479A2A1C7A8BAA5959DB4AAC6729F7C84879595A17A856A609399B2B5ACB7685E9EC0AC | https://pim-kvc.soneparsea.com:3443/PictureServer/default.aspx/SCHNEIDER-METSEPM5330.pdf?A3889C9397807479A2A1A7889A85757D948AA6729F7C84879595A17A856A6062C0A9BA | PM5330POWERMETER 31H CL0.5 4T 2-IO 2REL | PowerLogic PM5000 series power meters provide affordable, precision metering. They are ideal for high-end cost management applications, and deliver the measurement and accuracy capabilities (Class 0.2S (PM5500 models) and 0.5S (PM5100, PM5300 models) for active energy metering to allocate energy usage, perform tenant metering and sub-billing, pin-point energy savings, optimize equipment efficiency and utilization, and perform a high level assessment of the power quality in an electrical network. | Approval | Domestic
| 88 | Electrical Distribution (LV) | Power Meter | Energy Meter | PM5330POWERMETER 31H CL0.5 4T 2-IO 2REL | 2220229 | METSEPM5330 | SCHNEIDER ELECTRIC | 41100 | https://pim-kvc.soneparsea.com:3443/PictureServer/default.aspx/schneider-METSEPM5330_Image1.jpg?A3889C9397807479A2A1C7A8BAA5959DB4AAC6729F7C84879595A17A856A609399B2B5ACB7685E9EC0AC | https://pim-kvc.soneparsea.com:3443/PictureServer/default.aspx/SCHNEIDER-METSEPM5330.pdf?A3889C9397807479A2A1A7889A85757D948AA6729F7C84879595A17A856A6062C0A9BA | PM5330POWERMETER 31H CL0.5 4T 2-IO 2REL | PowerLogic PM5000 series power meters provide affordable, precision metering. They are ideal for high-end cost management applications, and deliver the measurement and accuracy capabilities (Class 0.2S (PM5500 models) and 0.5S (PM5100, PM5300 models) for active energy metering to allocate energy usage, perform tenant metering and sub-billing, pin-point energy savings, optimize equipment efficiency and utilization, and perform a high level assessment of the power quality in an electrical network. | Pulse output | Electrical
| 88 | Electrical Distribution (LV) | Power Meter | Energy Meter | PM5330POWERMETER 31H CL0.5 4T 2-IO 2REL | 2220229 | METSEPM5330 | SCHNEIDER ELECTRIC | 41100 | https://pim-kvc.soneparsea.com:3443/PictureServer/default.aspx/schneider-METSEPM5330_Image1.jpg?A3889C9397807479A2A1C7A8BAA5959DB4AAC6729F7C84879595A17A856A609399B2B5ACB7685E9EC0AC | https://pim-kvc.soneparsea.com:3443/PictureServer/default.aspx/SCHNEIDER-METSEPM5330.pdf?A3889C9397807479A2A1A7889A85757D948AA6729F7C84879595A17A856A6062C0A9BA | PM5330POWERMETER 31H CL0.5 4T 2-IO 2REL | PowerLogic PM5000 series power meters provide affordable, precision metering. They are ideal for high-end cost management applications, and deliver the measurement and accuracy capabilities (Class 0.2S (PM5500 models) and 0.5S (PM5100, PM5300 models) for active energy metering to allocate energy usage, perform tenant metering and sub-billing, pin-point energy savings, optimize equipment efficiency and utilization, and perform a high level assessment of the power quality in an electrical network. | Pulse type | S0
| 88 | Electrical Distribution (LV) | Power Meter | Energy Meter | PM5330POWERMETER 31H CL0.5 4T 2-IO 2REL | 2220229 | METSEPM5330 | SCHNEIDER ELECTRIC | 41100 | https://pim-kvc.soneparsea.com:3443/PictureServer/default.aspx/schneider-METSEPM5330_Image1.jpg?A3889C9397807479A2A1C7A8BAA5959DB4AAC6729F7C84879595A17A856A609399B2B5ACB7685E9EC0AC | https://pim-kvc.soneparsea.com:3443/PictureServer/default.aspx/SCHNEIDER-METSEPM5330.pdf?A3889C9397807479A2A1A7889A85757D948AA6729F7C84879595A17A856A6062C0A9BA | PM5330POWERMETER 31H CL0.5 4T 2-IO 2REL | PowerLogic PM5000 series power meters provide affordable, precision metering. They are ideal for high-end cost management applications, and deliver the measurement and accuracy capabilities (Class 0.2S (PM5500 models) and 0.5S (PM5100, PM5300 models) for active energy metering to allocate energy usage, perform tenant metering and sub-billing, pin-point energy savings, optimize equipment efficiency and utilization, and perform a high level assessment of the power quality in an electrical network. | Pulse rate | 1...9999999Imp/kWh (kvarh)
| 88 | Electrical Distribution (LV) | Power Meter | Energy Meter | PM5330POWERMETER 31H CL0.5 4T 2-IO 2REL | 2220229 | METSEPM5330 | SCHNEIDER ELECTRIC | 41100 | https://pim-kvc.soneparsea.com:3443/PictureServer/default.aspx/schneider-METSEPM5330_Image1.jpg?A3889C9397807479A2A1C7A8BAA5959DB4AAC6729F7C84879595A17A856A609399B2B5ACB7685E9EC0AC | https://pim-kvc.soneparsea.com:3443/PictureServer/default.aspx/SCHNEIDER-METSEPM5330.pdf?A3889C9397807479A2A1A7889A85757D948AA6729F7C84879595A17A856A6062C0A9BA | PM5330POWERMETER 31H CL0.5 4T 2-IO 2REL | PowerLogic PM5000 series power meters provide affordable, precision metering. They are ideal for high-end cost management applications, and deliver the measurement and accuracy capabilities (Class 0.2S (PM5500 models) and 0.5S (PM5100, PM5300 models) for active energy metering to allocate energy usage, perform tenant metering and sub-billing, pin-point energy savings, optimize equipment efficiency and utilization, and perform a high level assessment of the power quality in an electrical network. | Type of meter | Electronic
| 88 | Electrical Distribution (LV) | Power Meter | Energy Meter | PM5330POWERMETER 31H CL0.5 4T 2-IO 2REL | 2220229 | METSEPM5330 | SCHNEIDER ELECTRIC | 41100 | https://pim-kvc.soneparsea.com:3443/PictureServer/default.aspx/schneider-METSEPM5330_Image1.jpg?A3889C9397807479A2A1C7A8BAA5959DB4AAC6729F7C84879595A17A856A609399B2B5ACB7685E9EC0AC | https://pim-kvc.soneparsea.com:3443/PictureServer/default.aspx/SCHNEIDER-METSEPM5330.pdf?A3889C9397807479A2A1A7889A85757D948AA6729F7C84879595A17A856A6062C0A9BA | PM5330POWERMETER 31H CL0.5 4T 2-IO 2REL | PowerLogic PM5000 series power meters provide affordable, precision metering. They are ideal for high-end cost management applications, and deliver the measurement and accuracy capabilities (Class 0.2S (PM5500 models) and 0.5S (PM5100, PM5300 models) for active energy metering to allocate energy usage, perform tenant metering and sub-billing, pin-point energy savings, optimize equipment efficiency and utilization, and perform a high level assessment of the power quality in an electrical network. | Nominal current (In) | 5A
| 88 | Electrical Distribution (LV) | Power Meter | Energy Meter | PM5330POWERMETER 31H CL0.5 4T 2-IO 2REL | 2220229 | METSEPM5330 | SCHNEIDER ELECTRIC | 41100 | https://pim-kvc.soneparsea.com:3443/PictureServer/default.aspx/schneider-METSEPM5330_Image1.jpg?A3889C9397807479A2A1C7A8BAA5959DB4AAC6729F7C84879595A17A856A609399B2B5ACB7685E9EC0AC | https://pim-kvc.soneparsea.com:3443/PictureServer/default.aspx/SCHNEIDER-METSEPM5330.pdf?A3889C9397807479A2A1A7889A85757D948AA6729F7C84879595A17A856A6062C0A9BA | PM5330POWERMETER 31H CL0.5 4T 2-IO 2REL | PowerLogic PM5000 series power meters provide affordable, precision metering. They are ideal for high-end cost management applications, and deliver the measurement and accuracy capabilities (Class 0.2S (PM5500 models) and 0.5S (PM5100, PM5300 models) for active energy metering to allocate energy usage, perform tenant metering and sub-billing, pin-point energy savings, optimize equipment efficiency and utilization, and perform a high level assessment of the power quality in an electrical network. | Max. current (Imax) | 8.5A
| 88 | Electrical Distribution (LV) | Power Meter | Energy Meter | PM5330POWERMETER 31H CL0.5 4T 2-IO 2REL | 2220229 | METSEPM5330 | SCHNEIDER ELECTRIC | 41100 | https://pim-kvc.soneparsea.com:3443/PictureServer/default.aspx/schneider-METSEPM5330_Image1.jpg?A3889C9397807479A2A1C7A8BAA5959DB4AAC6729F7C84879595A17A856A609399B2B5ACB7685E9EC0AC | https://pim-kvc.soneparsea.com:3443/PictureServer/default.aspx/SCHNEIDER-METSEPM5330.pdf?A3889C9397807479A2A1A7889A85757D948AA6729F7C84879595A17A856A6062C0A9BA | PM5330POWERMETER 31H CL0.5 4T 2-IO 2REL | PowerLogic PM5000 series power meters provide affordable, precision metering. They are ideal for high-end cost management applications, and deliver the measurement and accuracy capabilities (Class 0.2S (PM5500 models) and 0.5S (PM5100, PM5300 models) for active energy metering to allocate energy usage, perform tenant metering and sub-billing, pin-point energy savings, optimize equipment efficiency and utilization, and perform a high level assessment of the power quality in an electrical network. | Nominal voltage (Un) N-L | 20...400V
| 88 | Electrical Distribution (LV) | Power Meter | Energy Meter | PM5330POWERMETER 31H CL0.5 4T 2-IO 2REL | 2220229 | METSEPM5330 | SCHNEIDER ELECTRIC | 41100 | https://pim-kvc.soneparsea.com:3443/PictureServer/default.aspx/schneider-METSEPM5330_Image1.jpg?A3889C9397807479A2A1C7A8BAA5959DB4AAC6729F7C84879595A17A856A609399B2B5ACB7685E9EC0AC | https://pim-kvc.soneparsea.com:3443/PictureServer/default.aspx/SCHNEIDER-METSEPM5330.pdf?A3889C9397807479A2A1A7889A85757D948AA6729F7C84879595A17A856A6062C0A9BA | PM5330POWERMETER 31H CL0.5 4T 2-IO 2REL | PowerLogic PM5000 series power meters provide affordable, precision metering. They are ideal for high-end cost management applications, and deliver the measurement and accuracy capabilities (Class 0.2S (PM5500 models) and 0.5S (PM5100, PM5300 models) for active energy metering to allocate energy usage, perform tenant metering and sub-billing, pin-point energy savings, optimize equipment efficiency and utilization, and perform a high level assessment of the power quality in an electrical network. | Nominal voltage (Un) L-L | 35...690V
| 88 | Electrical Distribution (LV) | Power Meter | Energy Meter | PM5330POWERMETER 31H CL0.5 4T 2-IO 2REL | 2220229 | METSEPM5330 | SCHNEIDER ELECTRIC | 41100 | https://pim-kvc.soneparsea.com:3443/PictureServer/default.aspx/schneider-METSEPM5330_Image1.jpg?A3889C9397807479A2A1C7A8BAA5959DB4AAC6729F7C84879595A17A856A609399B2B5ACB7685E9EC0AC | https://pim-kvc.soneparsea.com:3443/PictureServer/default.aspx/SCHNEIDER-METSEPM5330.pdf?A3889C9397807479A2A1A7889A85757D948AA6729F7C84879595A17A856A6062C0A9BA | PM5330POWERMETER 31H CL0.5 4T 2-IO 2REL | PowerLogic PM5000 series power meters provide affordable, precision metering. They are ideal for high-end cost management applications, and deliver the measurement and accuracy capabilities (Class 0.2S (PM5500 models) and 0.5S (PM5100, PM5300 models) for active energy metering to allocate energy usage, perform tenant metering and sub-billing, pin-point energy savings, optimize equipment efficiency and utilization, and perform a high level assessment of the power quality in an electrical network. | Frequency | 45...65Hz
| 88 | Electrical Distribution (LV) | Power Meter | Energy Meter | PM5330POWERMETER 31H CL0.5 4T 2-IO 2REL | 2220229 | METSEPM5330 | SCHNEIDER ELECTRIC | 41100 | https://pim-kvc.soneparsea.com:3443/PictureServer/default.aspx/schneider-METSEPM5330_Image1.jpg?A3889C9397807479A2A1C7A8BAA5959DB4AAC6729F7C84879595A17A856A609399B2B5ACB7685E9EC0AC | https://pim-kvc.soneparsea.com:3443/PictureServer/default.aspx/SCHNEIDER-METSEPM5330.pdf?A3889C9397807479A2A1A7889A85757D948AA6729F7C84879595A17A856A6062C0A9BA | PM5330POWERMETER 31H CL0.5 4T 2-IO 2REL | PowerLogic PM5000 series power meters provide affordable, precision metering. They are ideal for high-end cost management applications, and deliver the measurement and accuracy capabilities (Class 0.2S (PM5500 models) and 0.5S (PM5100, PM5300 models) for active energy metering to allocate energy usage, perform tenant metering and sub-billing, pin-point energy savings, optimize equipment efficiency and utilization, and perform a high level assessment of the power quality in an electrical network. | Accuracy class | C
| 88 | Electrical Distribution (LV) | Power Meter | Energy Meter | PM5330POWERMETER 31H CL0.5 4T 2-IO 2REL | 2220229 | METSEPM5330 | SCHNEIDER ELECTRIC | 41100 | https://pim-kvc.soneparsea.com:3443/PictureServer/default.aspx/schneider-METSEPM5330_Image1.jpg?A3889C9397807479A2A1C7A8BAA5959DB4AAC6729F7C84879595A17A856A609399B2B5ACB7685E9EC0AC | https://pim-kvc.soneparsea.com:3443/PictureServer/default.aspx/SCHNEIDER-METSEPM5330.pdf?A3889C9397807479A2A1A7889A85757D948AA6729F7C84879595A17A856A6062C0A9BA | PM5330POWERMETER 31H CL0.5 4T 2-IO 2REL | PowerLogic PM5000 series power meters provide affordable, precision metering. They are ideal for high-end cost management applications, and deliver the measurement and accuracy capabilities (Class 0.2S (PM5500 models) and 0.5S (PM5100, PM5300 models) for active energy metering to allocate energy usage, perform tenant metering and sub-billing, pin-point energy savings, optimize equipment efficiency and utilization, and perform a high level assessment of the power quality in an electrical network. | Pole type | Three conductor
| 88 | Electrical Distribution (LV) | Power Meter | Energy Meter | PM5330POWERMETER 31H CL0.5 4T 2-IO 2REL | 2220229 | METSEPM5330 | SCHNEIDER ELECTRIC | 41100 | https://pim-kvc.soneparsea.com:3443/PictureServer/default.aspx/schneider-METSEPM5330_Image1.jpg?A3889C9397807479A2A1C7A8BAA5959DB4AAC6729F7C84879595A17A856A609399B2B5ACB7685E9EC0AC | https://pim-kvc.soneparsea.com:3443/PictureServer/default.aspx/SCHNEIDER-METSEPM5330.pdf?A3889C9397807479A2A1A7889A85757D948AA6729F7C84879595A17A856A6062C0A9BA | PM5330POWERMETER 31H CL0.5 4T 2-IO 2REL | PowerLogic PM5000 series power meters provide affordable, precision metering. They are ideal for high-end cost management applications, and deliver the measurement and accuracy capabilities (Class 0.2S (PM5500 models) and 0.5S (PM5100, PM5300 models) for active energy metering to allocate energy usage, perform tenant metering and sub-billing, pin-point energy savings, optimize equipment efficiency and utilization, and perform a high level assessment of the power quality in an electrical network. | Model | Measurement transformer
| 88 | Electrical Distribution (LV) | Power Meter | Energy Meter | PM5330POWERMETER 31H CL0.5 4T 2-IO 2REL | 2220229 | METSEPM5330 | SCHNEIDER ELECTRIC | 41100 | https://pim-kvc.soneparsea.com:3443/PictureServer/default.aspx/schneider-METSEPM5330_Image1.jpg?A3889C9397807479A2A1C7A8BAA5959DB4AAC6729F7C84879595A17A856A609399B2B5ACB7685E9EC0AC | https://pim-kvc.soneparsea.com:3443/PictureServer/default.aspx/SCHNEIDER-METSEPM5330.pdf?A3889C9397807479A2A1A7889A85757D948AA6729F7C84879595A17A856A6062C0A9BA | PM5330POWERMETER 31H CL0.5 4T 2-IO 2REL | PowerLogic PM5000 series power meters provide affordable, precision metering. They are ideal for high-end cost management applications, and deliver the measurement and accuracy capabilities (Class 0.2S (PM5500 models) and 0.5S (PM5100, PM5300 models) for active energy metering to allocate energy usage, perform tenant metering and sub-billing, pin-point energy savings, optimize equipment efficiency and utilization, and perform a high level assessment of the power quality in an electrical network. | Energy type | Effective power and blind power
| 88 | Electrical Distribution (LV) | Power Meter | Energy Meter | PM5330POWERMETER 31H CL0.5 4T 2-IO 2REL | 2220229 | METSEPM5330 | SCHNEIDER ELECTRIC | 41100 | https://pim-kvc.soneparsea.com:3443/PictureServer/default.aspx/schneider-METSEPM5330_Image1.jpg?A3889C9397807479A2A1C7A8BAA5959DB4AAC6729F7C84879595A17A856A609399B2B5ACB7685E9EC0AC | https://pim-kvc.soneparsea.com:3443/PictureServer/default.aspx/SCHNEIDER-METSEPM5330.pdf?A3889C9397807479A2A1A7889A85757D948AA6729F7C84879595A17A856A6062C0A9BA | PM5330POWERMETER 31H CL0.5 4T 2-IO 2REL | PowerLogic PM5000 series power meters provide affordable, precision metering. They are ideal for high-end cost management applications, and deliver the measurement and accuracy capabilities (Class 0.2S (PM5500 models) and 0.5S (PM5100, PM5300 models) for active energy metering to allocate energy usage, perform tenant metering and sub-billing, pin-point energy savings, optimize equipment efficiency and utilization, and perform a high level assessment of the power quality in an electrical network. | Suitable for | Purchase
| 88 | Electrical Distribution (LV) | Power Meter | Energy Meter | PM5330POWERMETER 31H CL0.5 4T 2-IO 2REL | 2220229 | METSEPM5330 | SCHNEIDER ELECTRIC | 41100 | https://pim-kvc.soneparsea.com:3443/PictureServer/default.aspx/schneider-METSEPM5330_Image1.jpg?A3889C9397807479A2A1C7A8BAA5959DB4AAC6729F7C84879595A17A856A609399B2B5ACB7685E9EC0AC | https://pim-kvc.soneparsea.com:3443/PictureServer/default.aspx/SCHNEIDER-METSEPM5330.pdf?A3889C9397807479A2A1A7889A85757D948AA6729F7C84879595A17A856A6062C0A9BA | PM5330POWERMETER 31H CL0.5 4T 2-IO 2REL | PowerLogic PM5000 series power meters provide affordable, precision metering. They are ideal for high-end cost management applications, and deliver the measurement and accuracy capabilities (Class 0.2S (PM5500 models) and 0.5S (PM5100, PM5300 models) for active energy metering to allocate energy usage, perform tenant metering and sub-billing, pin-point energy savings, optimize equipment efficiency and utilization, and perform a high level assessment of the power quality in an electrical network. | Tariff type | Multi-tariff
| 88 | Electrical Distribution (LV) | Power Meter | Energy Meter | PM5330POWERMETER 31H CL0.5 4T 2-IO 2REL | 2220229 | METSEPM5330 | SCHNEIDER ELECTRIC | 41100 | https://pim-kvc.soneparsea.com:3443/PictureServer/default.aspx/schneider-METSEPM5330_Image1.jpg?A3889C9397807479A2A1C7A8BAA5959DB4AAC6729F7C84879595A17A856A609399B2B5ACB7685E9EC0AC | https://pim-kvc.soneparsea.com:3443/PictureServer/default.aspx/SCHNEIDER-METSEPM5330.pdf?A3889C9397807479A2A1A7889A85757D948AA6729F7C84879595A17A856A6062C0A9BA | PM5330POWERMETER 31H CL0.5 4T 2-IO 2REL | PowerLogic PM5000 series power meters provide affordable, precision metering. They are ideal for high-end cost management applications, and deliver the measurement and accuracy capabilities (Class 0.2S (PM5500 models) and 0.5S (PM5100, PM5300 models) for active energy metering to allocate energy usage, perform tenant metering and sub-billing, pin-point energy savings, optimize equipment efficiency and utilization, and perform a high level assessment of the power quality in an electrical network. | Tariff control | External
| 88 | Electrical Distribution (LV) | Power Meter | Energy Meter | PM5330POWERMETER 31H CL0.5 4T 2-IO 2REL | 2220229 | METSEPM5330 | SCHNEIDER ELECTRIC | 41100 | https://pim-kvc.soneparsea.com:3443/PictureServer/default.aspx/schneider-METSEPM5330_Image1.jpg?A3889C9397807479A2A1C7A8BAA5959DB4AAC6729F7C84879595A17A856A609399B2B5ACB7685E9EC0AC | https://pim-kvc.soneparsea.com:3443/PictureServer/default.aspx/SCHNEIDER-METSEPM5330.pdf?A3889C9397807479A2A1A7889A85757D948AA6729F7C84879595A17A856A6062C0A9BA | PM5330POWERMETER 31H CL0.5 4T 2-IO 2REL | PowerLogic PM5000 series power meters provide affordable, precision metering. They are ideal for high-end cost management applications, and deliver the measurement and accuracy capabilities (Class 0.2S (PM5500 models) and 0.5S (PM5100, PM5300 models) for active energy metering to allocate energy usage, perform tenant metering and sub-billing, pin-point energy savings, optimize equipment efficiency and utilization, and perform a high level assessment of the power quality in an electrical network. | Measurement type load profile | yes
| 88 | Electrical Distribution (LV) | Power Meter | Energy Meter | PM5330POWERMETER 31H CL0.5 4T 2-IO 2REL | 2220229 | METSEPM5330 | SCHNEIDER ELECTRIC | 41100 | https://pim-kvc.soneparsea.com:3443/PictureServer/default.aspx/schneider-METSEPM5330_Image1.jpg?A3889C9397807479A2A1C7A8BAA5959DB4AAC6729F7C84879595A17A856A609399B2B5ACB7685E9EC0AC | https://pim-kvc.soneparsea.com:3443/PictureServer/default.aspx/SCHNEIDER-METSEPM5330.pdf?A3889C9397807479A2A1A7889A85757D948AA6729F7C84879595A17A856A6062C0A9BA | PM5330POWERMETER 31H CL0.5 4T 2-IO 2REL | PowerLogic PM5000 series power meters provide affordable, precision metering. They are ideal for high-end cost management applications, and deliver the measurement and accuracy capabilities (Class 0.2S (PM5500 models) and 0.5S (PM5100, PM5300 models) for active energy metering to allocate energy usage, perform tenant metering and sub-billing, pin-point energy savings, optimize equipment efficiency and utilization, and perform a high level assessment of the power quality in an electrical network. | Escapement mechanism | no
| 88 | Electrical Distribution (LV) | Power Meter | Energy Meter | PM5330POWERMETER 31H CL0.5 4T 2-IO 2REL | 2220229 | METSEPM5330 | SCHNEIDER ELECTRIC | 41100 | https://pim-kvc.soneparsea.com:3443/PictureServer/default.aspx/schneider-METSEPM5330_Image1.jpg?A3889C9397807479A2A1C7A8BAA5959DB4AAC6729F7C84879595A17A856A609399B2B5ACB7685E9EC0AC | https://pim-kvc.soneparsea.com:3443/PictureServer/default.aspx/SCHNEIDER-METSEPM5330.pdf?A3889C9397807479A2A1A7889A85757D948AA6729F7C84879595A17A856A6062C0A9BA | PM5330POWERMETER 31H CL0.5 4T 2-IO 2REL | PowerLogic PM5000 series power meters provide affordable, precision metering. They are ideal for high-end cost management applications, and deliver the measurement and accuracy capabilities (Class 0.2S (PM5500 models) and 0.5S (PM5100, PM5300 models) for active energy metering to allocate energy usage, perform tenant metering and sub-billing, pin-point energy savings, optimize equipment efficiency and utilization, and perform a high level assessment of the power quality in an electrical network. | Calibrated | no
| 88 | Electrical Distribution (LV) | Power Meter | Energy Meter | PM5330POWERMETER 31H CL0.5 4T 2-IO 2REL | 2220229 | METSEPM5330 | SCHNEIDER ELECTRIC | 41100 | https://pim-kvc.soneparsea.com:3443/PictureServer/default.aspx/schneider-METSEPM5330_Image1.jpg?A3889C9397807479A2A1C7A8BAA5959DB4AAC6729F7C84879595A17A856A609399B2B5ACB7685E9EC0AC | https://pim-kvc.soneparsea.com:3443/PictureServer/default.aspx/SCHNEIDER-METSEPM5330.pdf?A3889C9397807479A2A1A7889A85757D948AA6729F7C84879595A17A856A6062C0A9BA | PM5330POWERMETER 31H CL0.5 4T 2-IO 2REL | PowerLogic PM5000 series power meters provide affordable, precision metering. They are ideal for high-end cost management applications, and deliver the measurement and accuracy capabilities (Class 0.2S (PM5500 models) and 0.5S (PM5100, PM5300 models) for active energy metering to allocate energy usage, perform tenant metering and sub-billing, pin-point energy savings, optimize equipment efficiency and utilization, and perform a high level assessment of the power quality in an electrical network. | Approval | Domestic
| 88 | Electrical Distribution (LV) | Power Meter | Energy Meter | PM5330POWERMETER 31H CL0.5 4T 2-IO 2REL | 2220229 | METSEPM5330 | SCHNEIDER ELECTRIC | 41100 | https://pim-kvc.soneparsea.com:3443/PictureServer/default.aspx/schneider-METSEPM5330_Image1.jpg?A3889C9397807479A2A1C7A8BAA5959DB4AAC6729F7C84879595A17A856A609399B2B5ACB7685E9EC0AC | https://pim-kvc.soneparsea.com:3443/PictureServer/default.aspx/SCHNEIDER-METSEPM5330.pdf?A3889C9397807479A2A1A7889A85757D948AA6729F7C84879595A17A856A6062C0A9BA | PM5330POWERMETER 31H CL0.5 4T 2-IO 2REL | PowerLogic PM5000 series power meters provide affordable, precision metering. They are ideal for high-end cost management applications, and deliver the measurement and accuracy capabilities (Class 0.2S (PM5500 models) and 0.5S (PM5100, PM5300 models) for active energy metering to allocate energy usage, perform tenant metering and sub-billing, pin-point energy savings, optimize equipment efficiency and utilization, and perform a high level assessment of the power quality in an electrical network. | Pulse output | Electrical
| 88 | Electrical Distribution (LV) | Power Meter | Energy Meter | PM5330POWERMETER 31H CL0.5 4T 2-IO 2REL | 2220229 | METSEPM5330 | SCHNEIDER ELECTRIC | 41100 | https://pim-kvc.soneparsea.com:3443/PictureServer/default.aspx/schneider-METSEPM5330_Image1.jpg?A3889C9397807479A2A1C7A8BAA5959DB4AAC6729F7C84879595A17A856A609399B2B5ACB7685E9EC0AC | https://pim-kvc.soneparsea.com:3443/PictureServer/default.aspx/SCHNEIDER-METSEPM5330.pdf?A3889C9397807479A2A1A7889A85757D948AA6729F7C84879595A17A856A6062C0A9BA | PM5330POWERMETER 31H CL0.5 4T 2-IO 2REL | PowerLogic PM5000 series power meters provide affordable, precision metering. They are ideal for high-end cost management applications, and deliver the measurement and accuracy capabilities (Class 0.2S (PM5500 models) and 0.5S (PM5100, PM5300 models) for active energy metering to allocate energy usage, perform tenant metering and sub-billing, pin-point energy savings, optimize equipment efficiency and utilization, and perform a high level assessment of the power quality in an electrical network. | Pulse type | S0
| 88 | Electrical Distribution (LV) | Power Meter | Energy Meter | PM5330POWERMETER 31H CL0.5 4T 2-IO 2REL | 2220229 | METSEPM5330 | SCHNEIDER ELECTRIC | 41100 | https://pim-kvc.soneparsea.com:3443/PictureServer/default.aspx/schneider-METSEPM5330_Image1.jpg?A3889C9397807479A2A1C7A8BAA5959DB4AAC6729F7C84879595A17A856A609399B2B5ACB7685E9EC0AC | https://pim-kvc.soneparsea.com:3443/PictureServer/default.aspx/SCHNEIDER-METSEPM5330.pdf?A3889C9397807479A2A1A7889A85757D948AA6729F7C84879595A17A856A6062C0A9BA | PM5330POWERMETER 31H CL0.5 4T 2-IO 2REL | PowerLogic PM5000 series power meters provide affordable, precision metering. They are ideal for high-end cost management applications, and deliver the measurement and accuracy capabilities (Class 0.2S (PM5500 models) and 0.5S (PM5100, PM5300 models) for active energy metering to allocate energy usage, perform tenant metering and sub-billing, pin-point energy savings, optimize equipment efficiency and utilization, and perform a high level assessment of the power quality in an electrical network. | Pulse rate | 1...9999999Imp/kWh (kvarh)
| 88 | Electrical Distribution (LV) | Power Meter | Energy Meter | PM5330POWERMETER 31H CL0.5 4T 2-IO 2REL | 2220229 | METSEPM5330 | SCHNEIDER ELECTRIC | 41100 | https://pim-kvc.soneparsea.com:3443/PictureServer/default.aspx/schneider-METSEPM5330_Image1.jpg?A3889C9397807479A2A1C7A8BAA5959DB4AAC6729F7C84879595A17A856A609399B2B5ACB7685E9EC0AC | https://pim-kvc.soneparsea.com:3443/PictureServer/default.aspx/SCHNEIDER-METSEPM5330.pdf?A3889C9397807479A2A1A7889A85757D948AA6729F7C84879595A17A856A6062C0A9BA | PM5330POWERMETER 31H CL0.5 4T 2-IO 2REL | PowerLogic PM5000 series power meters provide affordable, precision metering. They are ideal for high-end cost management applications, and deliver the measurement and accuracy capabilities (Class 0.2S (PM5500 models) and 0.5S (PM5100, PM5300 models) for active energy metering to allocate energy usage, perform tenant metering and sub-billing, pin-point energy savings, optimize equipment efficiency and utilization, and perform a high level assessment of the power quality in an electrical network. | Type of meter | Electronic
| 88 | Electrical Distribution (LV) | Power Meter | Energy Meter | PM5330POWERMETER 31H CL0.5 4T 2-IO 2REL | 2220229 | METSEPM5330 | SCHNEIDER ELECTRIC | 41100 | https://pim-kvc.soneparsea.com:3443/PictureServer/default.aspx/schneider-METSEPM5330_Image1.jpg?A3889C9397807479A2A1C7A8BAA5959DB4AAC6729F7C84879595A17A856A609399B2B5ACB7685E9EC0AC | https://pim-kvc.soneparsea.com:3443/PictureServer/default.aspx/SCHNEIDER-METSEPM5330.pdf?A3889C9397807479A2A1A7889A85757D948AA6729F7C84879595A17A856A6062C0A9BA | PM5330POWERMETER 31H CL0.5 4T 2-IO 2REL | PowerLogic PM5000 series power meters provide affordable, precision metering. They are ideal for high-end cost management applications, and deliver the measurement and accuracy capabilities (Class 0.2S (PM5500 models) and 0.5S (PM5100, PM5300 models) for active energy metering to allocate energy usage, perform tenant metering and sub-billing, pin-point energy savings, optimize equipment efficiency and utilization, and perform a high level assessment of the power quality in an electrical network. | Nominal current (In) | 5A
| 88 | Electrical Distribution (LV) | Power Meter | Energy Meter | PM5330POWERMETER 31H CL0.5 4T 2-IO 2REL | 2220229 | METSEPM5330 | SCHNEIDER ELECTRIC | 41100 | https://pim-kvc.soneparsea.com:3443/PictureServer/default.aspx/schneider-METSEPM5330_Image1.jpg?A3889C9397807479A2A1C7A8BAA5959DB4AAC6729F7C84879595A17A856A609399B2B5ACB7685E9EC0AC | https://pim-kvc.soneparsea.com:3443/PictureServer/default.aspx/SCHNEIDER-METSEPM5330.pdf?A3889C9397807479A2A1A7889A85757D948AA6729F7C84879595A17A856A6062C0A9BA | PM5330POWERMETER 31H CL0.5 4T 2-IO 2REL | PowerLogic PM5000 series power meters provide affordable, precision metering. They are ideal for high-end cost management applications, and deliver the measurement and accuracy capabilities (Class 0.2S (PM5500 models) and 0.5S (PM5100, PM5300 models) for active energy metering to allocate energy usage, perform tenant metering and sub-billing, pin-point energy savings, optimize equipment efficiency and utilization, and perform a high level assessment of the power quality in an electrical network. | Max. current (Imax) | 8.5A
| 88 | Electrical Distribution (LV) | Power Meter | Energy Meter | PM5330POWERMETER 31H CL0.5 4T 2-IO 2REL | 2220229 | METSEPM5330 | SCHNEIDER ELECTRIC | 41100 | https://pim-kvc.soneparsea.com:3443/PictureServer/default.aspx/schneider-METSEPM5330_Image1.jpg?A3889C9397807479A2A1C7A8BAA5959DB4AAC6729F7C84879595A17A856A609399B2B5ACB7685E9EC0AC | https://pim-kvc.soneparsea.com:3443/PictureServer/default.aspx/SCHNEIDER-METSEPM5330.pdf?A3889C9397807479A2A1A7889A85757D948AA6729F7C84879595A17A856A6062C0A9BA | PM5330POWERMETER 31H CL0.5 4T 2-IO 2REL | PowerLogic PM5000 series power meters provide affordable, precision metering. They are ideal for high-end cost management applications, and deliver the measurement and accuracy capabilities (Class 0.2S (PM5500 models) and 0.5S (PM5100, PM5300 models) for active energy metering to allocate energy usage, perform tenant metering and sub-billing, pin-point energy savings, optimize equipment efficiency and utilization, and perform a high level assessment of the power quality in an electrical network. | Nominal voltage (Un) N-L | 20...400V
| 88 | Electrical Distribution (LV) | Power Meter | Energy Meter | PM5330POWERMETER 31H CL0.5 4T 2-IO 2REL | 2220229 | METSEPM5330 | SCHNEIDER ELECTRIC | 41100 | https://pim-kvc.soneparsea.com:3443/PictureServer/default.aspx/schneider-METSEPM5330_Image1.jpg?A3889C9397807479A2A1C7A8BAA5959DB4AAC6729F7C84879595A17A856A609399B2B5ACB7685E9EC0AC | https://pim-kvc.soneparsea.com:3443/PictureServer/default.aspx/SCHNEIDER-METSEPM5330.pdf?A3889C9397807479A2A1A7889A85757D948AA6729F7C84879595A17A856A6062C0A9BA | PM5330POWERMETER 31H CL0.5 4T 2-IO 2REL | PowerLogic PM5000 series power meters provide affordable, precision metering. They are ideal for high-end cost management applications, and deliver the measurement and accuracy capabilities (Class 0.2S (PM5500 models) and 0.5S (PM5100, PM5300 models) for active energy metering to allocate energy usage, perform tenant metering and sub-billing, pin-point energy savings, optimize equipment efficiency and utilization, and perform a high level assessment of the power quality in an electrical network. | Nominal voltage (Un) L-L | 35...690V
| 88 | Electrical Distribution (LV) | Power Meter | Energy Meter | PM5330POWERMETER 31H CL0.5 4T 2-IO 2REL | 2220229 | METSEPM5330 | SCHNEIDER ELECTRIC | 41100 | https://pim-kvc.soneparsea.com:3443/PictureServer/default.aspx/schneider-METSEPM5330_Image1.jpg?A3889C9397807479A2A1C7A8BAA5959DB4AAC6729F7C84879595A17A856A609399B2B5ACB7685E9EC0AC | https://pim-kvc.soneparsea.com:3443/PictureServer/default.aspx/SCHNEIDER-METSEPM5330.pdf?A3889C9397807479A2A1A7889A85757D948AA6729F7C84879595A17A856A6062C0A9BA | PM5330POWERMETER 31H CL0.5 4T 2-IO 2REL | PowerLogic PM5000 series power meters provide affordable, precision metering. They are ideal for high-end cost management applications, and deliver the measurement and accuracy capabilities (Class 0.2S (PM5500 models) and 0.5S (PM5100, PM5300 models) for active energy metering to allocate energy usage, perform tenant metering and sub-billing, pin-point energy savings, optimize equipment efficiency and utilization, and perform a high level assessment of the power quality in an electrical network. | Frequency | 45...65Hz
| 88 | Electrical Distribution (LV) | Power Meter | Energy Meter | PM5330POWERMETER 31H CL0.5 4T 2-IO 2REL | 2220229 | METSEPM5330 | SCHNEIDER ELECTRIC | 41100 | https://pim-kvc.soneparsea.com:3443/PictureServer/default.aspx/schneider-METSEPM5330_Image1.jpg?A3889C9397807479A2A1C7A8BAA5959DB4AAC6729F7C84879595A17A856A609399B2B5ACB7685E9EC0AC | https://pim-kvc.soneparsea.com:3443/PictureServer/default.aspx/SCHNEIDER-METSEPM5330.pdf?A3889C9397807479A2A1A7889A85757D948AA6729F7C84879595A17A856A6062C0A9BA | PM5330POWERMETER 31H CL0.5 4T 2-IO 2REL | PowerLogic PM5000 series power meters provide affordable, precision metering. They are ideal for high-end cost management applications, and deliver the measurement and accuracy capabilities (Class 0.2S (PM5500 models) and 0.5S (PM5100, PM5300 models) for active energy metering to allocate energy usage, perform tenant metering and sub-billing, pin-point energy savings, optimize equipment efficiency and utilization, and perform a high level assessment of the power quality in an electrical network. | Accuracy class | C
| 88 | Electrical Distribution (LV) | Power Meter | Energy Meter | PM5330POWERMETER 31H CL0.5 4T 2-IO 2REL | 2220229 | METSEPM5330 | SCHNEIDER ELECTRIC | 41100 | https://pim-kvc.soneparsea.com:3443/PictureServer/default.aspx/schneider-METSEPM5330_Image1.jpg?A3889C9397807479A2A1C7A8BAA5959DB4AAC6729F7C84879595A17A856A609399B2B5ACB7685E9EC0AC | https://pim-kvc.soneparsea.com:3443/PictureServer/default.aspx/SCHNEIDER-METSEPM5330.pdf?A3889C9397807479A2A1A7889A85757D948AA6729F7C84879595A17A856A6062C0A9BA | PM5330POWERMETER 31H CL0.5 4T 2-IO 2REL | PowerLogic PM5000 series power meters provide affordable, precision metering. They are ideal for high-end cost management applications, and deliver the measurement and accuracy capabilities (Class 0.2S (PM5500 models) and 0.5S (PM5100, PM5300 models) for active energy metering to allocate energy usage, perform tenant metering and sub-billing, pin-point energy savings, optimize equipment efficiency and utilization, and perform a high level assessment of the power quality in an electrical network. | Pole type | Three conductor
| 88 | Electrical Distribution (LV) | Power Meter | Energy Meter | PM5330POWERMETER 31H CL0.5 4T 2-IO 2REL | 2220229 | METSEPM5330 | SCHNEIDER ELECTRIC | 41100 | https://pim-kvc.soneparsea.com:3443/PictureServer/default.aspx/schneider-METSEPM5330_Image1.jpg?A3889C9397807479A2A1C7A8BAA5959DB4AAC6729F7C84879595A17A856A609399B2B5ACB7685E9EC0AC | https://pim-kvc.soneparsea.com:3443/PictureServer/default.aspx/SCHNEIDER-METSEPM5330.pdf?A3889C9397807479A2A1A7889A85757D948AA6729F7C84879595A17A856A6062C0A9BA | PM5330POWERMETER 31H CL0.5 4T 2-IO 2REL | PowerLogic PM5000 series power meters provide affordable, precision metering. They are ideal for high-end cost management applications, and deliver the measurement and accuracy capabilities (Class 0.2S (PM5500 models) and 0.5S (PM5100, PM5300 models) for active energy metering to allocate energy usage, perform tenant metering and sub-billing, pin-point energy savings, optimize equipment efficiency and utilization, and perform a high level assessment of the power quality in an electrical network. | Model | Measurement transformer
| 88 | Electrical Distribution (LV) | Power Meter | Energy Meter | PM5330POWERMETER 31H CL0.5 4T 2-IO 2REL | 2220229 | METSEPM5330 | SCHNEIDER ELECTRIC | 41100 | https://pim-kvc.soneparsea.com:3443/PictureServer/default.aspx/schneider-METSEPM5330_Image1.jpg?A3889C9397807479A2A1C7A8BAA5959DB4AAC6729F7C84879595A17A856A609399B2B5ACB7685E9EC0AC | https://pim-kvc.soneparsea.com:3443/PictureServer/default.aspx/SCHNEIDER-METSEPM5330.pdf?A3889C9397807479A2A1A7889A85757D948AA6729F7C84879595A17A856A6062C0A9BA | PM5330POWERMETER 31H CL0.5 4T 2-IO 2REL | PowerLogic PM5000 series power meters provide affordable, precision metering. They are ideal for high-end cost management applications, and deliver the measurement and accuracy capabilities (Class 0.2S (PM5500 models) and 0.5S (PM5100, PM5300 models) for active energy metering to allocate energy usage, perform tenant metering and sub-billing, pin-point energy savings, optimize equipment efficiency and utilization, and perform a high level assessment of the power quality in an electrical network. | Energy type | Effective power and blind power
| 88 | Electrical Distribution (LV) | Power Meter | Energy Meter | PM5330POWERMETER 31H CL0.5 4T 2-IO 2REL | 2220229 | METSEPM5330 | SCHNEIDER ELECTRIC | 41100 | https://pim-kvc.soneparsea.com:3443/PictureServer/default.aspx/schneider-METSEPM5330_Image1.jpg?A3889C9397807479A2A1C7A8BAA5959DB4AAC6729F7C84879595A17A856A609399B2B5ACB7685E9EC0AC | https://pim-kvc.soneparsea.com:3443/PictureServer/default.aspx/SCHNEIDER-METSEPM5330.pdf?A3889C9397807479A2A1A7889A85757D948AA6729F7C84879595A17A856A6062C0A9BA | PM5330POWERMETER 31H CL0.5 4T 2-IO 2REL | PowerLogic PM5000 series power meters provide affordable, precision metering. They are ideal for high-end cost management applications, and deliver the measurement and accuracy capabilities (Class 0.2S (PM5500 models) and 0.5S (PM5100, PM5300 models) for active energy metering to allocate energy usage, perform tenant metering and sub-billing, pin-point energy savings, optimize equipment efficiency and utilization, and perform a high level assessment of the power quality in an electrical network. | Suitable for | Purchase
| 88 | Electrical Distribution (LV) | Power Meter | Energy Meter | PM5330POWERMETER 31H CL0.5 4T 2-IO 2REL | 2220229 | METSEPM5330 | SCHNEIDER ELECTRIC | 41100 | https://pim-kvc.soneparsea.com:3443/PictureServer/default.aspx/schneider-METSEPM5330_Image1.jpg?A3889C9397807479A2A1C7A8BAA5959DB4AAC6729F7C84879595A17A856A609399B2B5ACB7685E9EC0AC | https://pim-kvc.soneparsea.com:3443/PictureServer/default.aspx/SCHNEIDER-METSEPM5330.pdf?A3889C9397807479A2A1A7889A85757D948AA6729F7C84879595A17A856A6062C0A9BA | PM5330POWERMETER 31H CL0.5 4T 2-IO 2REL | PowerLogic PM5000 series power meters provide affordable, precision metering. They are ideal for high-end cost management applications, and deliver the measurement and accuracy capabilities (Class 0.2S (PM5500 models) and 0.5S (PM5100, PM5300 models) for active energy metering to allocate energy usage, perform tenant metering and sub-billing, pin-point energy savings, optimize equipment efficiency and utilization, and perform a high level assessment of the power quality in an electrical network. | Tariff type | Multi-tariff
| 88 | Electrical Distribution (LV) | Power Meter | Energy Meter | PM5330POWERMETER 31H CL0.5 4T 2-IO 2REL | 2220229 | METSEPM5330 | SCHNEIDER ELECTRIC | 41100 | https://pim-kvc.soneparsea.com:3443/PictureServer/default.aspx/schneider-METSEPM5330_Image1.jpg?A3889C9397807479A2A1C7A8BAA5959DB4AAC6729F7C84879595A17A856A609399B2B5ACB7685E9EC0AC | https://pim-kvc.soneparsea.com:3443/PictureServer/default.aspx/SCHNEIDER-METSEPM5330.pdf?A3889C9397807479A2A1A7889A85757D948AA6729F7C84879595A17A856A6062C0A9BA | PM5330POWERMETER 31H CL0.5 4T 2-IO 2REL | PowerLogic PM5000 series power meters provide affordable, precision metering. They are ideal for high-end cost management applications, and deliver the measurement and accuracy capabilities (Class 0.2S (PM5500 models) and 0.5S (PM5100, PM5300 models) for active energy metering to allocate energy usage, perform tenant metering and sub-billing, pin-point energy savings, optimize equipment efficiency and utilization, and perform a high level assessment of the power quality in an electrical network. | Tariff control | External
| 88 | Electrical Distribution (LV) | Power Meter | Energy Meter | PM5330POWERMETER 31H CL0.5 4T 2-IO 2REL | 2220229 | METSEPM5330 | SCHNEIDER ELECTRIC | 41100 | https://pim-kvc.soneparsea.com:3443/PictureServer/default.aspx/schneider-METSEPM5330_Image1.jpg?A3889C9397807479A2A1C7A8BAA5959DB4AAC6729F7C84879595A17A856A609399B2B5ACB7685E9EC0AC | https://pim-kvc.soneparsea.com:3443/PictureServer/default.aspx/SCHNEIDER-METSEPM5330.pdf?A3889C9397807479A2A1A7889A85757D948AA6729F7C84879595A17A856A6062C0A9BA | PM5330POWERMETER 31H CL0.5 4T 2-IO 2REL | PowerLogic PM5000 series power meters provide affordable, precision metering. They are ideal for high-end cost management applications, and deliver the measurement and accuracy capabilities (Class 0.2S (PM5500 models) and 0.5S (PM5100, PM5300 models) for active energy metering to allocate energy usage, perform tenant metering and sub-billing, pin-point energy savings, optimize equipment efficiency and utilization, and perform a high level assessment of the power quality in an electrical network. | Measurement type load profile | yes
| 88 | Electrical Distribution (LV) | Power Meter | Energy Meter | PM5330POWERMETER 31H CL0.5 4T 2-IO 2REL | 2220229 | METSEPM5330 | SCHNEIDER ELECTRIC | 41100 | https://pim-kvc.soneparsea.com:3443/PictureServer/default.aspx/schneider-METSEPM5330_Image1.jpg?A3889C9397807479A2A1C7A8BAA5959DB4AAC6729F7C84879595A17A856A609399B2B5ACB7685E9EC0AC | https://pim-kvc.soneparsea.com:3443/PictureServer/default.aspx/SCHNEIDER-METSEPM5330.pdf?A3889C9397807479A2A1A7889A85757D948AA6729F7C84879595A17A856A6062C0A9BA | PM5330POWERMETER 31H CL0.5 4T 2-IO 2REL | PowerLogic PM5000 series power meters provide affordable, precision metering. They are ideal for high-end cost management applications, and deliver the measurement and accuracy capabilities (Class 0.2S (PM5500 models) and 0.5S (PM5100, PM5300 models) for active energy metering to allocate energy usage, perform tenant metering and sub-billing, pin-point energy savings, optimize equipment efficiency and utilization, and perform a high level assessment of the power quality in an electrical network. | Escapement mechanism | no
| 88 | Electrical Distribution (LV) | Power Meter | Energy Meter | PM5330POWERMETER 31H CL0.5 4T 2-IO 2REL | 2220229 | METSEPM5330 | SCHNEIDER ELECTRIC | 41100 | https://pim-kvc.soneparsea.com:3443/PictureServer/default.aspx/schneider-METSEPM5330_Image1.jpg?A3889C9397807479A2A1C7A8BAA5959DB4AAC6729F7C84879595A17A856A609399B2B5ACB7685E9EC0AC | https://pim-kvc.soneparsea.com:3443/PictureServer/default.aspx/SCHNEIDER-METSEPM5330.pdf?A3889C9397807479A2A1A7889A85757D948AA6729F7C84879595A17A856A6062C0A9BA | PM5330POWERMETER 31H CL0.5 4T 2-IO 2REL | PowerLogic PM5000 series power meters provide affordable, precision metering. They are ideal for high-end cost management applications, and deliver the measurement and accuracy capabilities (Class 0.2S (PM5500 models) and 0.5S (PM5100, PM5300 models) for active energy metering to allocate energy usage, perform tenant metering and sub-billing, pin-point energy savings, optimize equipment efficiency and utilization, and perform a high level assessment of the power quality in an electrical network. | Calibrated | no
| 88 | Electrical Distribution (LV) | Power Meter | Energy Meter | PM5330POWERMETER 31H CL0.5 4T 2-IO 2REL | 2220229 | METSEPM5330 | SCHNEIDER ELECTRIC | 41100 | https://pim-kvc.soneparsea.com:3443/PictureServer/default.aspx/schneider-METSEPM5330_Image1.jpg?A3889C9397807479A2A1C7A8BAA5959DB4AAC6729F7C84879595A17A856A609399B2B5ACB7685E9EC0AC | https://pim-kvc.soneparsea.com:3443/PictureServer/default.aspx/SCHNEIDER-METSEPM5330.pdf?A3889C9397807479A2A1A7889A85757D948AA6729F7C84879595A17A856A6062C0A9BA | PM5330POWERMETER 31H CL0.5 4T 2-IO 2REL | PowerLogic PM5000 series power meters provide affordable, precision metering. They are ideal for high-end cost management applications, and deliver the measurement and accuracy capabilities (Class 0.2S (PM5500 models) and 0.5S (PM5100, PM5300 models) for active energy metering to allocate energy usage, perform tenant metering and sub-billing, pin-point energy savings, optimize equipment efficiency and utilization, and perform a high level assessment of the power quality in an electrical network. | Approval | Domestic
| 88 | Electrical Distribution (LV) | Power Meter | Energy Meter | PM5330POWERMETER 31H CL0.5 4T 2-IO 2REL | 2220229 | METSEPM5330 | SCHNEIDER ELECTRIC | 41100 | https://pim-kvc.soneparsea.com:3443/PictureServer/default.aspx/schneider-METSEPM5330_Image1.jpg?A3889C9397807479A2A1C7A8BAA5959DB4AAC6729F7C84879595A17A856A609399B2B5ACB7685E9EC0AC | https://pim-kvc.soneparsea.com:3443/PictureServer/default.aspx/SCHNEIDER-METSEPM5330.pdf?A3889C9397807479A2A1A7889A85757D948AA6729F7C84879595A17A856A6062C0A9BA | PM5330POWERMETER 31H CL0.5 4T 2-IO 2REL | PowerLogic PM5000 series power meters provide affordable, precision metering. They are ideal for high-end cost management applications, and deliver the measurement and accuracy capabilities (Class 0.2S (PM5500 models) and 0.5S (PM5100, PM5300 models) for active energy metering to allocate energy usage, perform tenant metering and sub-billing, pin-point energy savings, optimize equipment efficiency and utilization, and perform a high level assessment of the power quality in an electrical network. | Pulse output | Electrical
| 88 | Electrical Distribution (LV) | Power Meter | Energy Meter | PM5330POWERMETER 31H CL0.5 4T 2-IO 2REL | 2220229 | METSEPM5330 | SCHNEIDER ELECTRIC | 41100 | https://pim-kvc.soneparsea.com:3443/PictureServer/default.aspx/schneider-METSEPM5330_Image1.jpg?A3889C9397807479A2A1C7A8BAA5959DB4AAC6729F7C84879595A17A856A609399B2B5ACB7685E9EC0AC | https://pim-kvc.soneparsea.com:3443/PictureServer/default.aspx/SCHNEIDER-METSEPM5330.pdf?A3889C9397807479A2A1A7889A85757D948AA6729F7C84879595A17A856A6062C0A9BA | PM5330POWERMETER 31H CL0.5 4T 2-IO 2REL | PowerLogic PM5000 series power meters provide affordable, precision metering. They are ideal for high-end cost management applications, and deliver the measurement and accuracy capabilities (Class 0.2S (PM5500 models) and 0.5S (PM5100, PM5300 models) for active energy metering to allocate energy usage, perform tenant metering and sub-billing, pin-point energy savings, optimize equipment efficiency and utilization, and perform a high level assessment of the power quality in an electrical network. | Pulse type | S0
| 88 | Electrical Distribution (LV) | Power Meter | Energy Meter | PM5330POWERMETER 31H CL0.5 4T 2-IO 2REL | 2220229 | METSEPM5330 | SCHNEIDER ELECTRIC | 41100 | https://pim-kvc.soneparsea.com:3443/PictureServer/default.aspx/schneider-METSEPM5330_Image1.jpg?A3889C9397807479A2A1C7A8BAA5959DB4AAC6729F7C84879595A17A856A609399B2B5ACB7685E9EC0AC | https://pim-kvc.soneparsea.com:3443/PictureServer/default.aspx/SCHNEIDER-METSEPM5330.pdf?A3889C9397807479A2A1A7889A85757D948AA6729F7C84879595A17A856A6062C0A9BA | PM5330POWERMETER 31H CL0.5 4T 2-IO 2REL | PowerLogic PM5000 series power meters provide affordable, precision metering. They are ideal for high-end cost management applications, and deliver the measurement and accuracy capabilities (Class 0.2S (PM5500 models) and 0.5S (PM5100, PM5300 models) for active energy metering to allocate energy usage, perform tenant metering and sub-billing, pin-point energy savings, optimize equipment efficiency and utilization, and perform a high level assessment of the power quality in an electrical network. | Pulse rate | 1...9999999Imp/kWh (kvarh)
| 88 | Electrical Distribution (LV) | Power Meter | Energy Meter | PM5330POWERMETER 31H CL0.5 4T 2-IO 2REL | 2220229 | METSEPM5330 | SCHNEIDER ELECTRIC | 41100 | https://pim-kvc.soneparsea.com:3443/PictureServer/default.aspx/schneider-METSEPM5330_Image1.jpg?A3889C9397807479A2A1C7A8BAA5959DB4AAC6729F7C84879595A17A856A609399B2B5ACB7685E9EC0AC | https://pim-kvc.soneparsea.com:3443/PictureServer/default.aspx/SCHNEIDER-METSEPM5330.pdf?A3889C9397807479A2A1A7889A85757D948AA6729F7C84879595A17A856A6062C0A9BA | PM5330POWERMETER 31H CL0.5 4T 2-IO 2REL | PowerLogic PM5000 series power meters provide affordable, precision metering. They are ideal for high-end cost management applications, and deliver the measurement and accuracy capabilities (Class 0.2S (PM5500 models) and 0.5S (PM5100, PM5300 models) for active energy metering to allocate energy usage, perform tenant metering and sub-billing, pin-point energy savings, optimize equipment efficiency and utilization, and perform a high level assessment of the power quality in an electrical network. | Type of meter | Electronic
| 88 | Electrical Distribution (LV) | Power Meter | Energy Meter | PM5330POWERMETER 31H CL0.5 4T 2-IO 2REL | 2220229 | METSEPM5330 | SCHNEIDER ELECTRIC | 41100 | https://pim-kvc.soneparsea.com:3443/PictureServer/default.aspx/schneider-METSEPM5330_Image1.jpg?A3889C9397807479A2A1C7A8BAA5959DB4AAC6729F7C84879595A17A856A609399B2B5ACB7685E9EC0AC | https://pim-kvc.soneparsea.com:3443/PictureServer/default.aspx/SCHNEIDER-METSEPM5330.pdf?A3889C9397807479A2A1A7889A85757D948AA6729F7C84879595A17A856A6062C0A9BA | PM5330POWERMETER 31H CL0.5 4T 2-IO 2REL | PowerLogic PM5000 series power meters provide affordable, precision metering. They are ideal for high-end cost management applications, and deliver the measurement and accuracy capabilities (Class 0.2S (PM5500 models) and 0.5S (PM5100, PM5300 models) for active energy metering to allocate energy usage, perform tenant metering and sub-billing, pin-point energy savings, optimize equipment efficiency and utilization, and perform a high level assessment of the power quality in an electrical network. | Nominal current (In) | 5A
| 88 | Electrical Distribution (LV) | Power Meter | Energy Meter | PM5330POWERMETER 31H CL0.5 4T 2-IO 2REL | 2220229 | METSEPM5330 | SCHNEIDER ELECTRIC | 41100 | https://pim-kvc.soneparsea.com:3443/PictureServer/default.aspx/schneider-METSEPM5330_Image1.jpg?A3889C9397807479A2A1C7A8BAA5959DB4AAC6729F7C84879595A17A856A609399B2B5ACB7685E9EC0AC | https://pim-kvc.soneparsea.com:3443/PictureServer/default.aspx/SCHNEIDER-METSEPM5330.pdf?A3889C9397807479A2A1A7889A85757D948AA6729F7C84879595A17A856A6062C0A9BA | PM5330POWERMETER 31H CL0.5 4T 2-IO 2REL | PowerLogic PM5000 series power meters provide affordable, precision metering. They are ideal for high-end cost management applications, and deliver the measurement and accuracy capabilities (Class 0.2S (PM5500 models) and 0.5S (PM5100, PM5300 models) for active energy metering to allocate energy usage, perform tenant metering and sub-billing, pin-point energy savings, optimize equipment efficiency and utilization, and perform a high level assessment of the power quality in an electrical network. | Max. current (Imax) | 8.5A
| 88 | Electrical Distribution (LV) | Power Meter | Energy Meter | PM5330POWERMETER 31H CL0.5 4T 2-IO 2REL | 2220229 | METSEPM5330 | SCHNEIDER ELECTRIC | 41100 | https://pim-kvc.soneparsea.com:3443/PictureServer/default.aspx/schneider-METSEPM5330_Image1.jpg?A3889C9397807479A2A1C7A8BAA5959DB4AAC6729F7C84879595A17A856A609399B2B5ACB7685E9EC0AC | https://pim-kvc.soneparsea.com:3443/PictureServer/default.aspx/SCHNEIDER-METSEPM5330.pdf?A3889C9397807479A2A1A7889A85757D948AA6729F7C84879595A17A856A6062C0A9BA | PM5330POWERMETER 31H CL0.5 4T 2-IO 2REL | PowerLogic PM5000 series power meters provide affordable, precision metering. They are ideal for high-end cost management applications, and deliver the measurement and accuracy capabilities (Class 0.2S (PM5500 models) and 0.5S (PM5100, PM5300 models) for active energy metering to allocate energy usage, perform tenant metering and sub-billing, pin-point energy savings, optimize equipment efficiency and utilization, and perform a high level assessment of the power quality in an electrical network. | Nominal voltage (Un) N-L | 20...400V
| 88 | Electrical Distribution (LV) | Power Meter | Energy Meter | PM5330POWERMETER 31H CL0.5 4T 2-IO 2REL | 2220229 | METSEPM5330 | SCHNEIDER ELECTRIC | 41100 | https://pim-kvc.soneparsea.com:3443/PictureServer/default.aspx/schneider-METSEPM5330_Image1.jpg?A3889C9397807479A2A1C7A8BAA5959DB4AAC6729F7C84879595A17A856A609399B2B5ACB7685E9EC0AC | https://pim-kvc.soneparsea.com:3443/PictureServer/default.aspx/SCHNEIDER-METSEPM5330.pdf?A3889C9397807479A2A1A7889A85757D948AA6729F7C84879595A17A856A6062C0A9BA | PM5330POWERMETER 31H CL0.5 4T 2-IO 2REL | PowerLogic PM5000 series power meters provide affordable, precision metering. They are ideal for high-end cost management applications, and deliver the measurement and accuracy capabilities (Class 0.2S (PM5500 models) and 0.5S (PM5100, PM5300 models) for active energy metering to allocate energy usage, perform tenant metering and sub-billing, pin-point energy savings, optimize equipment efficiency and utilization, and perform a high level assessment of the power quality in an electrical network. | Nominal voltage (Un) L-L | 35...690V
| 88 | Electrical Distribution (LV) | Power Meter | Energy Meter | PM5330POWERMETER 31H CL0.5 4T 2-IO 2REL | 2220229 | METSEPM5330 | SCHNEIDER ELECTRIC | 41100 | https://pim-kvc.soneparsea.com:3443/PictureServer/default.aspx/schneider-METSEPM5330_Image1.jpg?A3889C9397807479A2A1C7A8BAA5959DB4AAC6729F7C84879595A17A856A609399B2B5ACB7685E9EC0AC | https://pim-kvc.soneparsea.com:3443/PictureServer/default.aspx/SCHNEIDER-METSEPM5330.pdf?A3889C9397807479A2A1A7889A85757D948AA6729F7C84879595A17A856A6062C0A9BA | PM5330POWERMETER 31H CL0.5 4T 2-IO 2REL | PowerLogic PM5000 series power meters provide affordable, precision metering. They are ideal for high-end cost management applications, and deliver the measurement and accuracy capabilities (Class 0.2S (PM5500 models) and 0.5S (PM5100, PM5300 models) for active energy metering to allocate energy usage, perform tenant metering and sub-billing, pin-point energy savings, optimize equipment efficiency and utilization, and perform a high level assessment of the power quality in an electrical network. | Frequency | 45...65Hz
| 88 | Electrical Distribution (LV) | Power Meter | Energy Meter | PM5330POWERMETER 31H CL0.5 4T 2-IO 2REL | 2220229 | METSEPM5330 | SCHNEIDER ELECTRIC | 41100 | https://pim-kvc.soneparsea.com:3443/PictureServer/default.aspx/schneider-METSEPM5330_Image1.jpg?A3889C9397807479A2A1C7A8BAA5959DB4AAC6729F7C84879595A17A856A609399B2B5ACB7685E9EC0AC | https://pim-kvc.soneparsea.com:3443/PictureServer/default.aspx/SCHNEIDER-METSEPM5330.pdf?A3889C9397807479A2A1A7889A85757D948AA6729F7C84879595A17A856A6062C0A9BA | PM5330POWERMETER 31H CL0.5 4T 2-IO 2REL | PowerLogic PM5000 series power meters provide affordable, precision metering. They are ideal for high-end cost management applications, and deliver the measurement and accuracy capabilities (Class 0.2S (PM5500 models) and 0.5S (PM5100, PM5300 models) for active energy metering to allocate energy usage, perform tenant metering and sub-billing, pin-point energy savings, optimize equipment efficiency and utilization, and perform a high level assessment of the power quality in an electrical network. | Accuracy class | C
| 88 | Electrical Distribution (LV) | Power Meter | Energy Meter | PM5330POWERMETER 31H CL0.5 4T 2-IO 2REL | 2220229 | METSEPM5330 | SCHNEIDER ELECTRIC | 41100 | https://pim-kvc.soneparsea.com:3443/PictureServer/default.aspx/schneider-METSEPM5330_Image1.jpg?A3889C9397807479A2A1C7A8BAA5959DB4AAC6729F7C84879595A17A856A609399B2B5ACB7685E9EC0AC | https://pim-kvc.soneparsea.com:3443/PictureServer/default.aspx/SCHNEIDER-METSEPM5330.pdf?A3889C9397807479A2A1A7889A85757D948AA6729F7C84879595A17A856A6062C0A9BA | PM5330POWERMETER 31H CL0.5 4T 2-IO 2REL | PowerLogic PM5000 series power meters provide affordable, precision metering. They are ideal for high-end cost management applications, and deliver the measurement and accuracy capabilities (Class 0.2S (PM5500 models) and 0.5S (PM5100, PM5300 models) for active energy metering to allocate energy usage, perform tenant metering and sub-billing, pin-point energy savings, optimize equipment efficiency and utilization, and perform a high level assessment of the power quality in an electrical network. | Pole type | Three conductor
| 88 | Electrical Distribution (LV) | Power Meter | Energy Meter | PM5330POWERMETER 31H CL0.5 4T 2-IO 2REL | 2220229 | METSEPM5330 | SCHNEIDER ELECTRIC | 41100 | https://pim-kvc.soneparsea.com:3443/PictureServer/default.aspx/schneider-METSEPM5330_Image1.jpg?A3889C9397807479A2A1C7A8BAA5959DB4AAC6729F7C84879595A17A856A609399B2B5ACB7685E9EC0AC | https://pim-kvc.soneparsea.com:3443/PictureServer/default.aspx/SCHNEIDER-METSEPM5330.pdf?A3889C9397807479A2A1A7889A85757D948AA6729F7C84879595A17A856A6062C0A9BA | PM5330POWERMETER 31H CL0.5 4T 2-IO 2REL | PowerLogic PM5000 series power meters provide affordable, precision metering. They are ideal for high-end cost management applications, and deliver the measurement and accuracy capabilities (Class 0.2S (PM5500 models) and 0.5S (PM5100, PM5300 models) for active energy metering to allocate energy usage, perform tenant metering and sub-billing, pin-point energy savings, optimize equipment efficiency and utilization, and perform a high level assessment of the power quality in an electrical network. | Model | Measurement transformer
| 88 | Electrical Distribution (LV) | Power Meter | Energy Meter | PM5330POWERMETER 31H CL0.5 4T 2-IO 2REL | 2220229 | METSEPM5330 | SCHNEIDER ELECTRIC | 41100 | https://pim-kvc.soneparsea.com:3443/PictureServer/default.aspx/schneider-METSEPM5330_Image1.jpg?A3889C9397807479A2A1C7A8BAA5959DB4AAC6729F7C84879595A17A856A609399B2B5ACB7685E9EC0AC | https://pim-kvc.soneparsea.com:3443/PictureServer/default.aspx/SCHNEIDER-METSEPM5330.pdf?A3889C9397807479A2A1A7889A85757D948AA6729F7C84879595A17A856A6062C0A9BA | PM5330POWERMETER 31H CL0.5 4T 2-IO 2REL | PowerLogic PM5000 series power meters provide affordable, precision metering. They are ideal for high-end cost management applications, and deliver the measurement and accuracy capabilities (Class 0.2S (PM5500 models) and 0.5S (PM5100, PM5300 models) for active energy metering to allocate energy usage, perform tenant metering and sub-billing, pin-point energy savings, optimize equipment efficiency and utilization, and perform a high level assessment of the power quality in an electrical network. | Energy type | Effective power and blind power
| 88 | Electrical Distribution (LV) | Power Meter | Energy Meter | PM5330POWERMETER 31H CL0.5 4T 2-IO 2REL | 2220229 | METSEPM5330 | SCHNEIDER ELECTRIC | 41100 | https://pim-kvc.soneparsea.com:3443/PictureServer/default.aspx/schneider-METSEPM5330_Image1.jpg?A3889C9397807479A2A1C7A8BAA5959DB4AAC6729F7C84879595A17A856A609399B2B5ACB7685E9EC0AC | https://pim-kvc.soneparsea.com:3443/PictureServer/default.aspx/SCHNEIDER-METSEPM5330.pdf?A3889C9397807479A2A1A7889A85757D948AA6729F7C84879595A17A856A6062C0A9BA | PM5330POWERMETER 31H CL0.5 4T 2-IO 2REL | PowerLogic PM5000 series power meters provide affordable, precision metering. They are ideal for high-end cost management applications, and deliver the measurement and accuracy capabilities (Class 0.2S (PM5500 models) and 0.5S (PM5100, PM5300 models) for active energy metering to allocate energy usage, perform tenant metering and sub-billing, pin-point energy savings, optimize equipment efficiency and utilization, and perform a high level assessment of the power quality in an electrical network. | Suitable for | Purchase
| 88 | Electrical Distribution (LV) | Power Meter | Energy Meter | PM5330POWERMETER 31H CL0.5 4T 2-IO 2REL | 2220229 | METSEPM5330 | SCHNEIDER ELECTRIC | 41100 | https://pim-kvc.soneparsea.com:3443/PictureServer/default.aspx/schneider-METSEPM5330_Image1.jpg?A3889C9397807479A2A1C7A8BAA5959DB4AAC6729F7C84879595A17A856A609399B2B5ACB7685E9EC0AC | https://pim-kvc.soneparsea.com:3443/PictureServer/default.aspx/SCHNEIDER-METSEPM5330.pdf?A3889C9397807479A2A1A7889A85757D948AA6729F7C84879595A17A856A6062C0A9BA | PM5330POWERMETER 31H CL0.5 4T 2-IO 2REL | PowerLogic PM5000 series power meters provide affordable, precision metering. They are ideal for high-end cost management applications, and deliver the measurement and accuracy capabilities (Class 0.2S (PM5500 models) and 0.5S (PM5100, PM5300 models) for active energy metering to allocate energy usage, perform tenant metering and sub-billing, pin-point energy savings, optimize equipment efficiency and utilization, and perform a high level assessment of the power quality in an electrical network. | Tariff type | Multi-tariff
| 88 | Electrical Distribution (LV) | Power Meter | Energy Meter | PM5330POWERMETER 31H CL0.5 4T 2-IO 2REL | 2220229 | METSEPM5330 | SCHNEIDER ELECTRIC | 41100 | https://pim-kvc.soneparsea.com:3443/PictureServer/default.aspx/schneider-METSEPM5330_Image1.jpg?A3889C9397807479A2A1C7A8BAA5959DB4AAC6729F7C84879595A17A856A609399B2B5ACB7685E9EC0AC | https://pim-kvc.soneparsea.com:3443/PictureServer/default.aspx/SCHNEIDER-METSEPM5330.pdf?A3889C9397807479A2A1A7889A85757D948AA6729F7C84879595A17A856A6062C0A9BA | PM5330POWERMETER 31H CL0.5 4T 2-IO 2REL | PowerLogic PM5000 series power meters provide affordable, precision metering. They are ideal for high-end cost management applications, and deliver the measurement and accuracy capabilities (Class 0.2S (PM5500 models) and 0.5S (PM5100, PM5300 models) for active energy metering to allocate energy usage, perform tenant metering and sub-billing, pin-point energy savings, optimize equipment efficiency and utilization, and perform a high level assessment of the power quality in an electrical network. | Tariff control | External
| 88 | Electrical Distribution (LV) | Power Meter | Energy Meter | PM5330POWERMETER 31H CL0.5 4T 2-IO 2REL | 2220229 | METSEPM5330 | SCHNEIDER ELECTRIC | 41100 | https://pim-kvc.soneparsea.com:3443/PictureServer/default.aspx/schneider-METSEPM5330_Image1.jpg?A3889C9397807479A2A1C7A8BAA5959DB4AAC6729F7C84879595A17A856A609399B2B5ACB7685E9EC0AC | https://pim-kvc.soneparsea.com:3443/PictureServer/default.aspx/SCHNEIDER-METSEPM5330.pdf?A3889C9397807479A2A1A7889A85757D948AA6729F7C84879595A17A856A6062C0A9BA | PM5330POWERMETER 31H CL0.5 4T 2-IO 2REL | PowerLogic PM5000 series power meters provide affordable, precision metering. They are ideal for high-end cost management applications, and deliver the measurement and accuracy capabilities (Class 0.2S (PM5500 models) and 0.5S (PM5100, PM5300 models) for active energy metering to allocate energy usage, perform tenant metering and sub-billing, pin-point energy savings, optimize equipment efficiency and utilization, and perform a high level assessment of the power quality in an electrical network. | Measurement type load profile | yes
| 88 | Electrical Distribution (LV) | Power Meter | Energy Meter | PM5330POWERMETER 31H CL0.5 4T 2-IO 2REL | 2220229 | METSEPM5330 | SCHNEIDER ELECTRIC | 41100 | https://pim-kvc.soneparsea.com:3443/PictureServer/default.aspx/schneider-METSEPM5330_Image1.jpg?A3889C9397807479A2A1C7A8BAA5959DB4AAC6729F7C84879595A17A856A609399B2B5ACB7685E9EC0AC | https://pim-kvc.soneparsea.com:3443/PictureServer/default.aspx/SCHNEIDER-METSEPM5330.pdf?A3889C9397807479A2A1A7889A85757D948AA6729F7C84879595A17A856A6062C0A9BA | PM5330POWERMETER 31H CL0.5 4T 2-IO 2REL | PowerLogic PM5000 series power meters provide affordable, precision metering. They are ideal for high-end cost management applications, and deliver the measurement and accuracy capabilities (Class 0.2S (PM5500 models) and 0.5S (PM5100, PM5300 models) for active energy metering to allocate energy usage, perform tenant metering and sub-billing, pin-point energy savings, optimize equipment efficiency and utilization, and perform a high level assessment of the power quality in an electrical network. | Escapement mechanism | no
| 88 | Electrical Distribution (LV) | Power Meter | Energy Meter | PM5330POWERMETER 31H CL0.5 4T 2-IO 2REL | 2220229 | METSEPM5330 | SCHNEIDER ELECTRIC | 41100 | https://pim-kvc.soneparsea.com:3443/PictureServer/default.aspx/schneider-METSEPM5330_Image1.jpg?A3889C9397807479A2A1C7A8BAA5959DB4AAC6729F7C84879595A17A856A609399B2B5ACB7685E9EC0AC | https://pim-kvc.soneparsea.com:3443/PictureServer/default.aspx/SCHNEIDER-METSEPM5330.pdf?A3889C9397807479A2A1A7889A85757D948AA6729F7C84879595A17A856A6062C0A9BA | PM5330POWERMETER 31H CL0.5 4T 2-IO 2REL | PowerLogic PM5000 series power meters provide affordable, precision metering. They are ideal for high-end cost management applications, and deliver the measurement and accuracy capabilities (Class 0.2S (PM5500 models) and 0.5S (PM5100, PM5300 models) for active energy metering to allocate energy usage, perform tenant metering and sub-billing, pin-point energy savings, optimize equipment efficiency and utilization, and perform a high level assessment of the power quality in an electrical network. | Calibrated | no
| 88 | Electrical Distribution (LV) | Power Meter | Energy Meter | PM5330POWERMETER 31H CL0.5 4T 2-IO 2REL | 2220229 | METSEPM5330 | SCHNEIDER ELECTRIC | 41100 | https://pim-kvc.soneparsea.com:3443/PictureServer/default.aspx/schneider-METSEPM5330_Image1.jpg?A3889C9397807479A2A1C7A8BAA5959DB4AAC6729F7C84879595A17A856A609399B2B5ACB7685E9EC0AC | https://pim-kvc.soneparsea.com:3443/PictureServer/default.aspx/SCHNEIDER-METSEPM5330.pdf?A3889C9397807479A2A1A7889A85757D948AA6729F7C84879595A17A856A6062C0A9BA | PM5330POWERMETER 31H CL0.5 4T 2-IO 2REL | PowerLogic PM5000 series power meters provide affordable, precision metering. They are ideal for high-end cost management applications, and deliver the measurement and accuracy capabilities (Class 0.2S (PM5500 models) and 0.5S (PM5100, PM5300 models) for active energy metering to allocate energy usage, perform tenant metering and sub-billing, pin-point energy savings, optimize equipment efficiency and utilization, and perform a high level assessment of the power quality in an electrical network. | Approval | Domestic
| 88 | Electrical Distribution (LV) | Power Meter | Energy Meter | PM5330POWERMETER 31H CL0.5 4T 2-IO 2REL | 2220229 | METSEPM5330 | SCHNEIDER ELECTRIC | 41100 | https://pim-kvc.soneparsea.com:3443/PictureServer/default.aspx/schneider-METSEPM5330_Image1.jpg?A3889C9397807479A2A1C7A8BAA5959DB4AAC6729F7C84879595A17A856A609399B2B5ACB7685E9EC0AC | https://pim-kvc.soneparsea.com:3443/PictureServer/default.aspx/SCHNEIDER-METSEPM5330.pdf?A3889C9397807479A2A1A7889A85757D948AA6729F7C84879595A17A856A6062C0A9BA | PM5330POWERMETER 31H CL0.5 4T 2-IO 2REL | PowerLogic PM5000 series power meters provide affordable, precision metering. They are ideal for high-end cost management applications, and deliver the measurement and accuracy capabilities (Class 0.2S (PM5500 models) and 0.5S (PM5100, PM5300 models) for active energy metering to allocate energy usage, perform tenant metering and sub-billing, pin-point energy savings, optimize equipment efficiency and utilization, and perform a high level assessment of the power quality in an electrical network. | Pulse output | Electrical
| 88 | Electrical Distribution (LV) | Power Meter | Energy Meter | PM5330POWERMETER 31H CL0.5 4T 2-IO 2REL | 2220229 | METSEPM5330 | SCHNEIDER ELECTRIC | 41100 | https://pim-kvc.soneparsea.com:3443/PictureServer/default.aspx/schneider-METSEPM5330_Image1.jpg?A3889C9397807479A2A1C7A8BAA5959DB4AAC6729F7C84879595A17A856A609399B2B5ACB7685E9EC0AC | https://pim-kvc.soneparsea.com:3443/PictureServer/default.aspx/SCHNEIDER-METSEPM5330.pdf?A3889C9397807479A2A1A7889A85757D948AA6729F7C84879595A17A856A6062C0A9BA | PM5330POWERMETER 31H CL0.5 4T 2-IO 2REL | PowerLogic PM5000 series power meters provide affordable, precision metering. They are ideal for high-end cost management applications, and deliver the measurement and accuracy capabilities (Class 0.2S (PM5500 models) and 0.5S (PM5100, PM5300 models) for active energy metering to allocate energy usage, perform tenant metering and sub-billing, pin-point energy savings, optimize equipment efficiency and utilization, and perform a high level assessment of the power quality in an electrical network. | Pulse type | S0
| 88 | Electrical Distribution (LV) | Power Meter | Energy Meter | PM5330POWERMETER 31H CL0.5 4T 2-IO 2REL | 2220229 | METSEPM5330 | SCHNEIDER ELECTRIC | 41100 | https://pim-kvc.soneparsea.com:3443/PictureServer/default.aspx/schneider-METSEPM5330_Image1.jpg?A3889C9397807479A2A1C7A8BAA5959DB4AAC6729F7C84879595A17A856A609399B2B5ACB7685E9EC0AC | https://pim-kvc.soneparsea.com:3443/PictureServer/default.aspx/SCHNEIDER-METSEPM5330.pdf?A3889C9397807479A2A1A7889A85757D948AA6729F7C84879595A17A856A6062C0A9BA | PM5330POWERMETER 31H CL0.5 4T 2-IO 2REL | PowerLogic PM5000 series power meters provide affordable, precision metering. They are ideal for high-end cost management applications, and deliver the measurement and accuracy capabilities (Class 0.2S (PM5500 models) and 0.5S (PM5100, PM5300 models) for active energy metering to allocate energy usage, perform tenant metering and sub-billing, pin-point energy savings, optimize equipment efficiency and utilization, and perform a high level assessment of the power quality in an electrical network. | Pulse rate | 1...9999999Imp/kWh (kvarh)
| 89 | Electrical Distribution (LV) | Distribution Box and Enclosure | Enclosures Accessories | S. DIN RAIL. 7,5X35 2M DRILED | 2220497 | NSYSDR200BD | SCHNEIDER ELECTRIC | 680 | https://pim-kvc.soneparsea.com:3443/PictureServer/default.aspx/schneider-NSYSDR200BD_Image1.jpg?A3889C9397807479A2A1C7A8BAA5959DB4AAC672A08A8987949786758279749399B2B5ACB7685E9EC0AC | https://pim-kvc.soneparsea.com:3443/PictureServer/default.aspx/schneider-NSYSDR200BD_Datasheet1.pdf?A3889C9397807479A2A1C7A8BAA5959DB4AAC672A08A8987949786758279749394A6C8A6C59F9599C47682B5B69D | S. DIN RAIL. 7,5X35 2M DRILED | The range of Spacial CRN enclosures from Schneider Electric have a steel monobloc construction with a punched steel door. The sides are made from a single folded section and the back is welded with a double profile to form a protected sealed area. The Spacial CRN enclosures are painted externally and internally with a textured light grey RAL 7035 epoxy-polyester resin. | Model | DIN rail (top hat rail) 35/7.5 mm
| 89 | Electrical Distribution (LV) | Distribution Box and Enclosure | Enclosures Accessories | S. DIN RAIL. 7,5X35 2M DRILED | 2220497 | NSYSDR200BD | SCHNEIDER ELECTRIC | 680 | https://pim-kvc.soneparsea.com:3443/PictureServer/default.aspx/schneider-NSYSDR200BD_Image1.jpg?A3889C9397807479A2A1C7A8BAA5959DB4AAC672A08A8987949786758279749399B2B5ACB7685E9EC0AC | https://pim-kvc.soneparsea.com:3443/PictureServer/default.aspx/schneider-NSYSDR200BD_Datasheet1.pdf?A3889C9397807479A2A1C7A8BAA5959DB4AAC672A08A8987949786758279749394A6C8A6C59F9599C47682B5B69D | S. DIN RAIL. 7,5X35 2M DRILED | The range of Spacial CRN enclosures from Schneider Electric have a steel monobloc construction with a punched steel door. The sides are made from a single folded section and the back is welded with a double profile to form a protected sealed area. The Spacial CRN enclosures are painted externally and internally with a textured light grey RAL 7035 epoxy-polyester resin. | Material | Steel
| 89 | Electrical Distribution (LV) | Distribution Box and Enclosure | Enclosures Accessories | S. DIN RAIL. 7,5X35 2M DRILED | 2220497 | NSYSDR200BD | SCHNEIDER ELECTRIC | 680 | https://pim-kvc.soneparsea.com:3443/PictureServer/default.aspx/schneider-NSYSDR200BD_Image1.jpg?A3889C9397807479A2A1C7A8BAA5959DB4AAC672A08A8987949786758279749399B2B5ACB7685E9EC0AC | https://pim-kvc.soneparsea.com:3443/PictureServer/default.aspx/schneider-NSYSDR200BD_Datasheet1.pdf?A3889C9397807479A2A1C7A8BAA5959DB4AAC672A08A8987949786758279749394A6C8A6C59F9599C47682B5B69D | S. DIN RAIL. 7,5X35 2M DRILED | The range of Spacial CRN enclosures from Schneider Electric have a steel monobloc construction with a punched steel door. The sides are made from a single folded section and the back is welded with a double profile to form a protected sealed area. The Spacial CRN enclosures are painted externally and internally with a textured light grey RAL 7035 epoxy-polyester resin. | Surface protection | Galvanic/electrolytic zinc plated
| 89 | Electrical Distribution (LV) | Distribution Box and Enclosure | Enclosures Accessories | S. DIN RAIL. 7,5X35 2M DRILED | 2220497 | NSYSDR200BD | SCHNEIDER ELECTRIC | 680 | https://pim-kvc.soneparsea.com:3443/PictureServer/default.aspx/schneider-NSYSDR200BD_Image1.jpg?A3889C9397807479A2A1C7A8BAA5959DB4AAC672A08A8987949786758279749399B2B5ACB7685E9EC0AC | https://pim-kvc.soneparsea.com:3443/PictureServer/default.aspx/schneider-NSYSDR200BD_Datasheet1.pdf?A3889C9397807479A2A1C7A8BAA5959DB4AAC672A08A8987949786758279749394A6C8A6C59F9599C47682B5B69D | S. DIN RAIL. 7,5X35 2M DRILED | The range of Spacial CRN enclosures from Schneider Electric have a steel monobloc construction with a punched steel door. The sides are made from a single folded section and the back is welded with a double profile to form a protected sealed area. The Spacial CRN enclosures are painted externally and internally with a textured light grey RAL 7035 epoxy-polyester resin. | Punch shape | Long-slot
| 89 | Electrical Distribution (LV) | Distribution Box and Enclosure | Enclosures Accessories | S. DIN RAIL. 7,5X35 2M DRILED | 2220497 | NSYSDR200BD | SCHNEIDER ELECTRIC | 680 | https://pim-kvc.soneparsea.com:3443/PictureServer/default.aspx/schneider-NSYSDR200BD_Image1.jpg?A3889C9397807479A2A1C7A8BAA5959DB4AAC672A08A8987949786758279749399B2B5ACB7685E9EC0AC | https://pim-kvc.soneparsea.com:3443/PictureServer/default.aspx/schneider-NSYSDR200BD_Datasheet1.pdf?A3889C9397807479A2A1C7A8BAA5959DB4AAC672A08A8987949786758279749394A6C8A6C59F9599C47682B5B69D | S. DIN RAIL. 7,5X35 2M DRILED | The range of Spacial CRN enclosures from Schneider Electric have a steel monobloc construction with a punched steel door. The sides are made from a single folded section and the back is welded with a double profile to form a protected sealed area. The Spacial CRN enclosures are painted externally and internally with a textured light grey RAL 7035 epoxy-polyester resin. | Drill hole distance centrically | 0mm
| 89 | Electrical Distribution (LV) | Distribution Box and Enclosure | Enclosures Accessories | S. DIN RAIL. 7,5X35 2M DRILED | 2220497 | NSYSDR200BD | SCHNEIDER ELECTRIC | 680 | https://pim-kvc.soneparsea.com:3443/PictureServer/default.aspx/schneider-NSYSDR200BD_Image1.jpg?A3889C9397807479A2A1C7A8BAA5959DB4AAC672A08A8987949786758279749399B2B5ACB7685E9EC0AC | https://pim-kvc.soneparsea.com:3443/PictureServer/default.aspx/schneider-NSYSDR200BD_Datasheet1.pdf?A3889C9397807479A2A1C7A8BAA5959DB4AAC672A08A8987949786758279749394A6C8A6C59F9599C47682B5B69D | S. DIN RAIL. 7,5X35 2M DRILED | The range of Spacial CRN enclosures from Schneider Electric have a steel monobloc construction with a punched steel door. The sides are made from a single folded section and the back is welded with a double profile to form a protected sealed area. The Spacial CRN enclosures are painted externally and internally with a textured light grey RAL 7035 epoxy-polyester resin. | Material thickness | 1mm
| 89 | Electrical Distribution (LV) | Distribution Box and Enclosure | Enclosures Accessories | S. DIN RAIL. 7,5X35 2M DRILED | 2220497 | NSYSDR200BD | SCHNEIDER ELECTRIC | 680 | https://pim-kvc.soneparsea.com:3443/PictureServer/default.aspx/schneider-NSYSDR200BD_Image1.jpg?A3889C9397807479A2A1C7A8BAA5959DB4AAC672A08A8987949786758279749399B2B5ACB7685E9EC0AC | https://pim-kvc.soneparsea.com:3443/PictureServer/default.aspx/schneider-NSYSDR200BD_Datasheet1.pdf?A3889C9397807479A2A1C7A8BAA5959DB4AAC672A08A8987949786758279749394A6C8A6C59F9599C47682B5B69D | S. DIN RAIL. 7,5X35 2M DRILED | The range of Spacial CRN enclosures from Schneider Electric have a steel monobloc construction with a punched steel door. The sides are made from a single folded section and the back is welded with a double profile to form a protected sealed area. The Spacial CRN enclosures are painted externally and internally with a textured light grey RAL 7035 epoxy-polyester resin. | Length | 2000mm
| 89 | Electrical Distribution (LV) | Distribution Box and Enclosure | Enclosures Accessories | S. DIN RAIL. 7,5X35 2M DRILED | 2220497 | NSYSDR200BD | SCHNEIDER ELECTRIC | 680 | https://pim-kvc.soneparsea.com:3443/PictureServer/default.aspx/schneider-NSYSDR200BD_Image1.jpg?A3889C9397807479A2A1C7A8BAA5959DB4AAC672A08A8987949786758279749399B2B5ACB7685E9EC0AC | https://pim-kvc.soneparsea.com:3443/PictureServer/default.aspx/schneider-NSYSDR200BD_Datasheet1.pdf?A3889C9397807479A2A1C7A8BAA5959DB4AAC672A08A8987949786758279749394A6C8A6C59F9599C47682B5B69D | S. DIN RAIL. 7,5X35 2M DRILED | The range of Spacial CRN enclosures from Schneider Electric have a steel monobloc construction with a punched steel door. The sides are made from a single folded section and the back is welded with a double profile to form a protected sealed area. The Spacial CRN enclosures are painted externally and internally with a textured light grey RAL 7035 epoxy-polyester resin. | Height | 7.2mm
| 90 | Electrical Distribution (LV) | Power Meter | Power Meter | PM8244 DIN RAIL MOUNT METER + REMOTE DISPLAY INT. METERING | 2257059 | METSEPM8244 | SCHNEIDER ELECTRIC | 135000 | https://pim-kvc.soneparsea.com:3443/PictureServer/default.aspx/schneider-METSEPM8244_Image1.jpg?A3889C9397807479A2A1C7A8BAA5959DB4AAC6729F7C84879595A17D846B649399B2B5ACB7685E9EC0AC | https://pim-kvc.soneparsea.com:3443/PictureServer/default.aspx/SchneiderElectric-METSEPM8244_Datasheet1.pdf?A3889C9397807479A2A1A7A8BAA5959DB4AAC68ABE9C93A8C2AEB7729F7C84879595A17D846B649394A6C8A6C59F9599C47682B5B69D | PM8244 DIN RAIL MOUNT METER + REMOTE DISPLAY INT. METERING | These products offers compact, high-performance power meters for cost and network management applications on feeders and critical loads. Designed for key metering points throughout your energy infrastructure, the PowerLogic PM8000 series meter has the versatility to perform nearly any job you need a meter to do, wherever you need it! | Number of voltage measurement inputs | 3
| 90 | Electrical Distribution (LV) | Power Meter | Power Meter | PM8244 DIN RAIL MOUNT METER + REMOTE DISPLAY INT. METERING | 2257059 | METSEPM8244 | SCHNEIDER ELECTRIC | 135000 | https://pim-kvc.soneparsea.com:3443/PictureServer/default.aspx/schneider-METSEPM8244_Image1.jpg?A3889C9397807479A2A1C7A8BAA5959DB4AAC6729F7C84879595A17D846B649399B2B5ACB7685E9EC0AC | https://pim-kvc.soneparsea.com:3443/PictureServer/default.aspx/SchneiderElectric-METSEPM8244_Datasheet1.pdf?A3889C9397807479A2A1A7A8BAA5959DB4AAC68ABE9C93A8C2AEB7729F7C84879595A17D846B649394A6C8A6C59F9599C47682B5B69D | PM8244 DIN RAIL MOUNT METER + REMOTE DISPLAY INT. METERING | These products offers compact, high-performance power meters for cost and network management applications on feeders and critical loads. Designed for key metering points throughout your energy infrastructure, the PowerLogic PM8000 series meter has the versatility to perform nearly any job you need a meter to do, wherever you need it! | Number of current measurement inputs | 3
| 90 | Electrical Distribution (LV) | Power Meter | Power Meter | PM8244 DIN RAIL MOUNT METER + REMOTE DISPLAY INT. METERING | 2257059 | METSEPM8244 | SCHNEIDER ELECTRIC | 135000 | https://pim-kvc.soneparsea.com:3443/PictureServer/default.aspx/schneider-METSEPM8244_Image1.jpg?A3889C9397807479A2A1C7A8BAA5959DB4AAC6729F7C84879595A17D846B649399B2B5ACB7685E9EC0AC | https://pim-kvc.soneparsea.com:3443/PictureServer/default.aspx/SchneiderElectric-METSEPM8244_Datasheet1.pdf?A3889C9397807479A2A1A7A8BAA5959DB4AAC68ABE9C93A8C2AEB7729F7C84879595A17D846B649394A6C8A6C59F9599C47682B5B69D | PM8244 DIN RAIL MOUNT METER + REMOTE DISPLAY INT. METERING | These products offers compact, high-performance power meters for cost and network management applications on feeders and critical loads. Designed for key metering points throughout your energy infrastructure, the PowerLogic PM8000 series meter has the versatility to perform nearly any job you need a meter to do, wherever you need it! | Supply voltage DC | 110...415V
| 90 | Electrical Distribution (LV) | Power Meter | Power Meter | PM8244 DIN RAIL MOUNT METER + REMOTE DISPLAY INT. METERING | 2257059 | METSEPM8244 | SCHNEIDER ELECTRIC | 135000 | https://pim-kvc.soneparsea.com:3443/PictureServer/default.aspx/schneider-METSEPM8244_Image1.jpg?A3889C9397807479A2A1C7A8BAA5959DB4AAC6729F7C84879595A17D846B649399B2B5ACB7685E9EC0AC | https://pim-kvc.soneparsea.com:3443/PictureServer/default.aspx/SchneiderElectric-METSEPM8244_Datasheet1.pdf?A3889C9397807479A2A1A7A8BAA5959DB4AAC68ABE9C93A8C2AEB7729F7C84879595A17D846B649394A6C8A6C59F9599C47682B5B69D | PM8244 DIN RAIL MOUNT METER + REMOTE DISPLAY INT. METERING | These products offers compact, high-performance power meters for cost and network management applications on feeders and critical loads. Designed for key metering points throughout your energy infrastructure, the PowerLogic PM8000 series meter has the versatility to perform nearly any job you need a meter to do, wherever you need it! | Measuring range for frequency | 50...60Hz
| 90 | Electrical Distribution (LV) | Power Meter | Power Meter | PM8244 DIN RAIL MOUNT METER + REMOTE DISPLAY INT. METERING | 2257059 | METSEPM8244 | SCHNEIDER ELECTRIC | 135000 | https://pim-kvc.soneparsea.com:3443/PictureServer/default.aspx/schneider-METSEPM8244_Image1.jpg?A3889C9397807479A2A1C7A8BAA5959DB4AAC6729F7C84879595A17D846B649399B2B5ACB7685E9EC0AC | https://pim-kvc.soneparsea.com:3443/PictureServer/default.aspx/SchneiderElectric-METSEPM8244_Datasheet1.pdf?A3889C9397807479A2A1A7A8BAA5959DB4AAC68ABE9C93A8C2AEB7729F7C84879595A17D846B649394A6C8A6C59F9599C47682B5B69D | PM8244 DIN RAIL MOUNT METER + REMOTE DISPLAY INT. METERING | These products offers compact, high-performance power meters for cost and network management applications on feeders and critical loads. Designed for key metering points throughout your energy infrastructure, the PowerLogic PM8000 series meter has the versatility to perform nearly any job you need a meter to do, wherever you need it! | Display | LCD
| 90 | Electrical Distribution (LV) | Power Meter | Power Meter | PM8244 DIN RAIL MOUNT METER + REMOTE DISPLAY INT. METERING | 2257059 | METSEPM8244 | SCHNEIDER ELECTRIC | 135000 | https://pim-kvc.soneparsea.com:3443/PictureServer/default.aspx/schneider-METSEPM8244_Image1.jpg?A3889C9397807479A2A1C7A8BAA5959DB4AAC6729F7C84879595A17D846B649399B2B5ACB7685E9EC0AC | https://pim-kvc.soneparsea.com:3443/PictureServer/default.aspx/SchneiderElectric-METSEPM8244_Datasheet1.pdf?A3889C9397807479A2A1A7A8BAA5959DB4AAC68ABE9C93A8C2AEB7729F7C84879595A17D846B649394A6C8A6C59F9599C47682B5B69D | PM8244 DIN RAIL MOUNT METER + REMOTE DISPLAY INT. METERING | These products offers compact, high-performance power meters for cost and network management applications on feeders and critical loads. Designed for key metering points throughout your energy infrastructure, the PowerLogic PM8000 series meter has the versatility to perform nearly any job you need a meter to do, wherever you need it! | Remote display | yes
| 90 | Electrical Distribution (LV) | Power Meter | Power Meter | PM8244 DIN RAIL MOUNT METER + REMOTE DISPLAY INT. METERING | 2257059 | METSEPM8244 | SCHNEIDER ELECTRIC | 135000 | https://pim-kvc.soneparsea.com:3443/PictureServer/default.aspx/schneider-METSEPM8244_Image1.jpg?A3889C9397807479A2A1C7A8BAA5959DB4AAC6729F7C84879595A17D846B649399B2B5ACB7685E9EC0AC | https://pim-kvc.soneparsea.com:3443/PictureServer/default.aspx/SchneiderElectric-METSEPM8244_Datasheet1.pdf?A3889C9397807479A2A1A7A8BAA5959DB4AAC68ABE9C93A8C2AEB7729F7C84879595A17D846B649394A6C8A6C59F9599C47682B5B69D | PM8244 DIN RAIL MOUNT METER + REMOTE DISPLAY INT. METERING | These products offers compact, high-performance power meters for cost and network management applications on feeders and critical loads. Designed for key metering points throughout your energy infrastructure, the PowerLogic PM8000 series meter has the versatility to perform nearly any job you need a meter to do, wherever you need it! | Degree of protection (IP), front side | Other
| 90 | Electrical Distribution (LV) | Power Meter | Power Meter | PM8244 DIN RAIL MOUNT METER + REMOTE DISPLAY INT. METERING | 2257059 | METSEPM8244 | SCHNEIDER ELECTRIC | 135000 | https://pim-kvc.soneparsea.com:3443/PictureServer/default.aspx/schneider-METSEPM8244_Image1.jpg?A3889C9397807479A2A1C7A8BAA5959DB4AAC6729F7C84879595A17D846B649399B2B5ACB7685E9EC0AC | https://pim-kvc.soneparsea.com:3443/PictureServer/default.aspx/SchneiderElectric-METSEPM8244_Datasheet1.pdf?A3889C9397807479A2A1A7A8BAA5959DB4AAC68ABE9C93A8C2AEB7729F7C84879595A17D846B649394A6C8A6C59F9599C47682B5B69D | PM8244 DIN RAIL MOUNT METER + REMOTE DISPLAY INT. METERING | These products offers compact, high-performance power meters for cost and network management applications on feeders and critical loads. Designed for key metering points throughout your energy infrastructure, the PowerLogic PM8000 series meter has the versatility to perform nearly any job you need a meter to do, wherever you need it! | Apparent power meter | yes
| 91 | Electrical Distribution (LV) | Power Meter | Energy Meter | PM5561 POWER METER W 1MOD 2ETH UPTO 63TH H1M 4DI/2DO | 2263615 | METSEPM5561 | SCHNEIDER ELECTRIC | 62500 | https://pim-kvc.soneparsea.com:3443/PictureServer/default.aspx/schneider-metsepm5561_image1.jpg?A3889C9397807479A2A1C7A8BAA5959DB4AAC672BF9CA4A7B5B5C17A876D6193B9B2B5ACB7685E9EC0AC | https://pim-kvc.soneparsea.com:3443/PictureServer/default.aspx/schneiderelectric-metsepm5561_Datasheet1.pdf?A3889C9397807479A2A1C7A8BAA5959DB4AAC6AABE9C93A8C2AEB772BF9CA4A7B5B5C17A876D619394A6C8A6C59F9599C47682B5B69D | PM5561 POWER METER W 1MOD 2ETH UPTO 63TH H1M 4DI/2DO | High-end cost management capabilities in an affordable power meter. Part of Easy Series. Compact, versatile power meters for energy cost and basic network management applications. | Type of meter | Electronic
| 91 | Electrical Distribution (LV) | Power Meter | Energy Meter | PM5561 POWER METER W 1MOD 2ETH UPTO 63TH H1M 4DI/2DO | 2263615 | METSEPM5561 | SCHNEIDER ELECTRIC | 62500 | https://pim-kvc.soneparsea.com:3443/PictureServer/default.aspx/schneider-metsepm5561_image1.jpg?A3889C9397807479A2A1C7A8BAA5959DB4AAC672BF9CA4A7B5B5C17A876D6193B9B2B5ACB7685E9EC0AC | https://pim-kvc.soneparsea.com:3443/PictureServer/default.aspx/schneiderelectric-metsepm5561_Datasheet1.pdf?A3889C9397807479A2A1C7A8BAA5959DB4AAC6AABE9C93A8C2AEB772BF9CA4A7B5B5C17A876D619394A6C8A6C59F9599C47682B5B69D | PM5561 POWER METER W 1MOD 2ETH UPTO 63TH H1M 4DI/2DO | High-end cost management capabilities in an affordable power meter. Part of Easy Series. Compact, versatile power meters for energy cost and basic network management applications. | Nominal current (In) | 5A
| 91 | Electrical Distribution (LV) | Power Meter | Energy Meter | PM5561 POWER METER W 1MOD 2ETH UPTO 63TH H1M 4DI/2DO | 2263615 | METSEPM5561 | SCHNEIDER ELECTRIC | 62500 | https://pim-kvc.soneparsea.com:3443/PictureServer/default.aspx/schneider-metsepm5561_image1.jpg?A3889C9397807479A2A1C7A8BAA5959DB4AAC672BF9CA4A7B5B5C17A876D6193B9B2B5ACB7685E9EC0AC | https://pim-kvc.soneparsea.com:3443/PictureServer/default.aspx/schneiderelectric-metsepm5561_Datasheet1.pdf?A3889C9397807479A2A1C7A8BAA5959DB4AAC6AABE9C93A8C2AEB772BF9CA4A7B5B5C17A876D619394A6C8A6C59F9599C47682B5B69D | PM5561 POWER METER W 1MOD 2ETH UPTO 63TH H1M 4DI/2DO | High-end cost management capabilities in an affordable power meter. Part of Easy Series. Compact, versatile power meters for energy cost and basic network management applications. | Max. current (Imax) | 10A
| 91 | Electrical Distribution (LV) | Power Meter | Energy Meter | PM5561 POWER METER W 1MOD 2ETH UPTO 63TH H1M 4DI/2DO | 2263615 | METSEPM5561 | SCHNEIDER ELECTRIC | 62500 | https://pim-kvc.soneparsea.com:3443/PictureServer/default.aspx/schneider-metsepm5561_image1.jpg?A3889C9397807479A2A1C7A8BAA5959DB4AAC672BF9CA4A7B5B5C17A876D6193B9B2B5ACB7685E9EC0AC | https://pim-kvc.soneparsea.com:3443/PictureServer/default.aspx/schneiderelectric-metsepm5561_Datasheet1.pdf?A3889C9397807479A2A1C7A8BAA5959DB4AAC6AABE9C93A8C2AEB772BF9CA4A7B5B5C17A876D619394A6C8A6C59F9599C47682B5B69D | PM5561 POWER METER W 1MOD 2ETH UPTO 63TH H1M 4DI/2DO | High-end cost management capabilities in an affordable power meter. Part of Easy Series. Compact, versatile power meters for energy cost and basic network management applications. | Nominal voltage (Un) N-L | 20...400V
| 91 | Electrical Distribution (LV) | Power Meter | Energy Meter | PM5561 POWER METER W 1MOD 2ETH UPTO 63TH H1M 4DI/2DO | 2263615 | METSEPM5561 | SCHNEIDER ELECTRIC | 62500 | https://pim-kvc.soneparsea.com:3443/PictureServer/default.aspx/schneider-metsepm5561_image1.jpg?A3889C9397807479A2A1C7A8BAA5959DB4AAC672BF9CA4A7B5B5C17A876D6193B9B2B5ACB7685E9EC0AC | https://pim-kvc.soneparsea.com:3443/PictureServer/default.aspx/schneiderelectric-metsepm5561_Datasheet1.pdf?A3889C9397807479A2A1C7A8BAA5959DB4AAC6AABE9C93A8C2AEB772BF9CA4A7B5B5C17A876D619394A6C8A6C59F9599C47682B5B69D | PM5561 POWER METER W 1MOD 2ETH UPTO 63TH H1M 4DI/2DO | High-end cost management capabilities in an affordable power meter. Part of Easy Series. Compact, versatile power meters for energy cost and basic network management applications. | Nominal voltage (Un) L-L | 35...690V
| 91 | Electrical Distribution (LV) | Power Meter | Energy Meter | PM5561 POWER METER W 1MOD 2ETH UPTO 63TH H1M 4DI/2DO | 2263615 | METSEPM5561 | SCHNEIDER ELECTRIC | 62500 | https://pim-kvc.soneparsea.com:3443/PictureServer/default.aspx/schneider-metsepm5561_image1.jpg?A3889C9397807479A2A1C7A8BAA5959DB4AAC672BF9CA4A7B5B5C17A876D6193B9B2B5ACB7685E9EC0AC | https://pim-kvc.soneparsea.com:3443/PictureServer/default.aspx/schneiderelectric-metsepm5561_Datasheet1.pdf?A3889C9397807479A2A1C7A8BAA5959DB4AAC6AABE9C93A8C2AEB772BF9CA4A7B5B5C17A876D619394A6C8A6C59F9599C47682B5B69D | PM5561 POWER METER W 1MOD 2ETH UPTO 63TH H1M 4DI/2DO | High-end cost management capabilities in an affordable power meter. Part of Easy Series. Compact, versatile power meters for energy cost and basic network management applications. | Frequency | 45...65Hz
| 91 | Electrical Distribution (LV) | Power Meter | Energy Meter | PM5561 POWER METER W 1MOD 2ETH UPTO 63TH H1M 4DI/2DO | 2263615 | METSEPM5561 | SCHNEIDER ELECTRIC | 62500 | https://pim-kvc.soneparsea.com:3443/PictureServer/default.aspx/schneider-metsepm5561_image1.jpg?A3889C9397807479A2A1C7A8BAA5959DB4AAC672BF9CA4A7B5B5C17A876D6193B9B2B5ACB7685E9EC0AC | https://pim-kvc.soneparsea.com:3443/PictureServer/default.aspx/schneiderelectric-metsepm5561_Datasheet1.pdf?A3889C9397807479A2A1C7A8BAA5959DB4AAC6AABE9C93A8C2AEB772BF9CA4A7B5B5C17A876D619394A6C8A6C59F9599C47682B5B69D | PM5561 POWER METER W 1MOD 2ETH UPTO 63TH H1M 4DI/2DO | High-end cost management capabilities in an affordable power meter. Part of Easy Series. Compact, versatile power meters for energy cost and basic network management applications. | Accuracy class | C
| 91 | Electrical Distribution (LV) | Power Meter | Energy Meter | PM5561 POWER METER W 1MOD 2ETH UPTO 63TH H1M 4DI/2DO | 2263615 | METSEPM5561 | SCHNEIDER ELECTRIC | 62500 | https://pim-kvc.soneparsea.com:3443/PictureServer/default.aspx/schneider-metsepm5561_image1.jpg?A3889C9397807479A2A1C7A8BAA5959DB4AAC672BF9CA4A7B5B5C17A876D6193B9B2B5ACB7685E9EC0AC | https://pim-kvc.soneparsea.com:3443/PictureServer/default.aspx/schneiderelectric-metsepm5561_Datasheet1.pdf?A3889C9397807479A2A1C7A8BAA5959DB4AAC6AABE9C93A8C2AEB772BF9CA4A7B5B5C17A876D619394A6C8A6C59F9599C47682B5B69D | PM5561 POWER METER W 1MOD 2ETH UPTO 63TH H1M 4DI/2DO | High-end cost management capabilities in an affordable power meter. Part of Easy Series. Compact, versatile power meters for energy cost and basic network management applications. | Pole type | Three conductor/four conductor
| 91 | Electrical Distribution (LV) | Power Meter | Energy Meter | PM5561 POWER METER W 1MOD 2ETH UPTO 63TH H1M 4DI/2DO | 2263615 | METSEPM5561 | SCHNEIDER ELECTRIC | 62500 | https://pim-kvc.soneparsea.com:3443/PictureServer/default.aspx/schneider-metsepm5561_image1.jpg?A3889C9397807479A2A1C7A8BAA5959DB4AAC672BF9CA4A7B5B5C17A876D6193B9B2B5ACB7685E9EC0AC | https://pim-kvc.soneparsea.com:3443/PictureServer/default.aspx/schneiderelectric-metsepm5561_Datasheet1.pdf?A3889C9397807479A2A1C7A8BAA5959DB4AAC6AABE9C93A8C2AEB772BF9CA4A7B5B5C17A876D619394A6C8A6C59F9599C47682B5B69D | PM5561 POWER METER W 1MOD 2ETH UPTO 63TH H1M 4DI/2DO | High-end cost management capabilities in an affordable power meter. Part of Easy Series. Compact, versatile power meters for energy cost and basic network management applications. | Model | Measurement transformer
| 91 | Electrical Distribution (LV) | Power Meter | Energy Meter | PM5561 POWER METER W 1MOD 2ETH UPTO 63TH H1M 4DI/2DO | 2263615 | METSEPM5561 | SCHNEIDER ELECTRIC | 62500 | https://pim-kvc.soneparsea.com:3443/PictureServer/default.aspx/schneider-metsepm5561_image1.jpg?A3889C9397807479A2A1C7A8BAA5959DB4AAC672BF9CA4A7B5B5C17A876D6193B9B2B5ACB7685E9EC0AC | https://pim-kvc.soneparsea.com:3443/PictureServer/default.aspx/schneiderelectric-metsepm5561_Datasheet1.pdf?A3889C9397807479A2A1C7A8BAA5959DB4AAC6AABE9C93A8C2AEB772BF9CA4A7B5B5C17A876D619394A6C8A6C59F9599C47682B5B69D | PM5561 POWER METER W 1MOD 2ETH UPTO 63TH H1M 4DI/2DO | High-end cost management capabilities in an affordable power meter. Part of Easy Series. Compact, versatile power meters for energy cost and basic network management applications. | Energy type | Effective power and blind power
| 91 | Electrical Distribution (LV) | Power Meter | Energy Meter | PM5561 POWER METER W 1MOD 2ETH UPTO 63TH H1M 4DI/2DO | 2263615 | METSEPM5561 | SCHNEIDER ELECTRIC | 62500 | https://pim-kvc.soneparsea.com:3443/PictureServer/default.aspx/schneider-metsepm5561_image1.jpg?A3889C9397807479A2A1C7A8BAA5959DB4AAC672BF9CA4A7B5B5C17A876D6193B9B2B5ACB7685E9EC0AC | https://pim-kvc.soneparsea.com:3443/PictureServer/default.aspx/schneiderelectric-metsepm5561_Datasheet1.pdf?A3889C9397807479A2A1C7A8BAA5959DB4AAC6AABE9C93A8C2AEB772BF9CA4A7B5B5C17A876D619394A6C8A6C59F9599C47682B5B69D | PM5561 POWER METER W 1MOD 2ETH UPTO 63TH H1M 4DI/2DO | High-end cost management capabilities in an affordable power meter. Part of Easy Series. Compact, versatile power meters for energy cost and basic network management applications. | Suitable for | Purchase/supply
| 91 | Electrical Distribution (LV) | Power Meter | Energy Meter | PM5561 POWER METER W 1MOD 2ETH UPTO 63TH H1M 4DI/2DO | 2263615 | METSEPM5561 | SCHNEIDER ELECTRIC | 62500 | https://pim-kvc.soneparsea.com:3443/PictureServer/default.aspx/schneider-metsepm5561_image1.jpg?A3889C9397807479A2A1C7A8BAA5959DB4AAC672BF9CA4A7B5B5C17A876D6193B9B2B5ACB7685E9EC0AC | https://pim-kvc.soneparsea.com:3443/PictureServer/default.aspx/schneiderelectric-metsepm5561_Datasheet1.pdf?A3889C9397807479A2A1C7A8BAA5959DB4AAC6AABE9C93A8C2AEB772BF9CA4A7B5B5C17A876D619394A6C8A6C59F9599C47682B5B69D | PM5561 POWER METER W 1MOD 2ETH UPTO 63TH H1M 4DI/2DO | High-end cost management capabilities in an affordable power meter. Part of Easy Series. Compact, versatile power meters for energy cost and basic network management applications. | Tariff type | Multi-tariff
| 91 | Electrical Distribution (LV) | Power Meter | Energy Meter | PM5561 POWER METER W 1MOD 2ETH UPTO 63TH H1M 4DI/2DO | 2263615 | METSEPM5561 | SCHNEIDER ELECTRIC | 62500 | https://pim-kvc.soneparsea.com:3443/PictureServer/default.aspx/schneider-metsepm5561_image1.jpg?A3889C9397807479A2A1C7A8BAA5959DB4AAC672BF9CA4A7B5B5C17A876D6193B9B2B5ACB7685E9EC0AC | https://pim-kvc.soneparsea.com:3443/PictureServer/default.aspx/schneiderelectric-metsepm5561_Datasheet1.pdf?A3889C9397807479A2A1C7A8BAA5959DB4AAC6AABE9C93A8C2AEB772BF9CA4A7B5B5C17A876D619394A6C8A6C59F9599C47682B5B69D | PM5561 POWER METER W 1MOD 2ETH UPTO 63TH H1M 4DI/2DO | High-end cost management capabilities in an affordable power meter. Part of Easy Series. Compact, versatile power meters for energy cost and basic network management applications. | Tariff control | Internal/external
| 91 | Electrical Distribution (LV) | Power Meter | Energy Meter | PM5561 POWER METER W 1MOD 2ETH UPTO 63TH H1M 4DI/2DO | 2263615 | METSEPM5561 | SCHNEIDER ELECTRIC | 62500 | https://pim-kvc.soneparsea.com:3443/PictureServer/default.aspx/schneider-metsepm5561_image1.jpg?A3889C9397807479A2A1C7A8BAA5959DB4AAC672BF9CA4A7B5B5C17A876D6193B9B2B5ACB7685E9EC0AC | https://pim-kvc.soneparsea.com:3443/PictureServer/default.aspx/schneiderelectric-metsepm5561_Datasheet1.pdf?A3889C9397807479A2A1C7A8BAA5959DB4AAC6AABE9C93A8C2AEB772BF9CA4A7B5B5C17A876D619394A6C8A6C59F9599C47682B5B69D | PM5561 POWER METER W 1MOD 2ETH UPTO 63TH H1M 4DI/2DO | High-end cost management capabilities in an affordable power meter. Part of Easy Series. Compact, versatile power meters for energy cost and basic network management applications. | Measurement type load profile | yes
| 91 | Electrical Distribution (LV) | Power Meter | Energy Meter | PM5561 POWER METER W 1MOD 2ETH UPTO 63TH H1M 4DI/2DO | 2263615 | METSEPM5561 | SCHNEIDER ELECTRIC | 62500 | https://pim-kvc.soneparsea.com:3443/PictureServer/default.aspx/schneider-metsepm5561_image1.jpg?A3889C9397807479A2A1C7A8BAA5959DB4AAC672BF9CA4A7B5B5C17A876D6193B9B2B5ACB7685E9EC0AC | https://pim-kvc.soneparsea.com:3443/PictureServer/default.aspx/schneiderelectric-metsepm5561_Datasheet1.pdf?A3889C9397807479A2A1C7A8BAA5959DB4AAC6AABE9C93A8C2AEB772BF9CA4A7B5B5C17A876D619394A6C8A6C59F9599C47682B5B69D | PM5561 POWER METER W 1MOD 2ETH UPTO 63TH H1M 4DI/2DO | High-end cost management capabilities in an affordable power meter. Part of Easy Series. Compact, versatile power meters for energy cost and basic network management applications. | Escapement mechanism | no
| 91 | Electrical Distribution (LV) | Power Meter | Energy Meter | PM5561 POWER METER W 1MOD 2ETH UPTO 63TH H1M 4DI/2DO | 2263615 | METSEPM5561 | SCHNEIDER ELECTRIC | 62500 | https://pim-kvc.soneparsea.com:3443/PictureServer/default.aspx/schneider-metsepm5561_image1.jpg?A3889C9397807479A2A1C7A8BAA5959DB4AAC672BF9CA4A7B5B5C17A876D6193B9B2B5ACB7685E9EC0AC | https://pim-kvc.soneparsea.com:3443/PictureServer/default.aspx/schneiderelectric-metsepm5561_Datasheet1.pdf?A3889C9397807479A2A1C7A8BAA5959DB4AAC6AABE9C93A8C2AEB772BF9CA4A7B5B5C17A876D619394A6C8A6C59F9599C47682B5B69D | PM5561 POWER METER W 1MOD 2ETH UPTO 63TH H1M 4DI/2DO | High-end cost management capabilities in an affordable power meter. Part of Easy Series. Compact, versatile power meters for energy cost and basic network management applications. | Calibrated | no
| 91 | Electrical Distribution (LV) | Power Meter | Energy Meter | PM5561 POWER METER W 1MOD 2ETH UPTO 63TH H1M 4DI/2DO | 2263615 | METSEPM5561 | SCHNEIDER ELECTRIC | 62500 | https://pim-kvc.soneparsea.com:3443/PictureServer/default.aspx/schneider-metsepm5561_image1.jpg?A3889C9397807479A2A1C7A8BAA5959DB4AAC672BF9CA4A7B5B5C17A876D6193B9B2B5ACB7685E9EC0AC | https://pim-kvc.soneparsea.com:3443/PictureServer/default.aspx/schneiderelectric-metsepm5561_Datasheet1.pdf?A3889C9397807479A2A1C7A8BAA5959DB4AAC6AABE9C93A8C2AEB772BF9CA4A7B5B5C17A876D619394A6C8A6C59F9599C47682B5B69D | PM5561 POWER METER W 1MOD 2ETH UPTO 63TH H1M 4DI/2DO | High-end cost management capabilities in an affordable power meter. Part of Easy Series. Compact, versatile power meters for energy cost and basic network management applications. | Approval | Measuring Instruments Directive
| 91 | Electrical Distribution (LV) | Power Meter | Energy Meter | PM5561 POWER METER W 1MOD 2ETH UPTO 63TH H1M 4DI/2DO | 2263615 | METSEPM5561 | SCHNEIDER ELECTRIC | 62500 | https://pim-kvc.soneparsea.com:3443/PictureServer/default.aspx/schneider-metsepm5561_image1.jpg?A3889C9397807479A2A1C7A8BAA5959DB4AAC672BF9CA4A7B5B5C17A876D6193B9B2B5ACB7685E9EC0AC | https://pim-kvc.soneparsea.com:3443/PictureServer/default.aspx/schneiderelectric-metsepm5561_Datasheet1.pdf?A3889C9397807479A2A1C7A8BAA5959DB4AAC6AABE9C93A8C2AEB772BF9CA4A7B5B5C17A876D619394A6C8A6C59F9599C47682B5B69D | PM5561 POWER METER W 1MOD 2ETH UPTO 63TH H1M 4DI/2DO | High-end cost management capabilities in an affordable power meter. Part of Easy Series. Compact, versatile power meters for energy cost and basic network management applications. | Pulse output | Optic
| 91 | Electrical Distribution (LV) | Power Meter | Energy Meter | PM5561 POWER METER W 1MOD 2ETH UPTO 63TH H1M 4DI/2DO | 2263615 | METSEPM5561 | SCHNEIDER ELECTRIC | 62500 | https://pim-kvc.soneparsea.com:3443/PictureServer/default.aspx/schneider-metsepm5561_image1.jpg?A3889C9397807479A2A1C7A8BAA5959DB4AAC672BF9CA4A7B5B5C17A876D6193B9B2B5ACB7685E9EC0AC | https://pim-kvc.soneparsea.com:3443/PictureServer/default.aspx/schneiderelectric-metsepm5561_Datasheet1.pdf?A3889C9397807479A2A1C7A8BAA5959DB4AAC6AABE9C93A8C2AEB772BF9CA4A7B5B5C17A876D619394A6C8A6C59F9599C47682B5B69D | PM5561 POWER METER W 1MOD 2ETH UPTO 63TH H1M 4DI/2DO | High-end cost management capabilities in an affordable power meter. Part of Easy Series. Compact, versatile power meters for energy cost and basic network management applications. | Pulse type | S0
| 91 | Electrical Distribution (LV) | Power Meter | Energy Meter | PM5561 POWER METER W 1MOD 2ETH UPTO 63TH H1M 4DI/2DO | 2263615 | METSEPM5561 | SCHNEIDER ELECTRIC | 62500 | https://pim-kvc.soneparsea.com:3443/PictureServer/default.aspx/schneider-metsepm5561_image1.jpg?A3889C9397807479A2A1C7A8BAA5959DB4AAC672BF9CA4A7B5B5C17A876D6193B9B2B5ACB7685E9EC0AC | https://pim-kvc.soneparsea.com:3443/PictureServer/default.aspx/schneiderelectric-metsepm5561_Datasheet1.pdf?A3889C9397807479A2A1C7A8BAA5959DB4AAC6AABE9C93A8C2AEB772BF9CA4A7B5B5C17A876D619394A6C8A6C59F9599C47682B5B69D | PM5561 POWER METER W 1MOD 2ETH UPTO 63TH H1M 4DI/2DO | High-end cost management capabilities in an affordable power meter. Part of Easy Series. Compact, versatile power meters for energy cost and basic network management applications. | Pulse rate | 1...10000000Imp/kWh (kvarh)
| 91 | Electrical Distribution (LV) | Power Meter | Energy Meter | PM5561 POWER METER W 1MOD 2ETH UPTO 63TH H1M 4DI/2DO | 2263615 | METSEPM5561 | SCHNEIDER ELECTRIC | 62500 | https://pim-kvc.soneparsea.com:3443/PictureServer/default.aspx/schneider-metsepm5561_image1.jpg?A3889C9397807479A2A1C7A8BAA5959DB4AAC672BF9CA4A7B5B5C17A876D6193B9B2B5ACB7685E9EC0AC | https://pim-kvc.soneparsea.com:3443/PictureServer/default.aspx/schneiderelectric-metsepm5561_Datasheet1.pdf?A3889C9397807479A2A1C7A8BAA5959DB4AAC6AABE9C93A8C2AEB772BF9CA4A7B5B5C17A876D619394A6C8A6C59F9599C47682B5B69D | PM5561 POWER METER W 1MOD 2ETH UPTO 63TH H1M 4DI/2DO | High-end cost management capabilities in an affordable power meter. Part of Easy Series. Compact, versatile power meters for energy cost and basic network management applications. | Type of meter | Electronic
| 91 | Electrical Distribution (LV) | Power Meter | Energy Meter | PM5561 POWER METER W 1MOD 2ETH UPTO 63TH H1M 4DI/2DO | 2263615 | METSEPM5561 | SCHNEIDER ELECTRIC | 62500 | https://pim-kvc.soneparsea.com:3443/PictureServer/default.aspx/schneider-metsepm5561_image1.jpg?A3889C9397807479A2A1C7A8BAA5959DB4AAC672BF9CA4A7B5B5C17A876D6193B9B2B5ACB7685E9EC0AC | https://pim-kvc.soneparsea.com:3443/PictureServer/default.aspx/schneiderelectric-metsepm5561_Datasheet1.pdf?A3889C9397807479A2A1C7A8BAA5959DB4AAC6AABE9C93A8C2AEB772BF9CA4A7B5B5C17A876D619394A6C8A6C59F9599C47682B5B69D | PM5561 POWER METER W 1MOD 2ETH UPTO 63TH H1M 4DI/2DO | High-end cost management capabilities in an affordable power meter. Part of Easy Series. Compact, versatile power meters for energy cost and basic network management applications. | Nominal current (In) | 5A
| 91 | Electrical Distribution (LV) | Power Meter | Energy Meter | PM5561 POWER METER W 1MOD 2ETH UPTO 63TH H1M 4DI/2DO | 2263615 | METSEPM5561 | SCHNEIDER ELECTRIC | 62500 | https://pim-kvc.soneparsea.com:3443/PictureServer/default.aspx/schneider-metsepm5561_image1.jpg?A3889C9397807479A2A1C7A8BAA5959DB4AAC672BF9CA4A7B5B5C17A876D6193B9B2B5ACB7685E9EC0AC | https://pim-kvc.soneparsea.com:3443/PictureServer/default.aspx/schneiderelectric-metsepm5561_Datasheet1.pdf?A3889C9397807479A2A1C7A8BAA5959DB4AAC6AABE9C93A8C2AEB772BF9CA4A7B5B5C17A876D619394A6C8A6C59F9599C47682B5B69D | PM5561 POWER METER W 1MOD 2ETH UPTO 63TH H1M 4DI/2DO | High-end cost management capabilities in an affordable power meter. Part of Easy Series. Compact, versatile power meters for energy cost and basic network management applications. | Max. current (Imax) | 10A
| 91 | Electrical Distribution (LV) | Power Meter | Energy Meter | PM5561 POWER METER W 1MOD 2ETH UPTO 63TH H1M 4DI/2DO | 2263615 | METSEPM5561 | SCHNEIDER ELECTRIC | 62500 | https://pim-kvc.soneparsea.com:3443/PictureServer/default.aspx/schneider-metsepm5561_image1.jpg?A3889C9397807479A2A1C7A8BAA5959DB4AAC672BF9CA4A7B5B5C17A876D6193B9B2B5ACB7685E9EC0AC | https://pim-kvc.soneparsea.com:3443/PictureServer/default.aspx/schneiderelectric-metsepm5561_Datasheet1.pdf?A3889C9397807479A2A1C7A8BAA5959DB4AAC6AABE9C93A8C2AEB772BF9CA4A7B5B5C17A876D619394A6C8A6C59F9599C47682B5B69D | PM5561 POWER METER W 1MOD 2ETH UPTO 63TH H1M 4DI/2DO | High-end cost management capabilities in an affordable power meter. Part of Easy Series. Compact, versatile power meters for energy cost and basic network management applications. | Nominal voltage (Un) N-L | 20...400V
| 91 | Electrical Distribution (LV) | Power Meter | Energy Meter | PM5561 POWER METER W 1MOD 2ETH UPTO 63TH H1M 4DI/2DO | 2263615 | METSEPM5561 | SCHNEIDER ELECTRIC | 62500 | https://pim-kvc.soneparsea.com:3443/PictureServer/default.aspx/schneider-metsepm5561_image1.jpg?A3889C9397807479A2A1C7A8BAA5959DB4AAC672BF9CA4A7B5B5C17A876D6193B9B2B5ACB7685E9EC0AC | https://pim-kvc.soneparsea.com:3443/PictureServer/default.aspx/schneiderelectric-metsepm5561_Datasheet1.pdf?A3889C9397807479A2A1C7A8BAA5959DB4AAC6AABE9C93A8C2AEB772BF9CA4A7B5B5C17A876D619394A6C8A6C59F9599C47682B5B69D | PM5561 POWER METER W 1MOD 2ETH UPTO 63TH H1M 4DI/2DO | High-end cost management capabilities in an affordable power meter. Part of Easy Series. Compact, versatile power meters for energy cost and basic network management applications. | Nominal voltage (Un) L-L | 35...690V
| 91 | Electrical Distribution (LV) | Power Meter | Energy Meter | PM5561 POWER METER W 1MOD 2ETH UPTO 63TH H1M 4DI/2DO | 2263615 | METSEPM5561 | SCHNEIDER ELECTRIC | 62500 | https://pim-kvc.soneparsea.com:3443/PictureServer/default.aspx/schneider-metsepm5561_image1.jpg?A3889C9397807479A2A1C7A8BAA5959DB4AAC672BF9CA4A7B5B5C17A876D6193B9B2B5ACB7685E9EC0AC | https://pim-kvc.soneparsea.com:3443/PictureServer/default.aspx/schneiderelectric-metsepm5561_Datasheet1.pdf?A3889C9397807479A2A1C7A8BAA5959DB4AAC6AABE9C93A8C2AEB772BF9CA4A7B5B5C17A876D619394A6C8A6C59F9599C47682B5B69D | PM5561 POWER METER W 1MOD 2ETH UPTO 63TH H1M 4DI/2DO | High-end cost management capabilities in an affordable power meter. Part of Easy Series. Compact, versatile power meters for energy cost and basic network management applications. | Frequency | 45...65Hz
| 91 | Electrical Distribution (LV) | Power Meter | Energy Meter | PM5561 POWER METER W 1MOD 2ETH UPTO 63TH H1M 4DI/2DO | 2263615 | METSEPM5561 | SCHNEIDER ELECTRIC | 62500 | https://pim-kvc.soneparsea.com:3443/PictureServer/default.aspx/schneider-metsepm5561_image1.jpg?A3889C9397807479A2A1C7A8BAA5959DB4AAC672BF9CA4A7B5B5C17A876D6193B9B2B5ACB7685E9EC0AC | https://pim-kvc.soneparsea.com:3443/PictureServer/default.aspx/schneiderelectric-metsepm5561_Datasheet1.pdf?A3889C9397807479A2A1C7A8BAA5959DB4AAC6AABE9C93A8C2AEB772BF9CA4A7B5B5C17A876D619394A6C8A6C59F9599C47682B5B69D | PM5561 POWER METER W 1MOD 2ETH UPTO 63TH H1M 4DI/2DO | High-end cost management capabilities in an affordable power meter. Part of Easy Series. Compact, versatile power meters for energy cost and basic network management applications. | Accuracy class | C
| 91 | Electrical Distribution (LV) | Power Meter | Energy Meter | PM5561 POWER METER W 1MOD 2ETH UPTO 63TH H1M 4DI/2DO | 2263615 | METSEPM5561 | SCHNEIDER ELECTRIC | 62500 | https://pim-kvc.soneparsea.com:3443/PictureServer/default.aspx/schneider-metsepm5561_image1.jpg?A3889C9397807479A2A1C7A8BAA5959DB4AAC672BF9CA4A7B5B5C17A876D6193B9B2B5ACB7685E9EC0AC | https://pim-kvc.soneparsea.com:3443/PictureServer/default.aspx/schneiderelectric-metsepm5561_Datasheet1.pdf?A3889C9397807479A2A1C7A8BAA5959DB4AAC6AABE9C93A8C2AEB772BF9CA4A7B5B5C17A876D619394A6C8A6C59F9599C47682B5B69D | PM5561 POWER METER W 1MOD 2ETH UPTO 63TH H1M 4DI/2DO | High-end cost management capabilities in an affordable power meter. Part of Easy Series. Compact, versatile power meters for energy cost and basic network management applications. | Pole type | Three conductor/four conductor
| 91 | Electrical Distribution (LV) | Power Meter | Energy Meter | PM5561 POWER METER W 1MOD 2ETH UPTO 63TH H1M 4DI/2DO | 2263615 | METSEPM5561 | SCHNEIDER ELECTRIC | 62500 | https://pim-kvc.soneparsea.com:3443/PictureServer/default.aspx/schneider-metsepm5561_image1.jpg?A3889C9397807479A2A1C7A8BAA5959DB4AAC672BF9CA4A7B5B5C17A876D6193B9B2B5ACB7685E9EC0AC | https://pim-kvc.soneparsea.com:3443/PictureServer/default.aspx/schneiderelectric-metsepm5561_Datasheet1.pdf?A3889C9397807479A2A1C7A8BAA5959DB4AAC6AABE9C93A8C2AEB772BF9CA4A7B5B5C17A876D619394A6C8A6C59F9599C47682B5B69D | PM5561 POWER METER W 1MOD 2ETH UPTO 63TH H1M 4DI/2DO | High-end cost management capabilities in an affordable power meter. Part of Easy Series. Compact, versatile power meters for energy cost and basic network management applications. | Model | Measurement transformer
| 91 | Electrical Distribution (LV) | Power Meter | Energy Meter | PM5561 POWER METER W 1MOD 2ETH UPTO 63TH H1M 4DI/2DO | 2263615 | METSEPM5561 | SCHNEIDER ELECTRIC | 62500 | https://pim-kvc.soneparsea.com:3443/PictureServer/default.aspx/schneider-metsepm5561_image1.jpg?A3889C9397807479A2A1C7A8BAA5959DB4AAC672BF9CA4A7B5B5C17A876D6193B9B2B5ACB7685E9EC0AC | https://pim-kvc.soneparsea.com:3443/PictureServer/default.aspx/schneiderelectric-metsepm5561_Datasheet1.pdf?A3889C9397807479A2A1C7A8BAA5959DB4AAC6AABE9C93A8C2AEB772BF9CA4A7B5B5C17A876D619394A6C8A6C59F9599C47682B5B69D | PM5561 POWER METER W 1MOD 2ETH UPTO 63TH H1M 4DI/2DO | High-end cost management capabilities in an affordable power meter. Part of Easy Series. Compact, versatile power meters for energy cost and basic network management applications. | Energy type | Effective power and blind power
| 91 | Electrical Distribution (LV) | Power Meter | Energy Meter | PM5561 POWER METER W 1MOD 2ETH UPTO 63TH H1M 4DI/2DO | 2263615 | METSEPM5561 | SCHNEIDER ELECTRIC | 62500 | https://pim-kvc.soneparsea.com:3443/PictureServer/default.aspx/schneider-metsepm5561_image1.jpg?A3889C9397807479A2A1C7A8BAA5959DB4AAC672BF9CA4A7B5B5C17A876D6193B9B2B5ACB7685E9EC0AC | https://pim-kvc.soneparsea.com:3443/PictureServer/default.aspx/schneiderelectric-metsepm5561_Datasheet1.pdf?A3889C9397807479A2A1C7A8BAA5959DB4AAC6AABE9C93A8C2AEB772BF9CA4A7B5B5C17A876D619394A6C8A6C59F9599C47682B5B69D | PM5561 POWER METER W 1MOD 2ETH UPTO 63TH H1M 4DI/2DO | High-end cost management capabilities in an affordable power meter. Part of Easy Series. Compact, versatile power meters for energy cost and basic network management applications. | Suitable for | Purchase/supply
| 91 | Electrical Distribution (LV) | Power Meter | Energy Meter | PM5561 POWER METER W 1MOD 2ETH UPTO 63TH H1M 4DI/2DO | 2263615 | METSEPM5561 | SCHNEIDER ELECTRIC | 62500 | https://pim-kvc.soneparsea.com:3443/PictureServer/default.aspx/schneider-metsepm5561_image1.jpg?A3889C9397807479A2A1C7A8BAA5959DB4AAC672BF9CA4A7B5B5C17A876D6193B9B2B5ACB7685E9EC0AC | https://pim-kvc.soneparsea.com:3443/PictureServer/default.aspx/schneiderelectric-metsepm5561_Datasheet1.pdf?A3889C9397807479A2A1C7A8BAA5959DB4AAC6AABE9C93A8C2AEB772BF9CA4A7B5B5C17A876D619394A6C8A6C59F9599C47682B5B69D | PM5561 POWER METER W 1MOD 2ETH UPTO 63TH H1M 4DI/2DO | High-end cost management capabilities in an affordable power meter. Part of Easy Series. Compact, versatile power meters for energy cost and basic network management applications. | Tariff type | Multi-tariff
| 91 | Electrical Distribution (LV) | Power Meter | Energy Meter | PM5561 POWER METER W 1MOD 2ETH UPTO 63TH H1M 4DI/2DO | 2263615 | METSEPM5561 | SCHNEIDER ELECTRIC | 62500 | https://pim-kvc.soneparsea.com:3443/PictureServer/default.aspx/schneider-metsepm5561_image1.jpg?A3889C9397807479A2A1C7A8BAA5959DB4AAC672BF9CA4A7B5B5C17A876D6193B9B2B5ACB7685E9EC0AC | https://pim-kvc.soneparsea.com:3443/PictureServer/default.aspx/schneiderelectric-metsepm5561_Datasheet1.pdf?A3889C9397807479A2A1C7A8BAA5959DB4AAC6AABE9C93A8C2AEB772BF9CA4A7B5B5C17A876D619394A6C8A6C59F9599C47682B5B69D | PM5561 POWER METER W 1MOD 2ETH UPTO 63TH H1M 4DI/2DO | High-end cost management capabilities in an affordable power meter. Part of Easy Series. Compact, versatile power meters for energy cost and basic network management applications. | Tariff control | Internal/external
| 91 | Electrical Distribution (LV) | Power Meter | Energy Meter | PM5561 POWER METER W 1MOD 2ETH UPTO 63TH H1M 4DI/2DO | 2263615 | METSEPM5561 | SCHNEIDER ELECTRIC | 62500 | https://pim-kvc.soneparsea.com:3443/PictureServer/default.aspx/schneider-metsepm5561_image1.jpg?A3889C9397807479A2A1C7A8BAA5959DB4AAC672BF9CA4A7B5B5C17A876D6193B9B2B5ACB7685E9EC0AC | https://pim-kvc.soneparsea.com:3443/PictureServer/default.aspx/schneiderelectric-metsepm5561_Datasheet1.pdf?A3889C9397807479A2A1C7A8BAA5959DB4AAC6AABE9C93A8C2AEB772BF9CA4A7B5B5C17A876D619394A6C8A6C59F9599C47682B5B69D | PM5561 POWER METER W 1MOD 2ETH UPTO 63TH H1M 4DI/2DO | High-end cost management capabilities in an affordable power meter. Part of Easy Series. Compact, versatile power meters for energy cost and basic network management applications. | Measurement type load profile | yes
| 91 | Electrical Distribution (LV) | Power Meter | Energy Meter | PM5561 POWER METER W 1MOD 2ETH UPTO 63TH H1M 4DI/2DO | 2263615 | METSEPM5561 | SCHNEIDER ELECTRIC | 62500 | https://pim-kvc.soneparsea.com:3443/PictureServer/default.aspx/schneider-metsepm5561_image1.jpg?A3889C9397807479A2A1C7A8BAA5959DB4AAC672BF9CA4A7B5B5C17A876D6193B9B2B5ACB7685E9EC0AC | https://pim-kvc.soneparsea.com:3443/PictureServer/default.aspx/schneiderelectric-metsepm5561_Datasheet1.pdf?A3889C9397807479A2A1C7A8BAA5959DB4AAC6AABE9C93A8C2AEB772BF9CA4A7B5B5C17A876D619394A6C8A6C59F9599C47682B5B69D | PM5561 POWER METER W 1MOD 2ETH UPTO 63TH H1M 4DI/2DO | High-end cost management capabilities in an affordable power meter. Part of Easy Series. Compact, versatile power meters for energy cost and basic network management applications. | Escapement mechanism | no
| 91 | Electrical Distribution (LV) | Power Meter | Energy Meter | PM5561 POWER METER W 1MOD 2ETH UPTO 63TH H1M 4DI/2DO | 2263615 | METSEPM5561 | SCHNEIDER ELECTRIC | 62500 | https://pim-kvc.soneparsea.com:3443/PictureServer/default.aspx/schneider-metsepm5561_image1.jpg?A3889C9397807479A2A1C7A8BAA5959DB4AAC672BF9CA4A7B5B5C17A876D6193B9B2B5ACB7685E9EC0AC | https://pim-kvc.soneparsea.com:3443/PictureServer/default.aspx/schneiderelectric-metsepm5561_Datasheet1.pdf?A3889C9397807479A2A1C7A8BAA5959DB4AAC6AABE9C93A8C2AEB772BF9CA4A7B5B5C17A876D619394A6C8A6C59F9599C47682B5B69D | PM5561 POWER METER W 1MOD 2ETH UPTO 63TH H1M 4DI/2DO | High-end cost management capabilities in an affordable power meter. Part of Easy Series. Compact, versatile power meters for energy cost and basic network management applications. | Calibrated | no
| 91 | Electrical Distribution (LV) | Power Meter | Energy Meter | PM5561 POWER METER W 1MOD 2ETH UPTO 63TH H1M 4DI/2DO | 2263615 | METSEPM5561 | SCHNEIDER ELECTRIC | 62500 | https://pim-kvc.soneparsea.com:3443/PictureServer/default.aspx/schneider-metsepm5561_image1.jpg?A3889C9397807479A2A1C7A8BAA5959DB4AAC672BF9CA4A7B5B5C17A876D6193B9B2B5ACB7685E9EC0AC | https://pim-kvc.soneparsea.com:3443/PictureServer/default.aspx/schneiderelectric-metsepm5561_Datasheet1.pdf?A3889C9397807479A2A1C7A8BAA5959DB4AAC6AABE9C93A8C2AEB772BF9CA4A7B5B5C17A876D619394A6C8A6C59F9599C47682B5B69D | PM5561 POWER METER W 1MOD 2ETH UPTO 63TH H1M 4DI/2DO | High-end cost management capabilities in an affordable power meter. Part of Easy Series. Compact, versatile power meters for energy cost and basic network management applications. | Approval | Measuring Instruments Directive
| 91 | Electrical Distribution (LV) | Power Meter | Energy Meter | PM5561 POWER METER W 1MOD 2ETH UPTO 63TH H1M 4DI/2DO | 2263615 | METSEPM5561 | SCHNEIDER ELECTRIC | 62500 | https://pim-kvc.soneparsea.com:3443/PictureServer/default.aspx/schneider-metsepm5561_image1.jpg?A3889C9397807479A2A1C7A8BAA5959DB4AAC672BF9CA4A7B5B5C17A876D6193B9B2B5ACB7685E9EC0AC | https://pim-kvc.soneparsea.com:3443/PictureServer/default.aspx/schneiderelectric-metsepm5561_Datasheet1.pdf?A3889C9397807479A2A1C7A8BAA5959DB4AAC6AABE9C93A8C2AEB772BF9CA4A7B5B5C17A876D619394A6C8A6C59F9599C47682B5B69D | PM5561 POWER METER W 1MOD 2ETH UPTO 63TH H1M 4DI/2DO | High-end cost management capabilities in an affordable power meter. Part of Easy Series. Compact, versatile power meters for energy cost and basic network management applications. | Pulse output | Optic
| 91 | Electrical Distribution (LV) | Power Meter | Energy Meter | PM5561 POWER METER W 1MOD 2ETH UPTO 63TH H1M 4DI/2DO | 2263615 | METSEPM5561 | SCHNEIDER ELECTRIC | 62500 | https://pim-kvc.soneparsea.com:3443/PictureServer/default.aspx/schneider-metsepm5561_image1.jpg?A3889C9397807479A2A1C7A8BAA5959DB4AAC672BF9CA4A7B5B5C17A876D6193B9B2B5ACB7685E9EC0AC | https://pim-kvc.soneparsea.com:3443/PictureServer/default.aspx/schneiderelectric-metsepm5561_Datasheet1.pdf?A3889C9397807479A2A1C7A8BAA5959DB4AAC6AABE9C93A8C2AEB772BF9CA4A7B5B5C17A876D619394A6C8A6C59F9599C47682B5B69D | PM5561 POWER METER W 1MOD 2ETH UPTO 63TH H1M 4DI/2DO | High-end cost management capabilities in an affordable power meter. Part of Easy Series. Compact, versatile power meters for energy cost and basic network management applications. | Pulse type | S0
| 91 | Electrical Distribution (LV) | Power Meter | Energy Meter | PM5561 POWER METER W 1MOD 2ETH UPTO 63TH H1M 4DI/2DO | 2263615 | METSEPM5561 | SCHNEIDER ELECTRIC | 62500 | https://pim-kvc.soneparsea.com:3443/PictureServer/default.aspx/schneider-metsepm5561_image1.jpg?A3889C9397807479A2A1C7A8BAA5959DB4AAC672BF9CA4A7B5B5C17A876D6193B9B2B5ACB7685E9EC0AC | https://pim-kvc.soneparsea.com:3443/PictureServer/default.aspx/schneiderelectric-metsepm5561_Datasheet1.pdf?A3889C9397807479A2A1C7A8BAA5959DB4AAC6AABE9C93A8C2AEB772BF9CA4A7B5B5C17A876D619394A6C8A6C59F9599C47682B5B69D | PM5561 POWER METER W 1MOD 2ETH UPTO 63TH H1M 4DI/2DO | High-end cost management capabilities in an affordable power meter. Part of Easy Series. Compact, versatile power meters for energy cost and basic network management applications. | Pulse rate | 1...10000000Imp/kWh (kvarh)
| 91 | Electrical Distribution (LV) | Power Meter | Energy Meter | PM5561 POWER METER W 1MOD 2ETH UPTO 63TH H1M 4DI/2DO | 2263615 | METSEPM5561 | SCHNEIDER ELECTRIC | 62500 | https://pim-kvc.soneparsea.com:3443/PictureServer/default.aspx/schneider-metsepm5561_image1.jpg?A3889C9397807479A2A1C7A8BAA5959DB4AAC672BF9CA4A7B5B5C17A876D6193B9B2B5ACB7685E9EC0AC | https://pim-kvc.soneparsea.com:3443/PictureServer/default.aspx/schneiderelectric-metsepm5561_Datasheet1.pdf?A3889C9397807479A2A1C7A8BAA5959DB4AAC6AABE9C93A8C2AEB772BF9CA4A7B5B5C17A876D619394A6C8A6C59F9599C47682B5B69D | PM5561 POWER METER W 1MOD 2ETH UPTO 63TH H1M 4DI/2DO | High-end cost management capabilities in an affordable power meter. Part of Easy Series. Compact, versatile power meters for energy cost and basic network management applications. | Type of meter | Electronic
| 91 | Electrical Distribution (LV) | Power Meter | Energy Meter | PM5561 POWER METER W 1MOD 2ETH UPTO 63TH H1M 4DI/2DO | 2263615 | METSEPM5561 | SCHNEIDER ELECTRIC | 62500 | https://pim-kvc.soneparsea.com:3443/PictureServer/default.aspx/schneider-metsepm5561_image1.jpg?A3889C9397807479A2A1C7A8BAA5959DB4AAC672BF9CA4A7B5B5C17A876D6193B9B2B5ACB7685E9EC0AC | https://pim-kvc.soneparsea.com:3443/PictureServer/default.aspx/schneiderelectric-metsepm5561_Datasheet1.pdf?A3889C9397807479A2A1C7A8BAA5959DB4AAC6AABE9C93A8C2AEB772BF9CA4A7B5B5C17A876D619394A6C8A6C59F9599C47682B5B69D | PM5561 POWER METER W 1MOD 2ETH UPTO 63TH H1M 4DI/2DO | High-end cost management capabilities in an affordable power meter. Part of Easy Series. Compact, versatile power meters for energy cost and basic network management applications. | Nominal current (In) | 5A
| 91 | Electrical Distribution (LV) | Power Meter | Energy Meter | PM5561 POWER METER W 1MOD 2ETH UPTO 63TH H1M 4DI/2DO | 2263615 | METSEPM5561 | SCHNEIDER ELECTRIC | 62500 | https://pim-kvc.soneparsea.com:3443/PictureServer/default.aspx/schneider-metsepm5561_image1.jpg?A3889C9397807479A2A1C7A8BAA5959DB4AAC672BF9CA4A7B5B5C17A876D6193B9B2B5ACB7685E9EC0AC | https://pim-kvc.soneparsea.com:3443/PictureServer/default.aspx/schneiderelectric-metsepm5561_Datasheet1.pdf?A3889C9397807479A2A1C7A8BAA5959DB4AAC6AABE9C93A8C2AEB772BF9CA4A7B5B5C17A876D619394A6C8A6C59F9599C47682B5B69D | PM5561 POWER METER W 1MOD 2ETH UPTO 63TH H1M 4DI/2DO | High-end cost management capabilities in an affordable power meter. Part of Easy Series. Compact, versatile power meters for energy cost and basic network management applications. | Max. current (Imax) | 10A
| 91 | Electrical Distribution (LV) | Power Meter | Energy Meter | PM5561 POWER METER W 1MOD 2ETH UPTO 63TH H1M 4DI/2DO | 2263615 | METSEPM5561 | SCHNEIDER ELECTRIC | 62500 | https://pim-kvc.soneparsea.com:3443/PictureServer/default.aspx/schneider-metsepm5561_image1.jpg?A3889C9397807479A2A1C7A8BAA5959DB4AAC672BF9CA4A7B5B5C17A876D6193B9B2B5ACB7685E9EC0AC | https://pim-kvc.soneparsea.com:3443/PictureServer/default.aspx/schneiderelectric-metsepm5561_Datasheet1.pdf?A3889C9397807479A2A1C7A8BAA5959DB4AAC6AABE9C93A8C2AEB772BF9CA4A7B5B5C17A876D619394A6C8A6C59F9599C47682B5B69D | PM5561 POWER METER W 1MOD 2ETH UPTO 63TH H1M 4DI/2DO | High-end cost management capabilities in an affordable power meter. Part of Easy Series. Compact, versatile power meters for energy cost and basic network management applications. | Nominal voltage (Un) N-L | 20...400V
| 91 | Electrical Distribution (LV) | Power Meter | Energy Meter | PM5561 POWER METER W 1MOD 2ETH UPTO 63TH H1M 4DI/2DO | 2263615 | METSEPM5561 | SCHNEIDER ELECTRIC | 62500 | https://pim-kvc.soneparsea.com:3443/PictureServer/default.aspx/schneider-metsepm5561_image1.jpg?A3889C9397807479A2A1C7A8BAA5959DB4AAC672BF9CA4A7B5B5C17A876D6193B9B2B5ACB7685E9EC0AC | https://pim-kvc.soneparsea.com:3443/PictureServer/default.aspx/schneiderelectric-metsepm5561_Datasheet1.pdf?A3889C9397807479A2A1C7A8BAA5959DB4AAC6AABE9C93A8C2AEB772BF9CA4A7B5B5C17A876D619394A6C8A6C59F9599C47682B5B69D | PM5561 POWER METER W 1MOD 2ETH UPTO 63TH H1M 4DI/2DO | High-end cost management capabilities in an affordable power meter. Part of Easy Series. Compact, versatile power meters for energy cost and basic network management applications. | Nominal voltage (Un) L-L | 35...690V
| 91 | Electrical Distribution (LV) | Power Meter | Energy Meter | PM5561 POWER METER W 1MOD 2ETH UPTO 63TH H1M 4DI/2DO | 2263615 | METSEPM5561 | SCHNEIDER ELECTRIC | 62500 | https://pim-kvc.soneparsea.com:3443/PictureServer/default.aspx/schneider-metsepm5561_image1.jpg?A3889C9397807479A2A1C7A8BAA5959DB4AAC672BF9CA4A7B5B5C17A876D6193B9B2B5ACB7685E9EC0AC | https://pim-kvc.soneparsea.com:3443/PictureServer/default.aspx/schneiderelectric-metsepm5561_Datasheet1.pdf?A3889C9397807479A2A1C7A8BAA5959DB4AAC6AABE9C93A8C2AEB772BF9CA4A7B5B5C17A876D619394A6C8A6C59F9599C47682B5B69D | PM5561 POWER METER W 1MOD 2ETH UPTO 63TH H1M 4DI/2DO | High-end cost management capabilities in an affordable power meter. Part of Easy Series. Compact, versatile power meters for energy cost and basic network management applications. | Frequency | 45...65Hz
| 91 | Electrical Distribution (LV) | Power Meter | Energy Meter | PM5561 POWER METER W 1MOD 2ETH UPTO 63TH H1M 4DI/2DO | 2263615 | METSEPM5561 | SCHNEIDER ELECTRIC | 62500 | https://pim-kvc.soneparsea.com:3443/PictureServer/default.aspx/schneider-metsepm5561_image1.jpg?A3889C9397807479A2A1C7A8BAA5959DB4AAC672BF9CA4A7B5B5C17A876D6193B9B2B5ACB7685E9EC0AC | https://pim-kvc.soneparsea.com:3443/PictureServer/default.aspx/schneiderelectric-metsepm5561_Datasheet1.pdf?A3889C9397807479A2A1C7A8BAA5959DB4AAC6AABE9C93A8C2AEB772BF9CA4A7B5B5C17A876D619394A6C8A6C59F9599C47682B5B69D | PM5561 POWER METER W 1MOD 2ETH UPTO 63TH H1M 4DI/2DO | High-end cost management capabilities in an affordable power meter. Part of Easy Series. Compact, versatile power meters for energy cost and basic network management applications. | Accuracy class | C
| 91 | Electrical Distribution (LV) | Power Meter | Energy Meter | PM5561 POWER METER W 1MOD 2ETH UPTO 63TH H1M 4DI/2DO | 2263615 | METSEPM5561 | SCHNEIDER ELECTRIC | 62500 | https://pim-kvc.soneparsea.com:3443/PictureServer/default.aspx/schneider-metsepm5561_image1.jpg?A3889C9397807479A2A1C7A8BAA5959DB4AAC672BF9CA4A7B5B5C17A876D6193B9B2B5ACB7685E9EC0AC | https://pim-kvc.soneparsea.com:3443/PictureServer/default.aspx/schneiderelectric-metsepm5561_Datasheet1.pdf?A3889C9397807479A2A1C7A8BAA5959DB4AAC6AABE9C93A8C2AEB772BF9CA4A7B5B5C17A876D619394A6C8A6C59F9599C47682B5B69D | PM5561 POWER METER W 1MOD 2ETH UPTO 63TH H1M 4DI/2DO | High-end cost management capabilities in an affordable power meter. Part of Easy Series. Compact, versatile power meters for energy cost and basic network management applications. | Pole type | Three conductor/four conductor
| 91 | Electrical Distribution (LV) | Power Meter | Energy Meter | PM5561 POWER METER W 1MOD 2ETH UPTO 63TH H1M 4DI/2DO | 2263615 | METSEPM5561 | SCHNEIDER ELECTRIC | 62500 | https://pim-kvc.soneparsea.com:3443/PictureServer/default.aspx/schneider-metsepm5561_image1.jpg?A3889C9397807479A2A1C7A8BAA5959DB4AAC672BF9CA4A7B5B5C17A876D6193B9B2B5ACB7685E9EC0AC | https://pim-kvc.soneparsea.com:3443/PictureServer/default.aspx/schneiderelectric-metsepm5561_Datasheet1.pdf?A3889C9397807479A2A1C7A8BAA5959DB4AAC6AABE9C93A8C2AEB772BF9CA4A7B5B5C17A876D619394A6C8A6C59F9599C47682B5B69D | PM5561 POWER METER W 1MOD 2ETH UPTO 63TH H1M 4DI/2DO | High-end cost management capabilities in an affordable power meter. Part of Easy Series. Compact, versatile power meters for energy cost and basic network management applications. | Model | Measurement transformer
| 91 | Electrical Distribution (LV) | Power Meter | Energy Meter | PM5561 POWER METER W 1MOD 2ETH UPTO 63TH H1M 4DI/2DO | 2263615 | METSEPM5561 | SCHNEIDER ELECTRIC | 62500 | https://pim-kvc.soneparsea.com:3443/PictureServer/default.aspx/schneider-metsepm5561_image1.jpg?A3889C9397807479A2A1C7A8BAA5959DB4AAC672BF9CA4A7B5B5C17A876D6193B9B2B5ACB7685E9EC0AC | https://pim-kvc.soneparsea.com:3443/PictureServer/default.aspx/schneiderelectric-metsepm5561_Datasheet1.pdf?A3889C9397807479A2A1C7A8BAA5959DB4AAC6AABE9C93A8C2AEB772BF9CA4A7B5B5C17A876D619394A6C8A6C59F9599C47682B5B69D | PM5561 POWER METER W 1MOD 2ETH UPTO 63TH H1M 4DI/2DO | High-end cost management capabilities in an affordable power meter. Part of Easy Series. Compact, versatile power meters for energy cost and basic network management applications. | Energy type | Effective power and blind power
| 91 | Electrical Distribution (LV) | Power Meter | Energy Meter | PM5561 POWER METER W 1MOD 2ETH UPTO 63TH H1M 4DI/2DO | 2263615 | METSEPM5561 | SCHNEIDER ELECTRIC | 62500 | https://pim-kvc.soneparsea.com:3443/PictureServer/default.aspx/schneider-metsepm5561_image1.jpg?A3889C9397807479A2A1C7A8BAA5959DB4AAC672BF9CA4A7B5B5C17A876D6193B9B2B5ACB7685E9EC0AC | https://pim-kvc.soneparsea.com:3443/PictureServer/default.aspx/schneiderelectric-metsepm5561_Datasheet1.pdf?A3889C9397807479A2A1C7A8BAA5959DB4AAC6AABE9C93A8C2AEB772BF9CA4A7B5B5C17A876D619394A6C8A6C59F9599C47682B5B69D | PM5561 POWER METER W 1MOD 2ETH UPTO 63TH H1M 4DI/2DO | High-end cost management capabilities in an affordable power meter. Part of Easy Series. Compact, versatile power meters for energy cost and basic network management applications. | Suitable for | Purchase/supply
| 91 | Electrical Distribution (LV) | Power Meter | Energy Meter | PM5561 POWER METER W 1MOD 2ETH UPTO 63TH H1M 4DI/2DO | 2263615 | METSEPM5561 | SCHNEIDER ELECTRIC | 62500 | https://pim-kvc.soneparsea.com:3443/PictureServer/default.aspx/schneider-metsepm5561_image1.jpg?A3889C9397807479A2A1C7A8BAA5959DB4AAC672BF9CA4A7B5B5C17A876D6193B9B2B5ACB7685E9EC0AC | https://pim-kvc.soneparsea.com:3443/PictureServer/default.aspx/schneiderelectric-metsepm5561_Datasheet1.pdf?A3889C9397807479A2A1C7A8BAA5959DB4AAC6AABE9C93A8C2AEB772BF9CA4A7B5B5C17A876D619394A6C8A6C59F9599C47682B5B69D | PM5561 POWER METER W 1MOD 2ETH UPTO 63TH H1M 4DI/2DO | High-end cost management capabilities in an affordable power meter. Part of Easy Series. Compact, versatile power meters for energy cost and basic network management applications. | Tariff type | Multi-tariff
| 91 | Electrical Distribution (LV) | Power Meter | Energy Meter | PM5561 POWER METER W 1MOD 2ETH UPTO 63TH H1M 4DI/2DO | 2263615 | METSEPM5561 | SCHNEIDER ELECTRIC | 62500 | https://pim-kvc.soneparsea.com:3443/PictureServer/default.aspx/schneider-metsepm5561_image1.jpg?A3889C9397807479A2A1C7A8BAA5959DB4AAC672BF9CA4A7B5B5C17A876D6193B9B2B5ACB7685E9EC0AC | https://pim-kvc.soneparsea.com:3443/PictureServer/default.aspx/schneiderelectric-metsepm5561_Datasheet1.pdf?A3889C9397807479A2A1C7A8BAA5959DB4AAC6AABE9C93A8C2AEB772BF9CA4A7B5B5C17A876D619394A6C8A6C59F9599C47682B5B69D | PM5561 POWER METER W 1MOD 2ETH UPTO 63TH H1M 4DI/2DO | High-end cost management capabilities in an affordable power meter. Part of Easy Series. Compact, versatile power meters for energy cost and basic network management applications. | Tariff control | Internal/external
| 91 | Electrical Distribution (LV) | Power Meter | Energy Meter | PM5561 POWER METER W 1MOD 2ETH UPTO 63TH H1M 4DI/2DO | 2263615 | METSEPM5561 | SCHNEIDER ELECTRIC | 62500 | https://pim-kvc.soneparsea.com:3443/PictureServer/default.aspx/schneider-metsepm5561_image1.jpg?A3889C9397807479A2A1C7A8BAA5959DB4AAC672BF9CA4A7B5B5C17A876D6193B9B2B5ACB7685E9EC0AC | https://pim-kvc.soneparsea.com:3443/PictureServer/default.aspx/schneiderelectric-metsepm5561_Datasheet1.pdf?A3889C9397807479A2A1C7A8BAA5959DB4AAC6AABE9C93A8C2AEB772BF9CA4A7B5B5C17A876D619394A6C8A6C59F9599C47682B5B69D | PM5561 POWER METER W 1MOD 2ETH UPTO 63TH H1M 4DI/2DO | High-end cost management capabilities in an affordable power meter. Part of Easy Series. Compact, versatile power meters for energy cost and basic network management applications. | Measurement type load profile | yes
| 91 | Electrical Distribution (LV) | Power Meter | Energy Meter | PM5561 POWER METER W 1MOD 2ETH UPTO 63TH H1M 4DI/2DO | 2263615 | METSEPM5561 | SCHNEIDER ELECTRIC | 62500 | https://pim-kvc.soneparsea.com:3443/PictureServer/default.aspx/schneider-metsepm5561_image1.jpg?A3889C9397807479A2A1C7A8BAA5959DB4AAC672BF9CA4A7B5B5C17A876D6193B9B2B5ACB7685E9EC0AC | https://pim-kvc.soneparsea.com:3443/PictureServer/default.aspx/schneiderelectric-metsepm5561_Datasheet1.pdf?A3889C9397807479A2A1C7A8BAA5959DB4AAC6AABE9C93A8C2AEB772BF9CA4A7B5B5C17A876D619394A6C8A6C59F9599C47682B5B69D | PM5561 POWER METER W 1MOD 2ETH UPTO 63TH H1M 4DI/2DO | High-end cost management capabilities in an affordable power meter. Part of Easy Series. Compact, versatile power meters for energy cost and basic network management applications. | Escapement mechanism | no
| 91 | Electrical Distribution (LV) | Power Meter | Energy Meter | PM5561 POWER METER W 1MOD 2ETH UPTO 63TH H1M 4DI/2DO | 2263615 | METSEPM5561 | SCHNEIDER ELECTRIC | 62500 | https://pim-kvc.soneparsea.com:3443/PictureServer/default.aspx/schneider-metsepm5561_image1.jpg?A3889C9397807479A2A1C7A8BAA5959DB4AAC672BF9CA4A7B5B5C17A876D6193B9B2B5ACB7685E9EC0AC | https://pim-kvc.soneparsea.com:3443/PictureServer/default.aspx/schneiderelectric-metsepm5561_Datasheet1.pdf?A3889C9397807479A2A1C7A8BAA5959DB4AAC6AABE9C93A8C2AEB772BF9CA4A7B5B5C17A876D619394A6C8A6C59F9599C47682B5B69D | PM5561 POWER METER W 1MOD 2ETH UPTO 63TH H1M 4DI/2DO | High-end cost management capabilities in an affordable power meter. Part of Easy Series. Compact, versatile power meters for energy cost and basic network management applications. | Calibrated | no
| 91 | Electrical Distribution (LV) | Power Meter | Energy Meter | PM5561 POWER METER W 1MOD 2ETH UPTO 63TH H1M 4DI/2DO | 2263615 | METSEPM5561 | SCHNEIDER ELECTRIC | 62500 | https://pim-kvc.soneparsea.com:3443/PictureServer/default.aspx/schneider-metsepm5561_image1.jpg?A3889C9397807479A2A1C7A8BAA5959DB4AAC672BF9CA4A7B5B5C17A876D6193B9B2B5ACB7685E9EC0AC | https://pim-kvc.soneparsea.com:3443/PictureServer/default.aspx/schneiderelectric-metsepm5561_Datasheet1.pdf?A3889C9397807479A2A1C7A8BAA5959DB4AAC6AABE9C93A8C2AEB772BF9CA4A7B5B5C17A876D619394A6C8A6C59F9599C47682B5B69D | PM5561 POWER METER W 1MOD 2ETH UPTO 63TH H1M 4DI/2DO | High-end cost management capabilities in an affordable power meter. Part of Easy Series. Compact, versatile power meters for energy cost and basic network management applications. | Approval | Measuring Instruments Directive
| 91 | Electrical Distribution (LV) | Power Meter | Energy Meter | PM5561 POWER METER W 1MOD 2ETH UPTO 63TH H1M 4DI/2DO | 2263615 | METSEPM5561 | SCHNEIDER ELECTRIC | 62500 | https://pim-kvc.soneparsea.com:3443/PictureServer/default.aspx/schneider-metsepm5561_image1.jpg?A3889C9397807479A2A1C7A8BAA5959DB4AAC672BF9CA4A7B5B5C17A876D6193B9B2B5ACB7685E9EC0AC | https://pim-kvc.soneparsea.com:3443/PictureServer/default.aspx/schneiderelectric-metsepm5561_Datasheet1.pdf?A3889C9397807479A2A1C7A8BAA5959DB4AAC6AABE9C93A8C2AEB772BF9CA4A7B5B5C17A876D619394A6C8A6C59F9599C47682B5B69D | PM5561 POWER METER W 1MOD 2ETH UPTO 63TH H1M 4DI/2DO | High-end cost management capabilities in an affordable power meter. Part of Easy Series. Compact, versatile power meters for energy cost and basic network management applications. | Pulse output | Optic
| 91 | Electrical Distribution (LV) | Power Meter | Energy Meter | PM5561 POWER METER W 1MOD 2ETH UPTO 63TH H1M 4DI/2DO | 2263615 | METSEPM5561 | SCHNEIDER ELECTRIC | 62500 | https://pim-kvc.soneparsea.com:3443/PictureServer/default.aspx/schneider-metsepm5561_image1.jpg?A3889C9397807479A2A1C7A8BAA5959DB4AAC672BF9CA4A7B5B5C17A876D6193B9B2B5ACB7685E9EC0AC | https://pim-kvc.soneparsea.com:3443/PictureServer/default.aspx/schneiderelectric-metsepm5561_Datasheet1.pdf?A3889C9397807479A2A1C7A8BAA5959DB4AAC6AABE9C93A8C2AEB772BF9CA4A7B5B5C17A876D619394A6C8A6C59F9599C47682B5B69D | PM5561 POWER METER W 1MOD 2ETH UPTO 63TH H1M 4DI/2DO | High-end cost management capabilities in an affordable power meter. Part of Easy Series. Compact, versatile power meters for energy cost and basic network management applications. | Pulse type | S0
| 91 | Electrical Distribution (LV) | Power Meter | Energy Meter | PM5561 POWER METER W 1MOD 2ETH UPTO 63TH H1M 4DI/2DO | 2263615 | METSEPM5561 | SCHNEIDER ELECTRIC | 62500 | https://pim-kvc.soneparsea.com:3443/PictureServer/default.aspx/schneider-metsepm5561_image1.jpg?A3889C9397807479A2A1C7A8BAA5959DB4AAC672BF9CA4A7B5B5C17A876D6193B9B2B5ACB7685E9EC0AC | https://pim-kvc.soneparsea.com:3443/PictureServer/default.aspx/schneiderelectric-metsepm5561_Datasheet1.pdf?A3889C9397807479A2A1C7A8BAA5959DB4AAC6AABE9C93A8C2AEB772BF9CA4A7B5B5C17A876D619394A6C8A6C59F9599C47682B5B69D | PM5561 POWER METER W 1MOD 2ETH UPTO 63TH H1M 4DI/2DO | High-end cost management capabilities in an affordable power meter. Part of Easy Series. Compact, versatile power meters for energy cost and basic network management applications. | Pulse rate | 1...10000000Imp/kWh (kvarh)
| 91 | Electrical Distribution (LV) | Power Meter | Energy Meter | PM5561 POWER METER W 1MOD 2ETH UPTO 63TH H1M 4DI/2DO | 2263615 | METSEPM5561 | SCHNEIDER ELECTRIC | 62500 | https://pim-kvc.soneparsea.com:3443/PictureServer/default.aspx/schneider-metsepm5561_image1.jpg?A3889C9397807479A2A1C7A8BAA5959DB4AAC672BF9CA4A7B5B5C17A876D6193B9B2B5ACB7685E9EC0AC | https://pim-kvc.soneparsea.com:3443/PictureServer/default.aspx/schneiderelectric-metsepm5561_Datasheet1.pdf?A3889C9397807479A2A1C7A8BAA5959DB4AAC6AABE9C93A8C2AEB772BF9CA4A7B5B5C17A876D619394A6C8A6C59F9599C47682B5B69D | PM5561 POWER METER W 1MOD 2ETH UPTO 63TH H1M 4DI/2DO | High-end cost management capabilities in an affordable power meter. Part of Easy Series. Compact, versatile power meters for energy cost and basic network management applications. | Type of meter | Electronic
| 91 | Electrical Distribution (LV) | Power Meter | Energy Meter | PM5561 POWER METER W 1MOD 2ETH UPTO 63TH H1M 4DI/2DO | 2263615 | METSEPM5561 | SCHNEIDER ELECTRIC | 62500 | https://pim-kvc.soneparsea.com:3443/PictureServer/default.aspx/schneider-metsepm5561_image1.jpg?A3889C9397807479A2A1C7A8BAA5959DB4AAC672BF9CA4A7B5B5C17A876D6193B9B2B5ACB7685E9EC0AC | https://pim-kvc.soneparsea.com:3443/PictureServer/default.aspx/schneiderelectric-metsepm5561_Datasheet1.pdf?A3889C9397807479A2A1C7A8BAA5959DB4AAC6AABE9C93A8C2AEB772BF9CA4A7B5B5C17A876D619394A6C8A6C59F9599C47682B5B69D | PM5561 POWER METER W 1MOD 2ETH UPTO 63TH H1M 4DI/2DO | High-end cost management capabilities in an affordable power meter. Part of Easy Series. Compact, versatile power meters for energy cost and basic network management applications. | Nominal current (In) | 5A
| 91 | Electrical Distribution (LV) | Power Meter | Energy Meter | PM5561 POWER METER W 1MOD 2ETH UPTO 63TH H1M 4DI/2DO | 2263615 | METSEPM5561 | SCHNEIDER ELECTRIC | 62500 | https://pim-kvc.soneparsea.com:3443/PictureServer/default.aspx/schneider-metsepm5561_image1.jpg?A3889C9397807479A2A1C7A8BAA5959DB4AAC672BF9CA4A7B5B5C17A876D6193B9B2B5ACB7685E9EC0AC | https://pim-kvc.soneparsea.com:3443/PictureServer/default.aspx/schneiderelectric-metsepm5561_Datasheet1.pdf?A3889C9397807479A2A1C7A8BAA5959DB4AAC6AABE9C93A8C2AEB772BF9CA4A7B5B5C17A876D619394A6C8A6C59F9599C47682B5B69D | PM5561 POWER METER W 1MOD 2ETH UPTO 63TH H1M 4DI/2DO | High-end cost management capabilities in an affordable power meter. Part of Easy Series. Compact, versatile power meters for energy cost and basic network management applications. | Max. current (Imax) | 10A
| 91 | Electrical Distribution (LV) | Power Meter | Energy Meter | PM5561 POWER METER W 1MOD 2ETH UPTO 63TH H1M 4DI/2DO | 2263615 | METSEPM5561 | SCHNEIDER ELECTRIC | 62500 | https://pim-kvc.soneparsea.com:3443/PictureServer/default.aspx/schneider-metsepm5561_image1.jpg?A3889C9397807479A2A1C7A8BAA5959DB4AAC672BF9CA4A7B5B5C17A876D6193B9B2B5ACB7685E9EC0AC | https://pim-kvc.soneparsea.com:3443/PictureServer/default.aspx/schneiderelectric-metsepm5561_Datasheet1.pdf?A3889C9397807479A2A1C7A8BAA5959DB4AAC6AABE9C93A8C2AEB772BF9CA4A7B5B5C17A876D619394A6C8A6C59F9599C47682B5B69D | PM5561 POWER METER W 1MOD 2ETH UPTO 63TH H1M 4DI/2DO | High-end cost management capabilities in an affordable power meter. Part of Easy Series. Compact, versatile power meters for energy cost and basic network management applications. | Nominal voltage (Un) N-L | 20...400V
| 91 | Electrical Distribution (LV) | Power Meter | Energy Meter | PM5561 POWER METER W 1MOD 2ETH UPTO 63TH H1M 4DI/2DO | 2263615 | METSEPM5561 | SCHNEIDER ELECTRIC | 62500 | https://pim-kvc.soneparsea.com:3443/PictureServer/default.aspx/schneider-metsepm5561_image1.jpg?A3889C9397807479A2A1C7A8BAA5959DB4AAC672BF9CA4A7B5B5C17A876D6193B9B2B5ACB7685E9EC0AC | https://pim-kvc.soneparsea.com:3443/PictureServer/default.aspx/schneiderelectric-metsepm5561_Datasheet1.pdf?A3889C9397807479A2A1C7A8BAA5959DB4AAC6AABE9C93A8C2AEB772BF9CA4A7B5B5C17A876D619394A6C8A6C59F9599C47682B5B69D | PM5561 POWER METER W 1MOD 2ETH UPTO 63TH H1M 4DI/2DO | High-end cost management capabilities in an affordable power meter. Part of Easy Series. Compact, versatile power meters for energy cost and basic network management applications. | Nominal voltage (Un) L-L | 35...690V
| 91 | Electrical Distribution (LV) | Power Meter | Energy Meter | PM5561 POWER METER W 1MOD 2ETH UPTO 63TH H1M 4DI/2DO | 2263615 | METSEPM5561 | SCHNEIDER ELECTRIC | 62500 | https://pim-kvc.soneparsea.com:3443/PictureServer/default.aspx/schneider-metsepm5561_image1.jpg?A3889C9397807479A2A1C7A8BAA5959DB4AAC672BF9CA4A7B5B5C17A876D6193B9B2B5ACB7685E9EC0AC | https://pim-kvc.soneparsea.com:3443/PictureServer/default.aspx/schneiderelectric-metsepm5561_Datasheet1.pdf?A3889C9397807479A2A1C7A8BAA5959DB4AAC6AABE9C93A8C2AEB772BF9CA4A7B5B5C17A876D619394A6C8A6C59F9599C47682B5B69D | PM5561 POWER METER W 1MOD 2ETH UPTO 63TH H1M 4DI/2DO | High-end cost management capabilities in an affordable power meter. Part of Easy Series. Compact, versatile power meters for energy cost and basic network management applications. | Frequency | 45...65Hz
| 91 | Electrical Distribution (LV) | Power Meter | Energy Meter | PM5561 POWER METER W 1MOD 2ETH UPTO 63TH H1M 4DI/2DO | 2263615 | METSEPM5561 | SCHNEIDER ELECTRIC | 62500 | https://pim-kvc.soneparsea.com:3443/PictureServer/default.aspx/schneider-metsepm5561_image1.jpg?A3889C9397807479A2A1C7A8BAA5959DB4AAC672BF9CA4A7B5B5C17A876D6193B9B2B5ACB7685E9EC0AC | https://pim-kvc.soneparsea.com:3443/PictureServer/default.aspx/schneiderelectric-metsepm5561_Datasheet1.pdf?A3889C9397807479A2A1C7A8BAA5959DB4AAC6AABE9C93A8C2AEB772BF9CA4A7B5B5C17A876D619394A6C8A6C59F9599C47682B5B69D | PM5561 POWER METER W 1MOD 2ETH UPTO 63TH H1M 4DI/2DO | High-end cost management capabilities in an affordable power meter. Part of Easy Series. Compact, versatile power meters for energy cost and basic network management applications. | Accuracy class | C
| 91 | Electrical Distribution (LV) | Power Meter | Energy Meter | PM5561 POWER METER W 1MOD 2ETH UPTO 63TH H1M 4DI/2DO | 2263615 | METSEPM5561 | SCHNEIDER ELECTRIC | 62500 | https://pim-kvc.soneparsea.com:3443/PictureServer/default.aspx/schneider-metsepm5561_image1.jpg?A3889C9397807479A2A1C7A8BAA5959DB4AAC672BF9CA4A7B5B5C17A876D6193B9B2B5ACB7685E9EC0AC | https://pim-kvc.soneparsea.com:3443/PictureServer/default.aspx/schneiderelectric-metsepm5561_Datasheet1.pdf?A3889C9397807479A2A1C7A8BAA5959DB4AAC6AABE9C93A8C2AEB772BF9CA4A7B5B5C17A876D619394A6C8A6C59F9599C47682B5B69D | PM5561 POWER METER W 1MOD 2ETH UPTO 63TH H1M 4DI/2DO | High-end cost management capabilities in an affordable power meter. Part of Easy Series. Compact, versatile power meters for energy cost and basic network management applications. | Pole type | Three conductor/four conductor
| 91 | Electrical Distribution (LV) | Power Meter | Energy Meter | PM5561 POWER METER W 1MOD 2ETH UPTO 63TH H1M 4DI/2DO | 2263615 | METSEPM5561 | SCHNEIDER ELECTRIC | 62500 | https://pim-kvc.soneparsea.com:3443/PictureServer/default.aspx/schneider-metsepm5561_image1.jpg?A3889C9397807479A2A1C7A8BAA5959DB4AAC672BF9CA4A7B5B5C17A876D6193B9B2B5ACB7685E9EC0AC | https://pim-kvc.soneparsea.com:3443/PictureServer/default.aspx/schneiderelectric-metsepm5561_Datasheet1.pdf?A3889C9397807479A2A1C7A8BAA5959DB4AAC6AABE9C93A8C2AEB772BF9CA4A7B5B5C17A876D619394A6C8A6C59F9599C47682B5B69D | PM5561 POWER METER W 1MOD 2ETH UPTO 63TH H1M 4DI/2DO | High-end cost management capabilities in an affordable power meter. Part of Easy Series. Compact, versatile power meters for energy cost and basic network management applications. | Model | Measurement transformer
| 91 | Electrical Distribution (LV) | Power Meter | Energy Meter | PM5561 POWER METER W 1MOD 2ETH UPTO 63TH H1M 4DI/2DO | 2263615 | METSEPM5561 | SCHNEIDER ELECTRIC | 62500 | https://pim-kvc.soneparsea.com:3443/PictureServer/default.aspx/schneider-metsepm5561_image1.jpg?A3889C9397807479A2A1C7A8BAA5959DB4AAC672BF9CA4A7B5B5C17A876D6193B9B2B5ACB7685E9EC0AC | https://pim-kvc.soneparsea.com:3443/PictureServer/default.aspx/schneiderelectric-metsepm5561_Datasheet1.pdf?A3889C9397807479A2A1C7A8BAA5959DB4AAC6AABE9C93A8C2AEB772BF9CA4A7B5B5C17A876D619394A6C8A6C59F9599C47682B5B69D | PM5561 POWER METER W 1MOD 2ETH UPTO 63TH H1M 4DI/2DO | High-end cost management capabilities in an affordable power meter. Part of Easy Series. Compact, versatile power meters for energy cost and basic network management applications. | Energy type | Effective power and blind power
| 91 | Electrical Distribution (LV) | Power Meter | Energy Meter | PM5561 POWER METER W 1MOD 2ETH UPTO 63TH H1M 4DI/2DO | 2263615 | METSEPM5561 | SCHNEIDER ELECTRIC | 62500 | https://pim-kvc.soneparsea.com:3443/PictureServer/default.aspx/schneider-metsepm5561_image1.jpg?A3889C9397807479A2A1C7A8BAA5959DB4AAC672BF9CA4A7B5B5C17A876D6193B9B2B5ACB7685E9EC0AC | https://pim-kvc.soneparsea.com:3443/PictureServer/default.aspx/schneiderelectric-metsepm5561_Datasheet1.pdf?A3889C9397807479A2A1C7A8BAA5959DB4AAC6AABE9C93A8C2AEB772BF9CA4A7B5B5C17A876D619394A6C8A6C59F9599C47682B5B69D | PM5561 POWER METER W 1MOD 2ETH UPTO 63TH H1M 4DI/2DO | High-end cost management capabilities in an affordable power meter. Part of Easy Series. Compact, versatile power meters for energy cost and basic network management applications. | Suitable for | Purchase/supply
| 91 | Electrical Distribution (LV) | Power Meter | Energy Meter | PM5561 POWER METER W 1MOD 2ETH UPTO 63TH H1M 4DI/2DO | 2263615 | METSEPM5561 | SCHNEIDER ELECTRIC | 62500 | https://pim-kvc.soneparsea.com:3443/PictureServer/default.aspx/schneider-metsepm5561_image1.jpg?A3889C9397807479A2A1C7A8BAA5959DB4AAC672BF9CA4A7B5B5C17A876D6193B9B2B5ACB7685E9EC0AC | https://pim-kvc.soneparsea.com:3443/PictureServer/default.aspx/schneiderelectric-metsepm5561_Datasheet1.pdf?A3889C9397807479A2A1C7A8BAA5959DB4AAC6AABE9C93A8C2AEB772BF9CA4A7B5B5C17A876D619394A6C8A6C59F9599C47682B5B69D | PM5561 POWER METER W 1MOD 2ETH UPTO 63TH H1M 4DI/2DO | High-end cost management capabilities in an affordable power meter. Part of Easy Series. Compact, versatile power meters for energy cost and basic network management applications. | Tariff type | Multi-tariff
| 91 | Electrical Distribution (LV) | Power Meter | Energy Meter | PM5561 POWER METER W 1MOD 2ETH UPTO 63TH H1M 4DI/2DO | 2263615 | METSEPM5561 | SCHNEIDER ELECTRIC | 62500 | https://pim-kvc.soneparsea.com:3443/PictureServer/default.aspx/schneider-metsepm5561_image1.jpg?A3889C9397807479A2A1C7A8BAA5959DB4AAC672BF9CA4A7B5B5C17A876D6193B9B2B5ACB7685E9EC0AC | https://pim-kvc.soneparsea.com:3443/PictureServer/default.aspx/schneiderelectric-metsepm5561_Datasheet1.pdf?A3889C9397807479A2A1C7A8BAA5959DB4AAC6AABE9C93A8C2AEB772BF9CA4A7B5B5C17A876D619394A6C8A6C59F9599C47682B5B69D | PM5561 POWER METER W 1MOD 2ETH UPTO 63TH H1M 4DI/2DO | High-end cost management capabilities in an affordable power meter. Part of Easy Series. Compact, versatile power meters for energy cost and basic network management applications. | Tariff control | Internal/external
| 91 | Electrical Distribution (LV) | Power Meter | Energy Meter | PM5561 POWER METER W 1MOD 2ETH UPTO 63TH H1M 4DI/2DO | 2263615 | METSEPM5561 | SCHNEIDER ELECTRIC | 62500 | https://pim-kvc.soneparsea.com:3443/PictureServer/default.aspx/schneider-metsepm5561_image1.jpg?A3889C9397807479A2A1C7A8BAA5959DB4AAC672BF9CA4A7B5B5C17A876D6193B9B2B5ACB7685E9EC0AC | https://pim-kvc.soneparsea.com:3443/PictureServer/default.aspx/schneiderelectric-metsepm5561_Datasheet1.pdf?A3889C9397807479A2A1C7A8BAA5959DB4AAC6AABE9C93A8C2AEB772BF9CA4A7B5B5C17A876D619394A6C8A6C59F9599C47682B5B69D | PM5561 POWER METER W 1MOD 2ETH UPTO 63TH H1M 4DI/2DO | High-end cost management capabilities in an affordable power meter. Part of Easy Series. Compact, versatile power meters for energy cost and basic network management applications. | Measurement type load profile | yes
| 91 | Electrical Distribution (LV) | Power Meter | Energy Meter | PM5561 POWER METER W 1MOD 2ETH UPTO 63TH H1M 4DI/2DO | 2263615 | METSEPM5561 | SCHNEIDER ELECTRIC | 62500 | https://pim-kvc.soneparsea.com:3443/PictureServer/default.aspx/schneider-metsepm5561_image1.jpg?A3889C9397807479A2A1C7A8BAA5959DB4AAC672BF9CA4A7B5B5C17A876D6193B9B2B5ACB7685E9EC0AC | https://pim-kvc.soneparsea.com:3443/PictureServer/default.aspx/schneiderelectric-metsepm5561_Datasheet1.pdf?A3889C9397807479A2A1C7A8BAA5959DB4AAC6AABE9C93A8C2AEB772BF9CA4A7B5B5C17A876D619394A6C8A6C59F9599C47682B5B69D | PM5561 POWER METER W 1MOD 2ETH UPTO 63TH H1M 4DI/2DO | High-end cost management capabilities in an affordable power meter. Part of Easy Series. Compact, versatile power meters for energy cost and basic network management applications. | Escapement mechanism | no
| 91 | Electrical Distribution (LV) | Power Meter | Energy Meter | PM5561 POWER METER W 1MOD 2ETH UPTO 63TH H1M 4DI/2DO | 2263615 | METSEPM5561 | SCHNEIDER ELECTRIC | 62500 | https://pim-kvc.soneparsea.com:3443/PictureServer/default.aspx/schneider-metsepm5561_image1.jpg?A3889C9397807479A2A1C7A8BAA5959DB4AAC672BF9CA4A7B5B5C17A876D6193B9B2B5ACB7685E9EC0AC | https://pim-kvc.soneparsea.com:3443/PictureServer/default.aspx/schneiderelectric-metsepm5561_Datasheet1.pdf?A3889C9397807479A2A1C7A8BAA5959DB4AAC6AABE9C93A8C2AEB772BF9CA4A7B5B5C17A876D619394A6C8A6C59F9599C47682B5B69D | PM5561 POWER METER W 1MOD 2ETH UPTO 63TH H1M 4DI/2DO | High-end cost management capabilities in an affordable power meter. Part of Easy Series. Compact, versatile power meters for energy cost and basic network management applications. | Calibrated | no
| 91 | Electrical Distribution (LV) | Power Meter | Energy Meter | PM5561 POWER METER W 1MOD 2ETH UPTO 63TH H1M 4DI/2DO | 2263615 | METSEPM5561 | SCHNEIDER ELECTRIC | 62500 | https://pim-kvc.soneparsea.com:3443/PictureServer/default.aspx/schneider-metsepm5561_image1.jpg?A3889C9397807479A2A1C7A8BAA5959DB4AAC672BF9CA4A7B5B5C17A876D6193B9B2B5ACB7685E9EC0AC | https://pim-kvc.soneparsea.com:3443/PictureServer/default.aspx/schneiderelectric-metsepm5561_Datasheet1.pdf?A3889C9397807479A2A1C7A8BAA5959DB4AAC6AABE9C93A8C2AEB772BF9CA4A7B5B5C17A876D619394A6C8A6C59F9599C47682B5B69D | PM5561 POWER METER W 1MOD 2ETH UPTO 63TH H1M 4DI/2DO | High-end cost management capabilities in an affordable power meter. Part of Easy Series. Compact, versatile power meters for energy cost and basic network management applications. | Approval | Measuring Instruments Directive
| 91 | Electrical Distribution (LV) | Power Meter | Energy Meter | PM5561 POWER METER W 1MOD 2ETH UPTO 63TH H1M 4DI/2DO | 2263615 | METSEPM5561 | SCHNEIDER ELECTRIC | 62500 | https://pim-kvc.soneparsea.com:3443/PictureServer/default.aspx/schneider-metsepm5561_image1.jpg?A3889C9397807479A2A1C7A8BAA5959DB4AAC672BF9CA4A7B5B5C17A876D6193B9B2B5ACB7685E9EC0AC | https://pim-kvc.soneparsea.com:3443/PictureServer/default.aspx/schneiderelectric-metsepm5561_Datasheet1.pdf?A3889C9397807479A2A1C7A8BAA5959DB4AAC6AABE9C93A8C2AEB772BF9CA4A7B5B5C17A876D619394A6C8A6C59F9599C47682B5B69D | PM5561 POWER METER W 1MOD 2ETH UPTO 63TH H1M 4DI/2DO | High-end cost management capabilities in an affordable power meter. Part of Easy Series. Compact, versatile power meters for energy cost and basic network management applications. | Pulse output | Optic
| 91 | Electrical Distribution (LV) | Power Meter | Energy Meter | PM5561 POWER METER W 1MOD 2ETH UPTO 63TH H1M 4DI/2DO | 2263615 | METSEPM5561 | SCHNEIDER ELECTRIC | 62500 | https://pim-kvc.soneparsea.com:3443/PictureServer/default.aspx/schneider-metsepm5561_image1.jpg?A3889C9397807479A2A1C7A8BAA5959DB4AAC672BF9CA4A7B5B5C17A876D6193B9B2B5ACB7685E9EC0AC | https://pim-kvc.soneparsea.com:3443/PictureServer/default.aspx/schneiderelectric-metsepm5561_Datasheet1.pdf?A3889C9397807479A2A1C7A8BAA5959DB4AAC6AABE9C93A8C2AEB772BF9CA4A7B5B5C17A876D619394A6C8A6C59F9599C47682B5B69D | PM5561 POWER METER W 1MOD 2ETH UPTO 63TH H1M 4DI/2DO | High-end cost management capabilities in an affordable power meter. Part of Easy Series. Compact, versatile power meters for energy cost and basic network management applications. | Pulse type | S0
| 91 | Electrical Distribution (LV) | Power Meter | Energy Meter | PM5561 POWER METER W 1MOD 2ETH UPTO 63TH H1M 4DI/2DO | 2263615 | METSEPM5561 | SCHNEIDER ELECTRIC | 62500 | https://pim-kvc.soneparsea.com:3443/PictureServer/default.aspx/schneider-metsepm5561_image1.jpg?A3889C9397807479A2A1C7A8BAA5959DB4AAC672BF9CA4A7B5B5C17A876D6193B9B2B5ACB7685E9EC0AC | https://pim-kvc.soneparsea.com:3443/PictureServer/default.aspx/schneiderelectric-metsepm5561_Datasheet1.pdf?A3889C9397807479A2A1C7A8BAA5959DB4AAC6AABE9C93A8C2AEB772BF9CA4A7B5B5C17A876D619394A6C8A6C59F9599C47682B5B69D | PM5561 POWER METER W 1MOD 2ETH UPTO 63TH H1M 4DI/2DO | High-end cost management capabilities in an affordable power meter. Part of Easy Series. Compact, versatile power meters for energy cost and basic network management applications. | Pulse rate | 1...10000000Imp/kWh (kvarh)
| 91 | Electrical Distribution (LV) | Power Meter | Energy Meter | PM5561 POWER METER W 1MOD 2ETH UPTO 63TH H1M 4DI/2DO | 2263615 | METSEPM5561 | SCHNEIDER ELECTRIC | 62500 | https://pim-kvc.soneparsea.com:3443/PictureServer/default.aspx/schneider-metsepm5561_image1.jpg?A3889C9397807479A2A1C7A8BAA5959DB4AAC672BF9CA4A7B5B5C17A876D6193B9B2B5ACB7685E9EC0AC | https://pim-kvc.soneparsea.com:3443/PictureServer/default.aspx/schneiderelectric-metsepm5561_Datasheet1.pdf?A3889C9397807479A2A1C7A8BAA5959DB4AAC6AABE9C93A8C2AEB772BF9CA4A7B5B5C17A876D619394A6C8A6C59F9599C47682B5B69D | PM5561 POWER METER W 1MOD 2ETH UPTO 63TH H1M 4DI/2DO | High-end cost management capabilities in an affordable power meter. Part of Easy Series. Compact, versatile power meters for energy cost and basic network management applications. | Type of meter | Electronic
| 91 | Electrical Distribution (LV) | Power Meter | Energy Meter | PM5561 POWER METER W 1MOD 2ETH UPTO 63TH H1M 4DI/2DO | 2263615 | METSEPM5561 | SCHNEIDER ELECTRIC | 62500 | https://pim-kvc.soneparsea.com:3443/PictureServer/default.aspx/schneider-metsepm5561_image1.jpg?A3889C9397807479A2A1C7A8BAA5959DB4AAC672BF9CA4A7B5B5C17A876D6193B9B2B5ACB7685E9EC0AC | https://pim-kvc.soneparsea.com:3443/PictureServer/default.aspx/schneiderelectric-metsepm5561_Datasheet1.pdf?A3889C9397807479A2A1C7A8BAA5959DB4AAC6AABE9C93A8C2AEB772BF9CA4A7B5B5C17A876D619394A6C8A6C59F9599C47682B5B69D | PM5561 POWER METER W 1MOD 2ETH UPTO 63TH H1M 4DI/2DO | High-end cost management capabilities in an affordable power meter. Part of Easy Series. Compact, versatile power meters for energy cost and basic network management applications. | Nominal current (In) | 5A
| 91 | Electrical Distribution (LV) | Power Meter | Energy Meter | PM5561 POWER METER W 1MOD 2ETH UPTO 63TH H1M 4DI/2DO | 2263615 | METSEPM5561 | SCHNEIDER ELECTRIC | 62500 | https://pim-kvc.soneparsea.com:3443/PictureServer/default.aspx/schneider-metsepm5561_image1.jpg?A3889C9397807479A2A1C7A8BAA5959DB4AAC672BF9CA4A7B5B5C17A876D6193B9B2B5ACB7685E9EC0AC | https://pim-kvc.soneparsea.com:3443/PictureServer/default.aspx/schneiderelectric-metsepm5561_Datasheet1.pdf?A3889C9397807479A2A1C7A8BAA5959DB4AAC6AABE9C93A8C2AEB772BF9CA4A7B5B5C17A876D619394A6C8A6C59F9599C47682B5B69D | PM5561 POWER METER W 1MOD 2ETH UPTO 63TH H1M 4DI/2DO | High-end cost management capabilities in an affordable power meter. Part of Easy Series. Compact, versatile power meters for energy cost and basic network management applications. | Max. current (Imax) | 10A
| 91 | Electrical Distribution (LV) | Power Meter | Energy Meter | PM5561 POWER METER W 1MOD 2ETH UPTO 63TH H1M 4DI/2DO | 2263615 | METSEPM5561 | SCHNEIDER ELECTRIC | 62500 | https://pim-kvc.soneparsea.com:3443/PictureServer/default.aspx/schneider-metsepm5561_image1.jpg?A3889C9397807479A2A1C7A8BAA5959DB4AAC672BF9CA4A7B5B5C17A876D6193B9B2B5ACB7685E9EC0AC | https://pim-kvc.soneparsea.com:3443/PictureServer/default.aspx/schneiderelectric-metsepm5561_Datasheet1.pdf?A3889C9397807479A2A1C7A8BAA5959DB4AAC6AABE9C93A8C2AEB772BF9CA4A7B5B5C17A876D619394A6C8A6C59F9599C47682B5B69D | PM5561 POWER METER W 1MOD 2ETH UPTO 63TH H1M 4DI/2DO | High-end cost management capabilities in an affordable power meter. Part of Easy Series. Compact, versatile power meters for energy cost and basic network management applications. | Nominal voltage (Un) N-L | 20...400V
| 91 | Electrical Distribution (LV) | Power Meter | Energy Meter | PM5561 POWER METER W 1MOD 2ETH UPTO 63TH H1M 4DI/2DO | 2263615 | METSEPM5561 | SCHNEIDER ELECTRIC | 62500 | https://pim-kvc.soneparsea.com:3443/PictureServer/default.aspx/schneider-metsepm5561_image1.jpg?A3889C9397807479A2A1C7A8BAA5959DB4AAC672BF9CA4A7B5B5C17A876D6193B9B2B5ACB7685E9EC0AC | https://pim-kvc.soneparsea.com:3443/PictureServer/default.aspx/schneiderelectric-metsepm5561_Datasheet1.pdf?A3889C9397807479A2A1C7A8BAA5959DB4AAC6AABE9C93A8C2AEB772BF9CA4A7B5B5C17A876D619394A6C8A6C59F9599C47682B5B69D | PM5561 POWER METER W 1MOD 2ETH UPTO 63TH H1M 4DI/2DO | High-end cost management capabilities in an affordable power meter. Part of Easy Series. Compact, versatile power meters for energy cost and basic network management applications. | Nominal voltage (Un) L-L | 35...690V
| 91 | Electrical Distribution (LV) | Power Meter | Energy Meter | PM5561 POWER METER W 1MOD 2ETH UPTO 63TH H1M 4DI/2DO | 2263615 | METSEPM5561 | SCHNEIDER ELECTRIC | 62500 | https://pim-kvc.soneparsea.com:3443/PictureServer/default.aspx/schneider-metsepm5561_image1.jpg?A3889C9397807479A2A1C7A8BAA5959DB4AAC672BF9CA4A7B5B5C17A876D6193B9B2B5ACB7685E9EC0AC | https://pim-kvc.soneparsea.com:3443/PictureServer/default.aspx/schneiderelectric-metsepm5561_Datasheet1.pdf?A3889C9397807479A2A1C7A8BAA5959DB4AAC6AABE9C93A8C2AEB772BF9CA4A7B5B5C17A876D619394A6C8A6C59F9599C47682B5B69D | PM5561 POWER METER W 1MOD 2ETH UPTO 63TH H1M 4DI/2DO | High-end cost management capabilities in an affordable power meter. Part of Easy Series. Compact, versatile power meters for energy cost and basic network management applications. | Frequency | 45...65Hz
| 91 | Electrical Distribution (LV) | Power Meter | Energy Meter | PM5561 POWER METER W 1MOD 2ETH UPTO 63TH H1M 4DI/2DO | 2263615 | METSEPM5561 | SCHNEIDER ELECTRIC | 62500 | https://pim-kvc.soneparsea.com:3443/PictureServer/default.aspx/schneider-metsepm5561_image1.jpg?A3889C9397807479A2A1C7A8BAA5959DB4AAC672BF9CA4A7B5B5C17A876D6193B9B2B5ACB7685E9EC0AC | https://pim-kvc.soneparsea.com:3443/PictureServer/default.aspx/schneiderelectric-metsepm5561_Datasheet1.pdf?A3889C9397807479A2A1C7A8BAA5959DB4AAC6AABE9C93A8C2AEB772BF9CA4A7B5B5C17A876D619394A6C8A6C59F9599C47682B5B69D | PM5561 POWER METER W 1MOD 2ETH UPTO 63TH H1M 4DI/2DO | High-end cost management capabilities in an affordable power meter. Part of Easy Series. Compact, versatile power meters for energy cost and basic network management applications. | Accuracy class | C
| 91 | Electrical Distribution (LV) | Power Meter | Energy Meter | PM5561 POWER METER W 1MOD 2ETH UPTO 63TH H1M 4DI/2DO | 2263615 | METSEPM5561 | SCHNEIDER ELECTRIC | 62500 | https://pim-kvc.soneparsea.com:3443/PictureServer/default.aspx/schneider-metsepm5561_image1.jpg?A3889C9397807479A2A1C7A8BAA5959DB4AAC672BF9CA4A7B5B5C17A876D6193B9B2B5ACB7685E9EC0AC | https://pim-kvc.soneparsea.com:3443/PictureServer/default.aspx/schneiderelectric-metsepm5561_Datasheet1.pdf?A3889C9397807479A2A1C7A8BAA5959DB4AAC6AABE9C93A8C2AEB772BF9CA4A7B5B5C17A876D619394A6C8A6C59F9599C47682B5B69D | PM5561 POWER METER W 1MOD 2ETH UPTO 63TH H1M 4DI/2DO | High-end cost management capabilities in an affordable power meter. Part of Easy Series. Compact, versatile power meters for energy cost and basic network management applications. | Pole type | Three conductor/four conductor
| 91 | Electrical Distribution (LV) | Power Meter | Energy Meter | PM5561 POWER METER W 1MOD 2ETH UPTO 63TH H1M 4DI/2DO | 2263615 | METSEPM5561 | SCHNEIDER ELECTRIC | 62500 | https://pim-kvc.soneparsea.com:3443/PictureServer/default.aspx/schneider-metsepm5561_image1.jpg?A3889C9397807479A2A1C7A8BAA5959DB4AAC672BF9CA4A7B5B5C17A876D6193B9B2B5ACB7685E9EC0AC | https://pim-kvc.soneparsea.com:3443/PictureServer/default.aspx/schneiderelectric-metsepm5561_Datasheet1.pdf?A3889C9397807479A2A1C7A8BAA5959DB4AAC6AABE9C93A8C2AEB772BF9CA4A7B5B5C17A876D619394A6C8A6C59F9599C47682B5B69D | PM5561 POWER METER W 1MOD 2ETH UPTO 63TH H1M 4DI/2DO | High-end cost management capabilities in an affordable power meter. Part of Easy Series. Compact, versatile power meters for energy cost and basic network management applications. | Model | Measurement transformer
| 91 | Electrical Distribution (LV) | Power Meter | Energy Meter | PM5561 POWER METER W 1MOD 2ETH UPTO 63TH H1M 4DI/2DO | 2263615 | METSEPM5561 | SCHNEIDER ELECTRIC | 62500 | https://pim-kvc.soneparsea.com:3443/PictureServer/default.aspx/schneider-metsepm5561_image1.jpg?A3889C9397807479A2A1C7A8BAA5959DB4AAC672BF9CA4A7B5B5C17A876D6193B9B2B5ACB7685E9EC0AC | https://pim-kvc.soneparsea.com:3443/PictureServer/default.aspx/schneiderelectric-metsepm5561_Datasheet1.pdf?A3889C9397807479A2A1C7A8BAA5959DB4AAC6AABE9C93A8C2AEB772BF9CA4A7B5B5C17A876D619394A6C8A6C59F9599C47682B5B69D | PM5561 POWER METER W 1MOD 2ETH UPTO 63TH H1M 4DI/2DO | High-end cost management capabilities in an affordable power meter. Part of Easy Series. Compact, versatile power meters for energy cost and basic network management applications. | Energy type | Effective power and blind power
| 91 | Electrical Distribution (LV) | Power Meter | Energy Meter | PM5561 POWER METER W 1MOD 2ETH UPTO 63TH H1M 4DI/2DO | 2263615 | METSEPM5561 | SCHNEIDER ELECTRIC | 62500 | https://pim-kvc.soneparsea.com:3443/PictureServer/default.aspx/schneider-metsepm5561_image1.jpg?A3889C9397807479A2A1C7A8BAA5959DB4AAC672BF9CA4A7B5B5C17A876D6193B9B2B5ACB7685E9EC0AC | https://pim-kvc.soneparsea.com:3443/PictureServer/default.aspx/schneiderelectric-metsepm5561_Datasheet1.pdf?A3889C9397807479A2A1C7A8BAA5959DB4AAC6AABE9C93A8C2AEB772BF9CA4A7B5B5C17A876D619394A6C8A6C59F9599C47682B5B69D | PM5561 POWER METER W 1MOD 2ETH UPTO 63TH H1M 4DI/2DO | High-end cost management capabilities in an affordable power meter. Part of Easy Series. Compact, versatile power meters for energy cost and basic network management applications. | Suitable for | Purchase/supply
| 91 | Electrical Distribution (LV) | Power Meter | Energy Meter | PM5561 POWER METER W 1MOD 2ETH UPTO 63TH H1M 4DI/2DO | 2263615 | METSEPM5561 | SCHNEIDER ELECTRIC | 62500 | https://pim-kvc.soneparsea.com:3443/PictureServer/default.aspx/schneider-metsepm5561_image1.jpg?A3889C9397807479A2A1C7A8BAA5959DB4AAC672BF9CA4A7B5B5C17A876D6193B9B2B5ACB7685E9EC0AC | https://pim-kvc.soneparsea.com:3443/PictureServer/default.aspx/schneiderelectric-metsepm5561_Datasheet1.pdf?A3889C9397807479A2A1C7A8BAA5959DB4AAC6AABE9C93A8C2AEB772BF9CA4A7B5B5C17A876D619394A6C8A6C59F9599C47682B5B69D | PM5561 POWER METER W 1MOD 2ETH UPTO 63TH H1M 4DI/2DO | High-end cost management capabilities in an affordable power meter. Part of Easy Series. Compact, versatile power meters for energy cost and basic network management applications. | Tariff type | Multi-tariff
| 91 | Electrical Distribution (LV) | Power Meter | Energy Meter | PM5561 POWER METER W 1MOD 2ETH UPTO 63TH H1M 4DI/2DO | 2263615 | METSEPM5561 | SCHNEIDER ELECTRIC | 62500 | https://pim-kvc.soneparsea.com:3443/PictureServer/default.aspx/schneider-metsepm5561_image1.jpg?A3889C9397807479A2A1C7A8BAA5959DB4AAC672BF9CA4A7B5B5C17A876D6193B9B2B5ACB7685E9EC0AC | https://pim-kvc.soneparsea.com:3443/PictureServer/default.aspx/schneiderelectric-metsepm5561_Datasheet1.pdf?A3889C9397807479A2A1C7A8BAA5959DB4AAC6AABE9C93A8C2AEB772BF9CA4A7B5B5C17A876D619394A6C8A6C59F9599C47682B5B69D | PM5561 POWER METER W 1MOD 2ETH UPTO 63TH H1M 4DI/2DO | High-end cost management capabilities in an affordable power meter. Part of Easy Series. Compact, versatile power meters for energy cost and basic network management applications. | Tariff control | Internal/external
| 91 | Electrical Distribution (LV) | Power Meter | Energy Meter | PM5561 POWER METER W 1MOD 2ETH UPTO 63TH H1M 4DI/2DO | 2263615 | METSEPM5561 | SCHNEIDER ELECTRIC | 62500 | https://pim-kvc.soneparsea.com:3443/PictureServer/default.aspx/schneider-metsepm5561_image1.jpg?A3889C9397807479A2A1C7A8BAA5959DB4AAC672BF9CA4A7B5B5C17A876D6193B9B2B5ACB7685E9EC0AC | https://pim-kvc.soneparsea.com:3443/PictureServer/default.aspx/schneiderelectric-metsepm5561_Datasheet1.pdf?A3889C9397807479A2A1C7A8BAA5959DB4AAC6AABE9C93A8C2AEB772BF9CA4A7B5B5C17A876D619394A6C8A6C59F9599C47682B5B69D | PM5561 POWER METER W 1MOD 2ETH UPTO 63TH H1M 4DI/2DO | High-end cost management capabilities in an affordable power meter. Part of Easy Series. Compact, versatile power meters for energy cost and basic network management applications. | Measurement type load profile | yes
| 91 | Electrical Distribution (LV) | Power Meter | Energy Meter | PM5561 POWER METER W 1MOD 2ETH UPTO 63TH H1M 4DI/2DO | 2263615 | METSEPM5561 | SCHNEIDER ELECTRIC | 62500 | https://pim-kvc.soneparsea.com:3443/PictureServer/default.aspx/schneider-metsepm5561_image1.jpg?A3889C9397807479A2A1C7A8BAA5959DB4AAC672BF9CA4A7B5B5C17A876D6193B9B2B5ACB7685E9EC0AC | https://pim-kvc.soneparsea.com:3443/PictureServer/default.aspx/schneiderelectric-metsepm5561_Datasheet1.pdf?A3889C9397807479A2A1C7A8BAA5959DB4AAC6AABE9C93A8C2AEB772BF9CA4A7B5B5C17A876D619394A6C8A6C59F9599C47682B5B69D | PM5561 POWER METER W 1MOD 2ETH UPTO 63TH H1M 4DI/2DO | High-end cost management capabilities in an affordable power meter. Part of Easy Series. Compact, versatile power meters for energy cost and basic network management applications. | Escapement mechanism | no
| 91 | Electrical Distribution (LV) | Power Meter | Energy Meter | PM5561 POWER METER W 1MOD 2ETH UPTO 63TH H1M 4DI/2DO | 2263615 | METSEPM5561 | SCHNEIDER ELECTRIC | 62500 | https://pim-kvc.soneparsea.com:3443/PictureServer/default.aspx/schneider-metsepm5561_image1.jpg?A3889C9397807479A2A1C7A8BAA5959DB4AAC672BF9CA4A7B5B5C17A876D6193B9B2B5ACB7685E9EC0AC | https://pim-kvc.soneparsea.com:3443/PictureServer/default.aspx/schneiderelectric-metsepm5561_Datasheet1.pdf?A3889C9397807479A2A1C7A8BAA5959DB4AAC6AABE9C93A8C2AEB772BF9CA4A7B5B5C17A876D619394A6C8A6C59F9599C47682B5B69D | PM5561 POWER METER W 1MOD 2ETH UPTO 63TH H1M 4DI/2DO | High-end cost management capabilities in an affordable power meter. Part of Easy Series. Compact, versatile power meters for energy cost and basic network management applications. | Calibrated | no
| 91 | Electrical Distribution (LV) | Power Meter | Energy Meter | PM5561 POWER METER W 1MOD 2ETH UPTO 63TH H1M 4DI/2DO | 2263615 | METSEPM5561 | SCHNEIDER ELECTRIC | 62500 | https://pim-kvc.soneparsea.com:3443/PictureServer/default.aspx/schneider-metsepm5561_image1.jpg?A3889C9397807479A2A1C7A8BAA5959DB4AAC672BF9CA4A7B5B5C17A876D6193B9B2B5ACB7685E9EC0AC | https://pim-kvc.soneparsea.com:3443/PictureServer/default.aspx/schneiderelectric-metsepm5561_Datasheet1.pdf?A3889C9397807479A2A1C7A8BAA5959DB4AAC6AABE9C93A8C2AEB772BF9CA4A7B5B5C17A876D619394A6C8A6C59F9599C47682B5B69D | PM5561 POWER METER W 1MOD 2ETH UPTO 63TH H1M 4DI/2DO | High-end cost management capabilities in an affordable power meter. Part of Easy Series. Compact, versatile power meters for energy cost and basic network management applications. | Approval | Measuring Instruments Directive
| 91 | Electrical Distribution (LV) | Power Meter | Energy Meter | PM5561 POWER METER W 1MOD 2ETH UPTO 63TH H1M 4DI/2DO | 2263615 | METSEPM5561 | SCHNEIDER ELECTRIC | 62500 | https://pim-kvc.soneparsea.com:3443/PictureServer/default.aspx/schneider-metsepm5561_image1.jpg?A3889C9397807479A2A1C7A8BAA5959DB4AAC672BF9CA4A7B5B5C17A876D6193B9B2B5ACB7685E9EC0AC | https://pim-kvc.soneparsea.com:3443/PictureServer/default.aspx/schneiderelectric-metsepm5561_Datasheet1.pdf?A3889C9397807479A2A1C7A8BAA5959DB4AAC6AABE9C93A8C2AEB772BF9CA4A7B5B5C17A876D619394A6C8A6C59F9599C47682B5B69D | PM5561 POWER METER W 1MOD 2ETH UPTO 63TH H1M 4DI/2DO | High-end cost management capabilities in an affordable power meter. Part of Easy Series. Compact, versatile power meters for energy cost and basic network management applications. | Pulse output | Optic
| 91 | Electrical Distribution (LV) | Power Meter | Energy Meter | PM5561 POWER METER W 1MOD 2ETH UPTO 63TH H1M 4DI/2DO | 2263615 | METSEPM5561 | SCHNEIDER ELECTRIC | 62500 | https://pim-kvc.soneparsea.com:3443/PictureServer/default.aspx/schneider-metsepm5561_image1.jpg?A3889C9397807479A2A1C7A8BAA5959DB4AAC672BF9CA4A7B5B5C17A876D6193B9B2B5ACB7685E9EC0AC | https://pim-kvc.soneparsea.com:3443/PictureServer/default.aspx/schneiderelectric-metsepm5561_Datasheet1.pdf?A3889C9397807479A2A1C7A8BAA5959DB4AAC6AABE9C93A8C2AEB772BF9CA4A7B5B5C17A876D619394A6C8A6C59F9599C47682B5B69D | PM5561 POWER METER W 1MOD 2ETH UPTO 63TH H1M 4DI/2DO | High-end cost management capabilities in an affordable power meter. Part of Easy Series. Compact, versatile power meters for energy cost and basic network management applications. | Pulse type | S0
| 91 | Electrical Distribution (LV) | Power Meter | Energy Meter | PM5561 POWER METER W 1MOD 2ETH UPTO 63TH H1M 4DI/2DO | 2263615 | METSEPM5561 | SCHNEIDER ELECTRIC | 62500 | https://pim-kvc.soneparsea.com:3443/PictureServer/default.aspx/schneider-metsepm5561_image1.jpg?A3889C9397807479A2A1C7A8BAA5959DB4AAC672BF9CA4A7B5B5C17A876D6193B9B2B5ACB7685E9EC0AC | https://pim-kvc.soneparsea.com:3443/PictureServer/default.aspx/schneiderelectric-metsepm5561_Datasheet1.pdf?A3889C9397807479A2A1C7A8BAA5959DB4AAC6AABE9C93A8C2AEB772BF9CA4A7B5B5C17A876D619394A6C8A6C59F9599C47682B5B69D | PM5561 POWER METER W 1MOD 2ETH UPTO 63TH H1M 4DI/2DO | High-end cost management capabilities in an affordable power meter. Part of Easy Series. Compact, versatile power meters for energy cost and basic network management applications. | Pulse rate | 1...10000000Imp/kWh (kvarh)
| 91 | Electrical Distribution (LV) | Power Meter | Energy Meter | PM5561 POWER METER W 1MOD 2ETH UPTO 63TH H1M 4DI/2DO | 2263615 | METSEPM5561 | SCHNEIDER ELECTRIC | 62500 | https://pim-kvc.soneparsea.com:3443/PictureServer/default.aspx/schneider-metsepm5561_image1.jpg?A3889C9397807479A2A1C7A8BAA5959DB4AAC672BF9CA4A7B5B5C17A876D6193B9B2B5ACB7685E9EC0AC | https://pim-kvc.soneparsea.com:3443/PictureServer/default.aspx/schneiderelectric-metsepm5561_Datasheet1.pdf?A3889C9397807479A2A1C7A8BAA5959DB4AAC6AABE9C93A8C2AEB772BF9CA4A7B5B5C17A876D619394A6C8A6C59F9599C47682B5B69D | PM5561 POWER METER W 1MOD 2ETH UPTO 63TH H1M 4DI/2DO | High-end cost management capabilities in an affordable power meter. Part of Easy Series. Compact, versatile power meters for energy cost and basic network management applications. | Type of meter | Electronic
| 91 | Electrical Distribution (LV) | Power Meter | Energy Meter | PM5561 POWER METER W 1MOD 2ETH UPTO 63TH H1M 4DI/2DO | 2263615 | METSEPM5561 | SCHNEIDER ELECTRIC | 62500 | https://pim-kvc.soneparsea.com:3443/PictureServer/default.aspx/schneider-metsepm5561_image1.jpg?A3889C9397807479A2A1C7A8BAA5959DB4AAC672BF9CA4A7B5B5C17A876D6193B9B2B5ACB7685E9EC0AC | https://pim-kvc.soneparsea.com:3443/PictureServer/default.aspx/schneiderelectric-metsepm5561_Datasheet1.pdf?A3889C9397807479A2A1C7A8BAA5959DB4AAC6AABE9C93A8C2AEB772BF9CA4A7B5B5C17A876D619394A6C8A6C59F9599C47682B5B69D | PM5561 POWER METER W 1MOD 2ETH UPTO 63TH H1M 4DI/2DO | High-end cost management capabilities in an affordable power meter. Part of Easy Series. Compact, versatile power meters for energy cost and basic network management applications. | Nominal current (In) | 5A
| 91 | Electrical Distribution (LV) | Power Meter | Energy Meter | PM5561 POWER METER W 1MOD 2ETH UPTO 63TH H1M 4DI/2DO | 2263615 | METSEPM5561 | SCHNEIDER ELECTRIC | 62500 | https://pim-kvc.soneparsea.com:3443/PictureServer/default.aspx/schneider-metsepm5561_image1.jpg?A3889C9397807479A2A1C7A8BAA5959DB4AAC672BF9CA4A7B5B5C17A876D6193B9B2B5ACB7685E9EC0AC | https://pim-kvc.soneparsea.com:3443/PictureServer/default.aspx/schneiderelectric-metsepm5561_Datasheet1.pdf?A3889C9397807479A2A1C7A8BAA5959DB4AAC6AABE9C93A8C2AEB772BF9CA4A7B5B5C17A876D619394A6C8A6C59F9599C47682B5B69D | PM5561 POWER METER W 1MOD 2ETH UPTO 63TH H1M 4DI/2DO | High-end cost management capabilities in an affordable power meter. Part of Easy Series. Compact, versatile power meters for energy cost and basic network management applications. | Max. current (Imax) | 10A
| 91 | Electrical Distribution (LV) | Power Meter | Energy Meter | PM5561 POWER METER W 1MOD 2ETH UPTO 63TH H1M 4DI/2DO | 2263615 | METSEPM5561 | SCHNEIDER ELECTRIC | 62500 | https://pim-kvc.soneparsea.com:3443/PictureServer/default.aspx/schneider-metsepm5561_image1.jpg?A3889C9397807479A2A1C7A8BAA5959DB4AAC672BF9CA4A7B5B5C17A876D6193B9B2B5ACB7685E9EC0AC | https://pim-kvc.soneparsea.com:3443/PictureServer/default.aspx/schneiderelectric-metsepm5561_Datasheet1.pdf?A3889C9397807479A2A1C7A8BAA5959DB4AAC6AABE9C93A8C2AEB772BF9CA4A7B5B5C17A876D619394A6C8A6C59F9599C47682B5B69D | PM5561 POWER METER W 1MOD 2ETH UPTO 63TH H1M 4DI/2DO | High-end cost management capabilities in an affordable power meter. Part of Easy Series. Compact, versatile power meters for energy cost and basic network management applications. | Nominal voltage (Un) N-L | 20...400V
| 91 | Electrical Distribution (LV) | Power Meter | Energy Meter | PM5561 POWER METER W 1MOD 2ETH UPTO 63TH H1M 4DI/2DO | 2263615 | METSEPM5561 | SCHNEIDER ELECTRIC | 62500 | https://pim-kvc.soneparsea.com:3443/PictureServer/default.aspx/schneider-metsepm5561_image1.jpg?A3889C9397807479A2A1C7A8BAA5959DB4AAC672BF9CA4A7B5B5C17A876D6193B9B2B5ACB7685E9EC0AC | https://pim-kvc.soneparsea.com:3443/PictureServer/default.aspx/schneiderelectric-metsepm5561_Datasheet1.pdf?A3889C9397807479A2A1C7A8BAA5959DB4AAC6AABE9C93A8C2AEB772BF9CA4A7B5B5C17A876D619394A6C8A6C59F9599C47682B5B69D | PM5561 POWER METER W 1MOD 2ETH UPTO 63TH H1M 4DI/2DO | High-end cost management capabilities in an affordable power meter. Part of Easy Series. Compact, versatile power meters for energy cost and basic network management applications. | Nominal voltage (Un) L-L | 35...690V
| 91 | Electrical Distribution (LV) | Power Meter | Energy Meter | PM5561 POWER METER W 1MOD 2ETH UPTO 63TH H1M 4DI/2DO | 2263615 | METSEPM5561 | SCHNEIDER ELECTRIC | 62500 | https://pim-kvc.soneparsea.com:3443/PictureServer/default.aspx/schneider-metsepm5561_image1.jpg?A3889C9397807479A2A1C7A8BAA5959DB4AAC672BF9CA4A7B5B5C17A876D6193B9B2B5ACB7685E9EC0AC | https://pim-kvc.soneparsea.com:3443/PictureServer/default.aspx/schneiderelectric-metsepm5561_Datasheet1.pdf?A3889C9397807479A2A1C7A8BAA5959DB4AAC6AABE9C93A8C2AEB772BF9CA4A7B5B5C17A876D619394A6C8A6C59F9599C47682B5B69D | PM5561 POWER METER W 1MOD 2ETH UPTO 63TH H1M 4DI/2DO | High-end cost management capabilities in an affordable power meter. Part of Easy Series. Compact, versatile power meters for energy cost and basic network management applications. | Frequency | 45...65Hz
| 91 | Electrical Distribution (LV) | Power Meter | Energy Meter | PM5561 POWER METER W 1MOD 2ETH UPTO 63TH H1M 4DI/2DO | 2263615 | METSEPM5561 | SCHNEIDER ELECTRIC | 62500 | https://pim-kvc.soneparsea.com:3443/PictureServer/default.aspx/schneider-metsepm5561_image1.jpg?A3889C9397807479A2A1C7A8BAA5959DB4AAC672BF9CA4A7B5B5C17A876D6193B9B2B5ACB7685E9EC0AC | https://pim-kvc.soneparsea.com:3443/PictureServer/default.aspx/schneiderelectric-metsepm5561_Datasheet1.pdf?A3889C9397807479A2A1C7A8BAA5959DB4AAC6AABE9C93A8C2AEB772BF9CA4A7B5B5C17A876D619394A6C8A6C59F9599C47682B5B69D | PM5561 POWER METER W 1MOD 2ETH UPTO 63TH H1M 4DI/2DO | High-end cost management capabilities in an affordable power meter. Part of Easy Series. Compact, versatile power meters for energy cost and basic network management applications. | Accuracy class | C
| 91 | Electrical Distribution (LV) | Power Meter | Energy Meter | PM5561 POWER METER W 1MOD 2ETH UPTO 63TH H1M 4DI/2DO | 2263615 | METSEPM5561 | SCHNEIDER ELECTRIC | 62500 | https://pim-kvc.soneparsea.com:3443/PictureServer/default.aspx/schneider-metsepm5561_image1.jpg?A3889C9397807479A2A1C7A8BAA5959DB4AAC672BF9CA4A7B5B5C17A876D6193B9B2B5ACB7685E9EC0AC | https://pim-kvc.soneparsea.com:3443/PictureServer/default.aspx/schneiderelectric-metsepm5561_Datasheet1.pdf?A3889C9397807479A2A1C7A8BAA5959DB4AAC6AABE9C93A8C2AEB772BF9CA4A7B5B5C17A876D619394A6C8A6C59F9599C47682B5B69D | PM5561 POWER METER W 1MOD 2ETH UPTO 63TH H1M 4DI/2DO | High-end cost management capabilities in an affordable power meter. Part of Easy Series. Compact, versatile power meters for energy cost and basic network management applications. | Pole type | Three conductor/four conductor
| 91 | Electrical Distribution (LV) | Power Meter | Energy Meter | PM5561 POWER METER W 1MOD 2ETH UPTO 63TH H1M 4DI/2DO | 2263615 | METSEPM5561 | SCHNEIDER ELECTRIC | 62500 | https://pim-kvc.soneparsea.com:3443/PictureServer/default.aspx/schneider-metsepm5561_image1.jpg?A3889C9397807479A2A1C7A8BAA5959DB4AAC672BF9CA4A7B5B5C17A876D6193B9B2B5ACB7685E9EC0AC | https://pim-kvc.soneparsea.com:3443/PictureServer/default.aspx/schneiderelectric-metsepm5561_Datasheet1.pdf?A3889C9397807479A2A1C7A8BAA5959DB4AAC6AABE9C93A8C2AEB772BF9CA4A7B5B5C17A876D619394A6C8A6C59F9599C47682B5B69D | PM5561 POWER METER W 1MOD 2ETH UPTO 63TH H1M 4DI/2DO | High-end cost management capabilities in an affordable power meter. Part of Easy Series. Compact, versatile power meters for energy cost and basic network management applications. | Model | Measurement transformer
| 91 | Electrical Distribution (LV) | Power Meter | Energy Meter | PM5561 POWER METER W 1MOD 2ETH UPTO 63TH H1M 4DI/2DO | 2263615 | METSEPM5561 | SCHNEIDER ELECTRIC | 62500 | https://pim-kvc.soneparsea.com:3443/PictureServer/default.aspx/schneider-metsepm5561_image1.jpg?A3889C9397807479A2A1C7A8BAA5959DB4AAC672BF9CA4A7B5B5C17A876D6193B9B2B5ACB7685E9EC0AC | https://pim-kvc.soneparsea.com:3443/PictureServer/default.aspx/schneiderelectric-metsepm5561_Datasheet1.pdf?A3889C9397807479A2A1C7A8BAA5959DB4AAC6AABE9C93A8C2AEB772BF9CA4A7B5B5C17A876D619394A6C8A6C59F9599C47682B5B69D | PM5561 POWER METER W 1MOD 2ETH UPTO 63TH H1M 4DI/2DO | High-end cost management capabilities in an affordable power meter. Part of Easy Series. Compact, versatile power meters for energy cost and basic network management applications. | Energy type | Effective power and blind power
| 91 | Electrical Distribution (LV) | Power Meter | Energy Meter | PM5561 POWER METER W 1MOD 2ETH UPTO 63TH H1M 4DI/2DO | 2263615 | METSEPM5561 | SCHNEIDER ELECTRIC | 62500 | https://pim-kvc.soneparsea.com:3443/PictureServer/default.aspx/schneider-metsepm5561_image1.jpg?A3889C9397807479A2A1C7A8BAA5959DB4AAC672BF9CA4A7B5B5C17A876D6193B9B2B5ACB7685E9EC0AC | https://pim-kvc.soneparsea.com:3443/PictureServer/default.aspx/schneiderelectric-metsepm5561_Datasheet1.pdf?A3889C9397807479A2A1C7A8BAA5959DB4AAC6AABE9C93A8C2AEB772BF9CA4A7B5B5C17A876D619394A6C8A6C59F9599C47682B5B69D | PM5561 POWER METER W 1MOD 2ETH UPTO 63TH H1M 4DI/2DO | High-end cost management capabilities in an affordable power meter. Part of Easy Series. Compact, versatile power meters for energy cost and basic network management applications. | Suitable for | Purchase/supply
| 91 | Electrical Distribution (LV) | Power Meter | Energy Meter | PM5561 POWER METER W 1MOD 2ETH UPTO 63TH H1M 4DI/2DO | 2263615 | METSEPM5561 | SCHNEIDER ELECTRIC | 62500 | https://pim-kvc.soneparsea.com:3443/PictureServer/default.aspx/schneider-metsepm5561_image1.jpg?A3889C9397807479A2A1C7A8BAA5959DB4AAC672BF9CA4A7B5B5C17A876D6193B9B2B5ACB7685E9EC0AC | https://pim-kvc.soneparsea.com:3443/PictureServer/default.aspx/schneiderelectric-metsepm5561_Datasheet1.pdf?A3889C9397807479A2A1C7A8BAA5959DB4AAC6AABE9C93A8C2AEB772BF9CA4A7B5B5C17A876D619394A6C8A6C59F9599C47682B5B69D | PM5561 POWER METER W 1MOD 2ETH UPTO 63TH H1M 4DI/2DO | High-end cost management capabilities in an affordable power meter. Part of Easy Series. Compact, versatile power meters for energy cost and basic network management applications. | Tariff type | Multi-tariff
| 91 | Electrical Distribution (LV) | Power Meter | Energy Meter | PM5561 POWER METER W 1MOD 2ETH UPTO 63TH H1M 4DI/2DO | 2263615 | METSEPM5561 | SCHNEIDER ELECTRIC | 62500 | https://pim-kvc.soneparsea.com:3443/PictureServer/default.aspx/schneider-metsepm5561_image1.jpg?A3889C9397807479A2A1C7A8BAA5959DB4AAC672BF9CA4A7B5B5C17A876D6193B9B2B5ACB7685E9EC0AC | https://pim-kvc.soneparsea.com:3443/PictureServer/default.aspx/schneiderelectric-metsepm5561_Datasheet1.pdf?A3889C9397807479A2A1C7A8BAA5959DB4AAC6AABE9C93A8C2AEB772BF9CA4A7B5B5C17A876D619394A6C8A6C59F9599C47682B5B69D | PM5561 POWER METER W 1MOD 2ETH UPTO 63TH H1M 4DI/2DO | High-end cost management capabilities in an affordable power meter. Part of Easy Series. Compact, versatile power meters for energy cost and basic network management applications. | Tariff control | Internal/external
| 91 | Electrical Distribution (LV) | Power Meter | Energy Meter | PM5561 POWER METER W 1MOD 2ETH UPTO 63TH H1M 4DI/2DO | 2263615 | METSEPM5561 | SCHNEIDER ELECTRIC | 62500 | https://pim-kvc.soneparsea.com:3443/PictureServer/default.aspx/schneider-metsepm5561_image1.jpg?A3889C9397807479A2A1C7A8BAA5959DB4AAC672BF9CA4A7B5B5C17A876D6193B9B2B5ACB7685E9EC0AC | https://pim-kvc.soneparsea.com:3443/PictureServer/default.aspx/schneiderelectric-metsepm5561_Datasheet1.pdf?A3889C9397807479A2A1C7A8BAA5959DB4AAC6AABE9C93A8C2AEB772BF9CA4A7B5B5C17A876D619394A6C8A6C59F9599C47682B5B69D | PM5561 POWER METER W 1MOD 2ETH UPTO 63TH H1M 4DI/2DO | High-end cost management capabilities in an affordable power meter. Part of Easy Series. Compact, versatile power meters for energy cost and basic network management applications. | Measurement type load profile | yes
| 91 | Electrical Distribution (LV) | Power Meter | Energy Meter | PM5561 POWER METER W 1MOD 2ETH UPTO 63TH H1M 4DI/2DO | 2263615 | METSEPM5561 | SCHNEIDER ELECTRIC | 62500 | https://pim-kvc.soneparsea.com:3443/PictureServer/default.aspx/schneider-metsepm5561_image1.jpg?A3889C9397807479A2A1C7A8BAA5959DB4AAC672BF9CA4A7B5B5C17A876D6193B9B2B5ACB7685E9EC0AC | https://pim-kvc.soneparsea.com:3443/PictureServer/default.aspx/schneiderelectric-metsepm5561_Datasheet1.pdf?A3889C9397807479A2A1C7A8BAA5959DB4AAC6AABE9C93A8C2AEB772BF9CA4A7B5B5C17A876D619394A6C8A6C59F9599C47682B5B69D | PM5561 POWER METER W 1MOD 2ETH UPTO 63TH H1M 4DI/2DO | High-end cost management capabilities in an affordable power meter. Part of Easy Series. Compact, versatile power meters for energy cost and basic network management applications. | Escapement mechanism | no
| 91 | Electrical Distribution (LV) | Power Meter | Energy Meter | PM5561 POWER METER W 1MOD 2ETH UPTO 63TH H1M 4DI/2DO | 2263615 | METSEPM5561 | SCHNEIDER ELECTRIC | 62500 | https://pim-kvc.soneparsea.com:3443/PictureServer/default.aspx/schneider-metsepm5561_image1.jpg?A3889C9397807479A2A1C7A8BAA5959DB4AAC672BF9CA4A7B5B5C17A876D6193B9B2B5ACB7685E9EC0AC | https://pim-kvc.soneparsea.com:3443/PictureServer/default.aspx/schneiderelectric-metsepm5561_Datasheet1.pdf?A3889C9397807479A2A1C7A8BAA5959DB4AAC6AABE9C93A8C2AEB772BF9CA4A7B5B5C17A876D619394A6C8A6C59F9599C47682B5B69D | PM5561 POWER METER W 1MOD 2ETH UPTO 63TH H1M 4DI/2DO | High-end cost management capabilities in an affordable power meter. Part of Easy Series. Compact, versatile power meters for energy cost and basic network management applications. | Calibrated | no
| 91 | Electrical Distribution (LV) | Power Meter | Energy Meter | PM5561 POWER METER W 1MOD 2ETH UPTO 63TH H1M 4DI/2DO | 2263615 | METSEPM5561 | SCHNEIDER ELECTRIC | 62500 | https://pim-kvc.soneparsea.com:3443/PictureServer/default.aspx/schneider-metsepm5561_image1.jpg?A3889C9397807479A2A1C7A8BAA5959DB4AAC672BF9CA4A7B5B5C17A876D6193B9B2B5ACB7685E9EC0AC | https://pim-kvc.soneparsea.com:3443/PictureServer/default.aspx/schneiderelectric-metsepm5561_Datasheet1.pdf?A3889C9397807479A2A1C7A8BAA5959DB4AAC6AABE9C93A8C2AEB772BF9CA4A7B5B5C17A876D619394A6C8A6C59F9599C47682B5B69D | PM5561 POWER METER W 1MOD 2ETH UPTO 63TH H1M 4DI/2DO | High-end cost management capabilities in an affordable power meter. Part of Easy Series. Compact, versatile power meters for energy cost and basic network management applications. | Approval | Measuring Instruments Directive
| 91 | Electrical Distribution (LV) | Power Meter | Energy Meter | PM5561 POWER METER W 1MOD 2ETH UPTO 63TH H1M 4DI/2DO | 2263615 | METSEPM5561 | SCHNEIDER ELECTRIC | 62500 | https://pim-kvc.soneparsea.com:3443/PictureServer/default.aspx/schneider-metsepm5561_image1.jpg?A3889C9397807479A2A1C7A8BAA5959DB4AAC672BF9CA4A7B5B5C17A876D6193B9B2B5ACB7685E9EC0AC | https://pim-kvc.soneparsea.com:3443/PictureServer/default.aspx/schneiderelectric-metsepm5561_Datasheet1.pdf?A3889C9397807479A2A1C7A8BAA5959DB4AAC6AABE9C93A8C2AEB772BF9CA4A7B5B5C17A876D619394A6C8A6C59F9599C47682B5B69D | PM5561 POWER METER W 1MOD 2ETH UPTO 63TH H1M 4DI/2DO | High-end cost management capabilities in an affordable power meter. Part of Easy Series. Compact, versatile power meters for energy cost and basic network management applications. | Pulse output | Optic
| 91 | Electrical Distribution (LV) | Power Meter | Energy Meter | PM5561 POWER METER W 1MOD 2ETH UPTO 63TH H1M 4DI/2DO | 2263615 | METSEPM5561 | SCHNEIDER ELECTRIC | 62500 | https://pim-kvc.soneparsea.com:3443/PictureServer/default.aspx/schneider-metsepm5561_image1.jpg?A3889C9397807479A2A1C7A8BAA5959DB4AAC672BF9CA4A7B5B5C17A876D6193B9B2B5ACB7685E9EC0AC | https://pim-kvc.soneparsea.com:3443/PictureServer/default.aspx/schneiderelectric-metsepm5561_Datasheet1.pdf?A3889C9397807479A2A1C7A8BAA5959DB4AAC6AABE9C93A8C2AEB772BF9CA4A7B5B5C17A876D619394A6C8A6C59F9599C47682B5B69D | PM5561 POWER METER W 1MOD 2ETH UPTO 63TH H1M 4DI/2DO | High-end cost management capabilities in an affordable power meter. Part of Easy Series. Compact, versatile power meters for energy cost and basic network management applications. | Pulse type | S0
| 91 | Electrical Distribution (LV) | Power Meter | Energy Meter | PM5561 POWER METER W 1MOD 2ETH UPTO 63TH H1M 4DI/2DO | 2263615 | METSEPM5561 | SCHNEIDER ELECTRIC | 62500 | https://pim-kvc.soneparsea.com:3443/PictureServer/default.aspx/schneider-metsepm5561_image1.jpg?A3889C9397807479A2A1C7A8BAA5959DB4AAC672BF9CA4A7B5B5C17A876D6193B9B2B5ACB7685E9EC0AC | https://pim-kvc.soneparsea.com:3443/PictureServer/default.aspx/schneiderelectric-metsepm5561_Datasheet1.pdf?A3889C9397807479A2A1C7A8BAA5959DB4AAC6AABE9C93A8C2AEB772BF9CA4A7B5B5C17A876D619394A6C8A6C59F9599C47682B5B69D | PM5561 POWER METER W 1MOD 2ETH UPTO 63TH H1M 4DI/2DO | High-end cost management capabilities in an affordable power meter. Part of Easy Series. Compact, versatile power meters for energy cost and basic network management applications. | Pulse rate | 1...10000000Imp/kWh (kvarh)
| 92 | Electrical Distribution (LV) | Power Meter | Energy Meter | EASYLOGIC PM2120 POWER & ENERGY METER UP TO 15TH H 7S RS485 | 2265276 | METSEPM2120 | SCHNEIDER ELECTRIC | 9850 | https://pim-kvc.soneparsea.com:3443/PictureServer/default.aspx/schneider-metsepm2120_image1.jpg?A3889C9397807479A2A1C7A8BAA5959DB4AAC672BF9CA4A7B5B5C17783696093B9B2B5ACB7685E9EC0AC | https://pim-kvc.soneparsea.com:3443/PictureServer/default.aspx/SchneiderElectric-METSEPM2120_Datasheet1.pdf?A3889C9397807479A2A1A7A8BAA5959DB4AAC68ABE9C93A8C2AEB7729F7C84879595A1778369609394A6C8A6C59F9599C47682B5B69D | EASYLOGIC PM2120 POWER & ENERGY METER UP TO 15TH H 7S RS485 CLASS 1 | It is power meter type and device application is power monitoring or sub billing. | Type of meter | Electronic
| 92 | Electrical Distribution (LV) | Power Meter | Energy Meter | EASYLOGIC PM2120 POWER & ENERGY METER UP TO 15TH H 7S RS485 | 2265276 | METSEPM2120 | SCHNEIDER ELECTRIC | 9850 | https://pim-kvc.soneparsea.com:3443/PictureServer/default.aspx/schneider-metsepm2120_image1.jpg?A3889C9397807479A2A1C7A8BAA5959DB4AAC672BF9CA4A7B5B5C17783696093B9B2B5ACB7685E9EC0AC | https://pim-kvc.soneparsea.com:3443/PictureServer/default.aspx/SchneiderElectric-METSEPM2120_Datasheet1.pdf?A3889C9397807479A2A1A7A8BAA5959DB4AAC68ABE9C93A8C2AEB7729F7C84879595A1778369609394A6C8A6C59F9599C47682B5B69D | EASYLOGIC PM2120 POWER & ENERGY METER UP TO 15TH H 7S RS485 CLASS 1 | It is power meter type and device application is power monitoring or sub billing. | Nominal current (In) | 5A
| 92 | Electrical Distribution (LV) | Power Meter | Energy Meter | EASYLOGIC PM2120 POWER & ENERGY METER UP TO 15TH H 7S RS485 | 2265276 | METSEPM2120 | SCHNEIDER ELECTRIC | 9850 | https://pim-kvc.soneparsea.com:3443/PictureServer/default.aspx/schneider-metsepm2120_image1.jpg?A3889C9397807479A2A1C7A8BAA5959DB4AAC672BF9CA4A7B5B5C17783696093B9B2B5ACB7685E9EC0AC | https://pim-kvc.soneparsea.com:3443/PictureServer/default.aspx/SchneiderElectric-METSEPM2120_Datasheet1.pdf?A3889C9397807479A2A1A7A8BAA5959DB4AAC68ABE9C93A8C2AEB7729F7C84879595A1778369609394A6C8A6C59F9599C47682B5B69D | EASYLOGIC PM2120 POWER & ENERGY METER UP TO 15TH H 7S RS485 CLASS 1 | It is power meter type and device application is power monitoring or sub billing. | Max. current (Imax) | 6A
| 92 | Electrical Distribution (LV) | Power Meter | Energy Meter | EASYLOGIC PM2120 POWER & ENERGY METER UP TO 15TH H 7S RS485 | 2265276 | METSEPM2120 | SCHNEIDER ELECTRIC | 9850 | https://pim-kvc.soneparsea.com:3443/PictureServer/default.aspx/schneider-metsepm2120_image1.jpg?A3889C9397807479A2A1C7A8BAA5959DB4AAC672BF9CA4A7B5B5C17783696093B9B2B5ACB7685E9EC0AC | https://pim-kvc.soneparsea.com:3443/PictureServer/default.aspx/SchneiderElectric-METSEPM2120_Datasheet1.pdf?A3889C9397807479A2A1A7A8BAA5959DB4AAC68ABE9C93A8C2AEB7729F7C84879595A1778369609394A6C8A6C59F9599C47682B5B69D | EASYLOGIC PM2120 POWER & ENERGY METER UP TO 15TH H 7S RS485 CLASS 1 | It is power meter type and device application is power monitoring or sub billing. | Nominal voltage (Un) N-L | 20...277V
| 92 | Electrical Distribution (LV) | Power Meter | Energy Meter | EASYLOGIC PM2120 POWER & ENERGY METER UP TO 15TH H 7S RS485 | 2265276 | METSEPM2120 | SCHNEIDER ELECTRIC | 9850 | https://pim-kvc.soneparsea.com:3443/PictureServer/default.aspx/schneider-metsepm2120_image1.jpg?A3889C9397807479A2A1C7A8BAA5959DB4AAC672BF9CA4A7B5B5C17783696093B9B2B5ACB7685E9EC0AC | https://pim-kvc.soneparsea.com:3443/PictureServer/default.aspx/SchneiderElectric-METSEPM2120_Datasheet1.pdf?A3889C9397807479A2A1A7A8BAA5959DB4AAC68ABE9C93A8C2AEB7729F7C84879595A1778369609394A6C8A6C59F9599C47682B5B69D | EASYLOGIC PM2120 POWER & ENERGY METER UP TO 15TH H 7S RS485 CLASS 1 | It is power meter type and device application is power monitoring or sub billing. | Nominal voltage (Un) L-L | 35...480V
| 92 | Electrical Distribution (LV) | Power Meter | Energy Meter | EASYLOGIC PM2120 POWER & ENERGY METER UP TO 15TH H 7S RS485 | 2265276 | METSEPM2120 | SCHNEIDER ELECTRIC | 9850 | https://pim-kvc.soneparsea.com:3443/PictureServer/default.aspx/schneider-metsepm2120_image1.jpg?A3889C9397807479A2A1C7A8BAA5959DB4AAC672BF9CA4A7B5B5C17783696093B9B2B5ACB7685E9EC0AC | https://pim-kvc.soneparsea.com:3443/PictureServer/default.aspx/SchneiderElectric-METSEPM2120_Datasheet1.pdf?A3889C9397807479A2A1A7A8BAA5959DB4AAC68ABE9C93A8C2AEB7729F7C84879595A1778369609394A6C8A6C59F9599C47682B5B69D | EASYLOGIC PM2120 POWER & ENERGY METER UP TO 15TH H 7S RS485 CLASS 1 | It is power meter type and device application is power monitoring or sub billing. | Frequency | 50...60Hz
| 92 | Electrical Distribution (LV) | Power Meter | Energy Meter | EASYLOGIC PM2120 POWER & ENERGY METER UP TO 15TH H 7S RS485 | 2265276 | METSEPM2120 | SCHNEIDER ELECTRIC | 9850 | https://pim-kvc.soneparsea.com:3443/PictureServer/default.aspx/schneider-metsepm2120_image1.jpg?A3889C9397807479A2A1C7A8BAA5959DB4AAC672BF9CA4A7B5B5C17783696093B9B2B5ACB7685E9EC0AC | https://pim-kvc.soneparsea.com:3443/PictureServer/default.aspx/SchneiderElectric-METSEPM2120_Datasheet1.pdf?A3889C9397807479A2A1A7A8BAA5959DB4AAC68ABE9C93A8C2AEB7729F7C84879595A1778369609394A6C8A6C59F9599C47682B5B69D | EASYLOGIC PM2120 POWER & ENERGY METER UP TO 15TH H 7S RS485 CLASS 1 | It is power meter type and device application is power monitoring or sub billing. | Accuracy class | B
| 92 | Electrical Distribution (LV) | Power Meter | Energy Meter | EASYLOGIC PM2120 POWER & ENERGY METER UP TO 15TH H 7S RS485 | 2265276 | METSEPM2120 | SCHNEIDER ELECTRIC | 9850 | https://pim-kvc.soneparsea.com:3443/PictureServer/default.aspx/schneider-metsepm2120_image1.jpg?A3889C9397807479A2A1C7A8BAA5959DB4AAC672BF9CA4A7B5B5C17783696093B9B2B5ACB7685E9EC0AC | https://pim-kvc.soneparsea.com:3443/PictureServer/default.aspx/SchneiderElectric-METSEPM2120_Datasheet1.pdf?A3889C9397807479A2A1A7A8BAA5959DB4AAC68ABE9C93A8C2AEB7729F7C84879595A1778369609394A6C8A6C59F9599C47682B5B69D | EASYLOGIC PM2120 POWER & ENERGY METER UP TO 15TH H 7S RS485 CLASS 1 | It is power meter type and device application is power monitoring or sub billing. | Pole type | Three conductor/four conductor
| 92 | Electrical Distribution (LV) | Power Meter | Energy Meter | EASYLOGIC PM2120 POWER & ENERGY METER UP TO 15TH H 7S RS485 | 2265276 | METSEPM2120 | SCHNEIDER ELECTRIC | 9850 | https://pim-kvc.soneparsea.com:3443/PictureServer/default.aspx/schneider-metsepm2120_image1.jpg?A3889C9397807479A2A1C7A8BAA5959DB4AAC672BF9CA4A7B5B5C17783696093B9B2B5ACB7685E9EC0AC | https://pim-kvc.soneparsea.com:3443/PictureServer/default.aspx/SchneiderElectric-METSEPM2120_Datasheet1.pdf?A3889C9397807479A2A1A7A8BAA5959DB4AAC68ABE9C93A8C2AEB7729F7C84879595A1778369609394A6C8A6C59F9599C47682B5B69D | EASYLOGIC PM2120 POWER & ENERGY METER UP TO 15TH H 7S RS485 CLASS 1 | It is power meter type and device application is power monitoring or sub billing. | Model | Measurement transformer
| 92 | Electrical Distribution (LV) | Power Meter | Energy Meter | EASYLOGIC PM2120 POWER & ENERGY METER UP TO 15TH H 7S RS485 | 2265276 | METSEPM2120 | SCHNEIDER ELECTRIC | 9850 | https://pim-kvc.soneparsea.com:3443/PictureServer/default.aspx/schneider-metsepm2120_image1.jpg?A3889C9397807479A2A1C7A8BAA5959DB4AAC672BF9CA4A7B5B5C17783696093B9B2B5ACB7685E9EC0AC | https://pim-kvc.soneparsea.com:3443/PictureServer/default.aspx/SchneiderElectric-METSEPM2120_Datasheet1.pdf?A3889C9397807479A2A1A7A8BAA5959DB4AAC68ABE9C93A8C2AEB7729F7C84879595A1778369609394A6C8A6C59F9599C47682B5B69D | EASYLOGIC PM2120 POWER & ENERGY METER UP TO 15TH H 7S RS485 CLASS 1 | It is power meter type and device application is power monitoring or sub billing. | Energy type | Effective power and blind power
| 92 | Electrical Distribution (LV) | Power Meter | Energy Meter | EASYLOGIC PM2120 POWER & ENERGY METER UP TO 15TH H 7S RS485 | 2265276 | METSEPM2120 | SCHNEIDER ELECTRIC | 9850 | https://pim-kvc.soneparsea.com:3443/PictureServer/default.aspx/schneider-metsepm2120_image1.jpg?A3889C9397807479A2A1C7A8BAA5959DB4AAC672BF9CA4A7B5B5C17783696093B9B2B5ACB7685E9EC0AC | https://pim-kvc.soneparsea.com:3443/PictureServer/default.aspx/SchneiderElectric-METSEPM2120_Datasheet1.pdf?A3889C9397807479A2A1A7A8BAA5959DB4AAC68ABE9C93A8C2AEB7729F7C84879595A1778369609394A6C8A6C59F9599C47682B5B69D | EASYLOGIC PM2120 POWER & ENERGY METER UP TO 15TH H 7S RS485 CLASS 1 | It is power meter type and device application is power monitoring or sub billing. | Measurement type load profile | yes
| 92 | Electrical Distribution (LV) | Power Meter | Energy Meter | EASYLOGIC PM2120 POWER & ENERGY METER UP TO 15TH H 7S RS485 | 2265276 | METSEPM2120 | SCHNEIDER ELECTRIC | 9850 | https://pim-kvc.soneparsea.com:3443/PictureServer/default.aspx/schneider-metsepm2120_image1.jpg?A3889C9397807479A2A1C7A8BAA5959DB4AAC672BF9CA4A7B5B5C17783696093B9B2B5ACB7685E9EC0AC | https://pim-kvc.soneparsea.com:3443/PictureServer/default.aspx/SchneiderElectric-METSEPM2120_Datasheet1.pdf?A3889C9397807479A2A1A7A8BAA5959DB4AAC68ABE9C93A8C2AEB7729F7C84879595A1778369609394A6C8A6C59F9599C47682B5B69D | EASYLOGIC PM2120 POWER & ENERGY METER UP TO 15TH H 7S RS485 CLASS 1 | It is power meter type and device application is power monitoring or sub billing. | Approval | Domestic
| 92 | Electrical Distribution (LV) | Power Meter | Energy Meter | EASYLOGIC PM2120 POWER & ENERGY METER UP TO 15TH H 7S RS485 | 2265276 | METSEPM2120 | SCHNEIDER ELECTRIC | 9850 | https://pim-kvc.soneparsea.com:3443/PictureServer/default.aspx/schneider-metsepm2120_image1.jpg?A3889C9397807479A2A1C7A8BAA5959DB4AAC672BF9CA4A7B5B5C17783696093B9B2B5ACB7685E9EC0AC | https://pim-kvc.soneparsea.com:3443/PictureServer/default.aspx/SchneiderElectric-METSEPM2120_Datasheet1.pdf?A3889C9397807479A2A1A7A8BAA5959DB4AAC68ABE9C93A8C2AEB7729F7C84879595A1778369609394A6C8A6C59F9599C47682B5B69D | EASYLOGIC PM2120 POWER & ENERGY METER UP TO 15TH H 7S RS485 CLASS 1 | It is power meter type and device application is power monitoring or sub billing. | Pulse output | Optic
| 92 | Electrical Distribution (LV) | Power Meter | Energy Meter | EASYLOGIC PM2120 POWER & ENERGY METER UP TO 15TH H 7S RS485 | 2265276 | METSEPM2120 | SCHNEIDER ELECTRIC | 9850 | https://pim-kvc.soneparsea.com:3443/PictureServer/default.aspx/schneider-metsepm2120_image1.jpg?A3889C9397807479A2A1C7A8BAA5959DB4AAC672BF9CA4A7B5B5C17783696093B9B2B5ACB7685E9EC0AC | https://pim-kvc.soneparsea.com:3443/PictureServer/default.aspx/SchneiderElectric-METSEPM2120_Datasheet1.pdf?A3889C9397807479A2A1A7A8BAA5959DB4AAC68ABE9C93A8C2AEB7729F7C84879595A1778369609394A6C8A6C59F9599C47682B5B69D | EASYLOGIC PM2120 POWER & ENERGY METER UP TO 15TH H 7S RS485 CLASS 1 | It is power meter type and device application is power monitoring or sub billing. | Pulse type | S0
| 92 | Electrical Distribution (LV) | Power Meter | Energy Meter | EASYLOGIC PM2120 POWER & ENERGY METER UP TO 15TH H 7S RS485 | 2265276 | METSEPM2120 | SCHNEIDER ELECTRIC | 9850 | https://pim-kvc.soneparsea.com:3443/PictureServer/default.aspx/schneider-metsepm2120_image1.jpg?A3889C9397807479A2A1C7A8BAA5959DB4AAC672BF9CA4A7B5B5C17783696093B9B2B5ACB7685E9EC0AC | https://pim-kvc.soneparsea.com:3443/PictureServer/default.aspx/SchneiderElectric-METSEPM2120_Datasheet1.pdf?A3889C9397807479A2A1A7A8BAA5959DB4AAC68ABE9C93A8C2AEB7729F7C84879595A1778369609394A6C8A6C59F9599C47682B5B69D | EASYLOGIC PM2120 POWER & ENERGY METER UP TO 15TH H 7S RS485 CLASS 1 | It is power meter type and device application is power monitoring or sub billing. | Pulse rate | 1...9999000Imp/kWh (kvarh)
| 92 | Electrical Distribution (LV) | Power Meter | Energy Meter | EASYLOGIC PM2120 POWER & ENERGY METER UP TO 15TH H 7S RS485 | 2265276 | METSEPM2120 | SCHNEIDER ELECTRIC | 9850 | https://pim-kvc.soneparsea.com:3443/PictureServer/default.aspx/schneider-metsepm2120_image1.jpg?A3889C9397807479A2A1C7A8BAA5959DB4AAC672BF9CA4A7B5B5C17783696093B9B2B5ACB7685E9EC0AC | https://pim-kvc.soneparsea.com:3443/PictureServer/default.aspx/SchneiderElectric-METSEPM2120_Datasheet1.pdf?A3889C9397807479A2A1A7A8BAA5959DB4AAC68ABE9C93A8C2AEB7729F7C84879595A1778369609394A6C8A6C59F9599C47682B5B69D | EASYLOGIC PM2120 POWER & ENERGY METER UP TO 15TH H 7S RS485 CLASS 1 | It is power meter type and device application is power monitoring or sub billing. | Type of indication | Digital
| 92 | Electrical Distribution (LV) | Power Meter | Energy Meter | EASYLOGIC PM2120 POWER & ENERGY METER UP TO 15TH H 7S RS485 | 2265276 | METSEPM2120 | SCHNEIDER ELECTRIC | 9850 | https://pim-kvc.soneparsea.com:3443/PictureServer/default.aspx/schneider-metsepm2120_image1.jpg?A3889C9397807479A2A1C7A8BAA5959DB4AAC672BF9CA4A7B5B5C17783696093B9B2B5ACB7685E9EC0AC | https://pim-kvc.soneparsea.com:3443/PictureServer/default.aspx/SchneiderElectric-METSEPM2120_Datasheet1.pdf?A3889C9397807479A2A1A7A8BAA5959DB4AAC68ABE9C93A8C2AEB7729F7C84879595A1778369609394A6C8A6C59F9599C47682B5B69D | EASYLOGIC PM2120 POWER & ENERGY METER UP TO 15TH H 7S RS485 CLASS 1 | It is power meter type and device application is power monitoring or sub billing. | Mounting method | Front mounting
| 92 | Electrical Distribution (LV) | Power Meter | Energy Meter | EASYLOGIC PM2120 POWER & ENERGY METER UP TO 15TH H 7S RS485 | 2265276 | METSEPM2120 | SCHNEIDER ELECTRIC | 9850 | https://pim-kvc.soneparsea.com:3443/PictureServer/default.aspx/schneider-metsepm2120_image1.jpg?A3889C9397807479A2A1C7A8BAA5959DB4AAC672BF9CA4A7B5B5C17783696093B9B2B5ACB7685E9EC0AC | https://pim-kvc.soneparsea.com:3443/PictureServer/default.aspx/SchneiderElectric-METSEPM2120_Datasheet1.pdf?A3889C9397807479A2A1A7A8BAA5959DB4AAC68ABE9C93A8C2AEB7729F7C84879595A1778369609394A6C8A6C59F9599C47682B5B69D | EASYLOGIC PM2120 POWER & ENERGY METER UP TO 15TH H 7S RS485 CLASS 1 | It is power meter type and device application is power monitoring or sub billing. | Width in number of modular spacings | 0
| 92 | Electrical Distribution (LV) | Power Meter | Energy Meter | EASYLOGIC PM2120 POWER & ENERGY METER UP TO 15TH H 7S RS485 | 2265276 | METSEPM2120 | SCHNEIDER ELECTRIC | 9850 | https://pim-kvc.soneparsea.com:3443/PictureServer/default.aspx/schneider-metsepm2120_image1.jpg?A3889C9397807479A2A1C7A8BAA5959DB4AAC672BF9CA4A7B5B5C17783696093B9B2B5ACB7685E9EC0AC | https://pim-kvc.soneparsea.com:3443/PictureServer/default.aspx/SchneiderElectric-METSEPM2120_Datasheet1.pdf?A3889C9397807479A2A1A7A8BAA5959DB4AAC68ABE9C93A8C2AEB7729F7C84879595A1778369609394A6C8A6C59F9599C47682B5B69D | EASYLOGIC PM2120 POWER & ENERGY METER UP TO 15TH H 7S RS485 CLASS 1 | It is power meter type and device application is power monitoring or sub billing. | Type of interface | RS-485
| 92 | Electrical Distribution (LV) | Power Meter | Energy Meter | EASYLOGIC PM2120 POWER & ENERGY METER UP TO 15TH H 7S RS485 | 2265276 | METSEPM2120 | SCHNEIDER ELECTRIC | 9850 | https://pim-kvc.soneparsea.com:3443/PictureServer/default.aspx/schneider-metsepm2120_image1.jpg?A3889C9397807479A2A1C7A8BAA5959DB4AAC672BF9CA4A7B5B5C17783696093B9B2B5ACB7685E9EC0AC | https://pim-kvc.soneparsea.com:3443/PictureServer/default.aspx/SchneiderElectric-METSEPM2120_Datasheet1.pdf?A3889C9397807479A2A1A7A8BAA5959DB4AAC68ABE9C93A8C2AEB7729F7C84879595A1778369609394A6C8A6C59F9599C47682B5B69D | EASYLOGIC PM2120 POWER & ENERGY METER UP TO 15TH H 7S RS485 CLASS 1 | It is power meter type and device application is power monitoring or sub billing. | EEC40 signature | no
| 93 | Electrical Distribution (LV) | Distribution Box and Enclosure | Enclosures | MINI KAEDRA FOR MODULAR DEVICE 1 X 12 MODULES 267 X 200MM | 2337658 | 13979 | SCHNEIDER ELECTRIC | 4645 | https://pim-kvc.soneparsea.com:3443/PictureServer/default.aspx/SCHNEIDER-13979_Image1.jpg?A3889C9397807479A2A1A7889A85757D948AA672836A696B89A49DB2B39E95657EAFC4AC | https://pim-kvc.soneparsea.com:3443/PictureServer/default.aspx/SchneiderElectric-13979_Datasheet1.pdf?A3889C9397807479A2A1A7A8BAA5959DB4AAC68ABE9C93A8C2AEB772836A696B89A498A6C698A39CB5AAC87680A7949A | MINI KAEDRA FOR MODULAR DEVICE 1 X 12 MODULES 267 X 200MM 7 PRE-CUTOUTS | EVlink Pro AC enables highly reliable, flexible, and sustainable smart charging for buildings, optimizing energy consumption, maximizing uptime and efficiency, and ensuring a seamless user experience for EV installers, operators, and drivers. | Mounting method | Surface mounted (plaster)
| 93 | Electrical Distribution (LV) | Distribution Box and Enclosure | Enclosures | MINI KAEDRA FOR MODULAR DEVICE 1 X 12 MODULES 267 X 200MM | 2337658 | 13979 | SCHNEIDER ELECTRIC | 4645 | https://pim-kvc.soneparsea.com:3443/PictureServer/default.aspx/SCHNEIDER-13979_Image1.jpg?A3889C9397807479A2A1A7889A85757D948AA672836A696B89A49DB2B39E95657EAFC4AC | https://pim-kvc.soneparsea.com:3443/PictureServer/default.aspx/SchneiderElectric-13979_Datasheet1.pdf?A3889C9397807479A2A1A7A8BAA5959DB4AAC68ABE9C93A8C2AEB772836A696B89A498A6C698A39CB5AAC87680A7949A | MINI KAEDRA FOR MODULAR DEVICE 1 X 12 MODULES 267 X 200MM 7 PRE-CUTOUTS | EVlink Pro AC enables highly reliable, flexible, and sustainable smart charging for buildings, optimizing energy consumption, maximizing uptime and efficiency, and ensuring a seamless user experience for EV installers, operators, and drivers. | Number of rows | 1
| 93 | Electrical Distribution (LV) | Distribution Box and Enclosure | Enclosures | MINI KAEDRA FOR MODULAR DEVICE 1 X 12 MODULES 267 X 200MM | 2337658 | 13979 | SCHNEIDER ELECTRIC | 4645 | https://pim-kvc.soneparsea.com:3443/PictureServer/default.aspx/SCHNEIDER-13979_Image1.jpg?A3889C9397807479A2A1A7889A85757D948AA672836A696B89A49DB2B39E95657EAFC4AC | https://pim-kvc.soneparsea.com:3443/PictureServer/default.aspx/SchneiderElectric-13979_Datasheet1.pdf?A3889C9397807479A2A1A7A8BAA5959DB4AAC68ABE9C93A8C2AEB772836A696B89A498A6C698A39CB5AAC87680A7949A | MINI KAEDRA FOR MODULAR DEVICE 1 X 12 MODULES 267 X 200MM 7 PRE-CUTOUTS | EVlink Pro AC enables highly reliable, flexible, and sustainable smart charging for buildings, optimizing energy consumption, maximizing uptime and efficiency, and ensuring a seamless user experience for EV installers, operators, and drivers. | Width in number of modular spacings | 12
| 93 | Electrical Distribution (LV) | Distribution Box and Enclosure | Enclosures | MINI KAEDRA FOR MODULAR DEVICE 1 X 12 MODULES 267 X 200MM | 2337658 | 13979 | SCHNEIDER ELECTRIC | 4645 | https://pim-kvc.soneparsea.com:3443/PictureServer/default.aspx/SCHNEIDER-13979_Image1.jpg?A3889C9397807479A2A1A7889A85757D948AA672836A696B89A49DB2B39E95657EAFC4AC | https://pim-kvc.soneparsea.com:3443/PictureServer/default.aspx/SchneiderElectric-13979_Datasheet1.pdf?A3889C9397807479A2A1A7A8BAA5959DB4AAC68ABE9C93A8C2AEB772836A696B89A498A6C698A39CB5AAC87680A7949A | MINI KAEDRA FOR MODULAR DEVICE 1 X 12 MODULES 267 X 200MM 7 PRE-CUTOUTS | EVlink Pro AC enables highly reliable, flexible, and sustainable smart charging for buildings, optimizing energy consumption, maximizing uptime and efficiency, and ensuring a seamless user experience for EV installers, operators, and drivers. | Type of cover | Door
| 93 | Electrical Distribution (LV) | Distribution Box and Enclosure | Enclosures | MINI KAEDRA FOR MODULAR DEVICE 1 X 12 MODULES 267 X 200MM | 2337658 | 13979 | SCHNEIDER ELECTRIC | 4645 | https://pim-kvc.soneparsea.com:3443/PictureServer/default.aspx/SCHNEIDER-13979_Image1.jpg?A3889C9397807479A2A1A7889A85757D948AA672836A696B89A49DB2B39E95657EAFC4AC | https://pim-kvc.soneparsea.com:3443/PictureServer/default.aspx/SchneiderElectric-13979_Datasheet1.pdf?A3889C9397807479A2A1A7A8BAA5959DB4AAC68ABE9C93A8C2AEB772836A696B89A498A6C698A39CB5AAC87680A7949A | MINI KAEDRA FOR MODULAR DEVICE 1 X 12 MODULES 267 X 200MM 7 PRE-CUTOUTS | EVlink Pro AC enables highly reliable, flexible, and sustainable smart charging for buildings, optimizing energy consumption, maximizing uptime and efficiency, and ensuring a seamless user experience for EV installers, operators, and drivers. | Cover model | Closed
| 93 | Electrical Distribution (LV) | Distribution Box and Enclosure | Enclosures | MINI KAEDRA FOR MODULAR DEVICE 1 X 12 MODULES 267 X 200MM | 2337658 | 13979 | SCHNEIDER ELECTRIC | 4645 | https://pim-kvc.soneparsea.com:3443/PictureServer/default.aspx/SCHNEIDER-13979_Image1.jpg?A3889C9397807479A2A1A7889A85757D948AA672836A696B89A49DB2B39E95657EAFC4AC | https://pim-kvc.soneparsea.com:3443/PictureServer/default.aspx/SchneiderElectric-13979_Datasheet1.pdf?A3889C9397807479A2A1A7A8BAA5959DB4AAC68ABE9C93A8C2AEB772836A696B89A498A6C698A39CB5AAC87680A7949A | MINI KAEDRA FOR MODULAR DEVICE 1 X 12 MODULES 267 X 200MM 7 PRE-CUTOUTS | EVlink Pro AC enables highly reliable, flexible, and sustainable smart charging for buildings, optimizing energy consumption, maximizing uptime and efficiency, and ensuring a seamless user experience for EV installers, operators, and drivers. | Transparent cover/door | yes
| 93 | Electrical Distribution (LV) | Distribution Box and Enclosure | Enclosures | MINI KAEDRA FOR MODULAR DEVICE 1 X 12 MODULES 267 X 200MM | 2337658 | 13979 | SCHNEIDER ELECTRIC | 4645 | https://pim-kvc.soneparsea.com:3443/PictureServer/default.aspx/SCHNEIDER-13979_Image1.jpg?A3889C9397807479A2A1A7889A85757D948AA672836A696B89A49DB2B39E95657EAFC4AC | https://pim-kvc.soneparsea.com:3443/PictureServer/default.aspx/SchneiderElectric-13979_Datasheet1.pdf?A3889C9397807479A2A1A7A8BAA5959DB4AAC68ABE9C93A8C2AEB772836A696B89A498A6C698A39CB5AAC87680A7949A | MINI KAEDRA FOR MODULAR DEVICE 1 X 12 MODULES 267 X 200MM 7 PRE-CUTOUTS | EVlink Pro AC enables highly reliable, flexible, and sustainable smart charging for buildings, optimizing energy consumption, maximizing uptime and efficiency, and ensuring a seamless user experience for EV installers, operators, and drivers. | Material housing | Plastic
| 93 | Electrical Distribution (LV) | Distribution Box and Enclosure | Enclosures | MINI KAEDRA FOR MODULAR DEVICE 1 X 12 MODULES 267 X 200MM | 2337658 | 13979 | SCHNEIDER ELECTRIC | 4645 | https://pim-kvc.soneparsea.com:3443/PictureServer/default.aspx/SCHNEIDER-13979_Image1.jpg?A3889C9397807479A2A1A7889A85757D948AA672836A696B89A49DB2B39E95657EAFC4AC | https://pim-kvc.soneparsea.com:3443/PictureServer/default.aspx/SchneiderElectric-13979_Datasheet1.pdf?A3889C9397807479A2A1A7A8BAA5959DB4AAC68ABE9C93A8C2AEB772836A696B89A498A6C698A39CB5AAC87680A7949A | MINI KAEDRA FOR MODULAR DEVICE 1 X 12 MODULES 267 X 200MM 7 PRE-CUTOUTS | EVlink Pro AC enables highly reliable, flexible, and sustainable smart charging for buildings, optimizing energy consumption, maximizing uptime and efficiency, and ensuring a seamless user experience for EV installers, operators, and drivers. | Height | 200mm
| 93 | Electrical Distribution (LV) | Distribution Box and Enclosure | Enclosures | MINI KAEDRA FOR MODULAR DEVICE 1 X 12 MODULES 267 X 200MM | 2337658 | 13979 | SCHNEIDER ELECTRIC | 4645 | https://pim-kvc.soneparsea.com:3443/PictureServer/default.aspx/SCHNEIDER-13979_Image1.jpg?A3889C9397807479A2A1A7889A85757D948AA672836A696B89A49DB2B39E95657EAFC4AC | https://pim-kvc.soneparsea.com:3443/PictureServer/default.aspx/SchneiderElectric-13979_Datasheet1.pdf?A3889C9397807479A2A1A7A8BAA5959DB4AAC68ABE9C93A8C2AEB772836A696B89A498A6C698A39CB5AAC87680A7949A | MINI KAEDRA FOR MODULAR DEVICE 1 X 12 MODULES 267 X 200MM 7 PRE-CUTOUTS | EVlink Pro AC enables highly reliable, flexible, and sustainable smart charging for buildings, optimizing energy consumption, maximizing uptime and efficiency, and ensuring a seamless user experience for EV installers, operators, and drivers. | Width | 267mm
| 93 | Electrical Distribution (LV) | Distribution Box and Enclosure | Enclosures | MINI KAEDRA FOR MODULAR DEVICE 1 X 12 MODULES 267 X 200MM | 2337658 | 13979 | SCHNEIDER ELECTRIC | 4645 | https://pim-kvc.soneparsea.com:3443/PictureServer/default.aspx/SCHNEIDER-13979_Image1.jpg?A3889C9397807479A2A1A7889A85757D948AA672836A696B89A49DB2B39E95657EAFC4AC | https://pim-kvc.soneparsea.com:3443/PictureServer/default.aspx/SchneiderElectric-13979_Datasheet1.pdf?A3889C9397807479A2A1A7A8BAA5959DB4AAC68ABE9C93A8C2AEB772836A696B89A498A6C698A39CB5AAC87680A7949A | MINI KAEDRA FOR MODULAR DEVICE 1 X 12 MODULES 267 X 200MM 7 PRE-CUTOUTS | EVlink Pro AC enables highly reliable, flexible, and sustainable smart charging for buildings, optimizing energy consumption, maximizing uptime and efficiency, and ensuring a seamless user experience for EV installers, operators, and drivers. | Depth | 112mm
| 93 | Electrical Distribution (LV) | Distribution Box and Enclosure | Enclosures | MINI KAEDRA FOR MODULAR DEVICE 1 X 12 MODULES 267 X 200MM | 2337658 | 13979 | SCHNEIDER ELECTRIC | 4645 | https://pim-kvc.soneparsea.com:3443/PictureServer/default.aspx/SCHNEIDER-13979_Image1.jpg?A3889C9397807479A2A1A7889A85757D948AA672836A696B89A49DB2B39E95657EAFC4AC | https://pim-kvc.soneparsea.com:3443/PictureServer/default.aspx/SchneiderElectric-13979_Datasheet1.pdf?A3889C9397807479A2A1A7A8BAA5959DB4AAC68ABE9C93A8C2AEB772836A696B89A498A6C698A39CB5AAC87680A7949A | MINI KAEDRA FOR MODULAR DEVICE 1 X 12 MODULES 267 X 200MM 7 PRE-CUTOUTS | EVlink Pro AC enables highly reliable, flexible, and sustainable smart charging for buildings, optimizing energy consumption, maximizing uptime and efficiency, and ensuring a seamless user experience for EV installers, operators, and drivers. | Built-in depth | 0mm
| 93 | Electrical Distribution (LV) | Distribution Box and Enclosure | Enclosures | MINI KAEDRA FOR MODULAR DEVICE 1 X 12 MODULES 267 X 200MM | 2337658 | 13979 | SCHNEIDER ELECTRIC | 4645 | https://pim-kvc.soneparsea.com:3443/PictureServer/default.aspx/SCHNEIDER-13979_Image1.jpg?A3889C9397807479A2A1A7889A85757D948AA672836A696B89A49DB2B39E95657EAFC4AC | https://pim-kvc.soneparsea.com:3443/PictureServer/default.aspx/SchneiderElectric-13979_Datasheet1.pdf?A3889C9397807479A2A1A7A8BAA5959DB4AAC68ABE9C93A8C2AEB772836A696B89A498A6C698A39CB5AAC87680A7949A | MINI KAEDRA FOR MODULAR DEVICE 1 X 12 MODULES 267 X 200MM 7 PRE-CUTOUTS | EVlink Pro AC enables highly reliable, flexible, and sustainable smart charging for buildings, optimizing energy consumption, maximizing uptime and efficiency, and ensuring a seamless user experience for EV installers, operators, and drivers. | DIN-rail | yes
| 93 | Electrical Distribution (LV) | Distribution Box and Enclosure | Enclosures | MINI KAEDRA FOR MODULAR DEVICE 1 X 12 MODULES 267 X 200MM | 2337658 | 13979 | SCHNEIDER ELECTRIC | 4645 | https://pim-kvc.soneparsea.com:3443/PictureServer/default.aspx/SCHNEIDER-13979_Image1.jpg?A3889C9397807479A2A1A7889A85757D948AA672836A696B89A49DB2B39E95657EAFC4AC | https://pim-kvc.soneparsea.com:3443/PictureServer/default.aspx/SchneiderElectric-13979_Datasheet1.pdf?A3889C9397807479A2A1A7A8BAA5959DB4AAC68ABE9C93A8C2AEB772836A696B89A498A6C698A39CB5AAC87680A7949A | MINI KAEDRA FOR MODULAR DEVICE 1 X 12 MODULES 267 X 200MM 7 PRE-CUTOUTS | EVlink Pro AC enables highly reliable, flexible, and sustainable smart charging for buildings, optimizing energy consumption, maximizing uptime and efficiency, and ensuring a seamless user experience for EV installers, operators, and drivers. | With mounting plate | yes
| 93 | Electrical Distribution (LV) | Distribution Box and Enclosure | Enclosures | MINI KAEDRA FOR MODULAR DEVICE 1 X 12 MODULES 267 X 200MM | 2337658 | 13979 | SCHNEIDER ELECTRIC | 4645 | https://pim-kvc.soneparsea.com:3443/PictureServer/default.aspx/SCHNEIDER-13979_Image1.jpg?A3889C9397807479A2A1A7889A85757D948AA672836A696B89A49DB2B39E95657EAFC4AC | https://pim-kvc.soneparsea.com:3443/PictureServer/default.aspx/SchneiderElectric-13979_Datasheet1.pdf?A3889C9397807479A2A1A7A8BAA5959DB4AAC68ABE9C93A8C2AEB772836A696B89A498A6C698A39CB5AAC87680A7949A | MINI KAEDRA FOR MODULAR DEVICE 1 X 12 MODULES 267 X 200MM 7 PRE-CUTOUTS | EVlink Pro AC enables highly reliable, flexible, and sustainable smart charging for buildings, optimizing energy consumption, maximizing uptime and efficiency, and ensuring a seamless user experience for EV installers, operators, and drivers. | Extension possible | yes
| 93 | Electrical Distribution (LV) | Distribution Box and Enclosure | Enclosures | MINI KAEDRA FOR MODULAR DEVICE 1 X 12 MODULES 267 X 200MM | 2337658 | 13979 | SCHNEIDER ELECTRIC | 4645 | https://pim-kvc.soneparsea.com:3443/PictureServer/default.aspx/SCHNEIDER-13979_Image1.jpg?A3889C9397807479A2A1A7889A85757D948AA672836A696B89A49DB2B39E95657EAFC4AC | https://pim-kvc.soneparsea.com:3443/PictureServer/default.aspx/SchneiderElectric-13979_Datasheet1.pdf?A3889C9397807479A2A1A7A8BAA5959DB4AAC68ABE9C93A8C2AEB772836A696B89A498A6C698A39CB5AAC87680A7949A | MINI KAEDRA FOR MODULAR DEVICE 1 X 12 MODULES 267 X 200MM 7 PRE-CUTOUTS | EVlink Pro AC enables highly reliable, flexible, and sustainable smart charging for buildings, optimizing energy consumption, maximizing uptime and efficiency, and ensuring a seamless user experience for EV installers, operators, and drivers. | EMC-version | no
| 93 | Electrical Distribution (LV) | Distribution Box and Enclosure | Enclosures | MINI KAEDRA FOR MODULAR DEVICE 1 X 12 MODULES 267 X 200MM | 2337658 | 13979 | SCHNEIDER ELECTRIC | 4645 | https://pim-kvc.soneparsea.com:3443/PictureServer/default.aspx/SCHNEIDER-13979_Image1.jpg?A3889C9397807479A2A1A7889A85757D948AA672836A696B89A49DB2B39E95657EAFC4AC | https://pim-kvc.soneparsea.com:3443/PictureServer/default.aspx/SchneiderElectric-13979_Datasheet1.pdf?A3889C9397807479A2A1A7A8BAA5959DB4AAC68ABE9C93A8C2AEB772836A696B89A498A6C698A39CB5AAC87680A7949A | MINI KAEDRA FOR MODULAR DEVICE 1 X 12 MODULES 267 X 200MM 7 PRE-CUTOUTS | EVlink Pro AC enables highly reliable, flexible, and sustainable smart charging for buildings, optimizing energy consumption, maximizing uptime and efficiency, and ensuring a seamless user experience for EV installers, operators, and drivers. | Colour | Grey
| 93 | Electrical Distribution (LV) | Distribution Box and Enclosure | Enclosures | MINI KAEDRA FOR MODULAR DEVICE 1 X 12 MODULES 267 X 200MM | 2337658 | 13979 | SCHNEIDER ELECTRIC | 4645 | https://pim-kvc.soneparsea.com:3443/PictureServer/default.aspx/SCHNEIDER-13979_Image1.jpg?A3889C9397807479A2A1A7889A85757D948AA672836A696B89A49DB2B39E95657EAFC4AC | https://pim-kvc.soneparsea.com:3443/PictureServer/default.aspx/SchneiderElectric-13979_Datasheet1.pdf?A3889C9397807479A2A1A7A8BAA5959DB4AAC68ABE9C93A8C2AEB772836A696B89A498A6C698A39CB5AAC87680A7949A | MINI KAEDRA FOR MODULAR DEVICE 1 X 12 MODULES 267 X 200MM 7 PRE-CUTOUTS | EVlink Pro AC enables highly reliable, flexible, and sustainable smart charging for buildings, optimizing energy consumption, maximizing uptime and efficiency, and ensuring a seamless user experience for EV installers, operators, and drivers. | RAL-number | 7035
| 93 | Electrical Distribution (LV) | Distribution Box and Enclosure | Enclosures | MINI KAEDRA FOR MODULAR DEVICE 1 X 12 MODULES 267 X 200MM | 2337658 | 13979 | SCHNEIDER ELECTRIC | 4645 | https://pim-kvc.soneparsea.com:3443/PictureServer/default.aspx/SCHNEIDER-13979_Image1.jpg?A3889C9397807479A2A1A7889A85757D948AA672836A696B89A49DB2B39E95657EAFC4AC | https://pim-kvc.soneparsea.com:3443/PictureServer/default.aspx/SchneiderElectric-13979_Datasheet1.pdf?A3889C9397807479A2A1A7A8BAA5959DB4AAC68ABE9C93A8C2AEB772836A696B89A498A6C698A39CB5AAC87680A7949A | MINI KAEDRA FOR MODULAR DEVICE 1 X 12 MODULES 267 X 200MM 7 PRE-CUTOUTS | EVlink Pro AC enables highly reliable, flexible, and sustainable smart charging for buildings, optimizing energy consumption, maximizing uptime and efficiency, and ensuring a seamless user experience for EV installers, operators, and drivers. | Degree of protection (IP) | IP65
| 93 | Electrical Distribution (LV) | Distribution Box and Enclosure | Enclosures | MINI KAEDRA FOR MODULAR DEVICE 1 X 12 MODULES 267 X 200MM | 2337658 | 13979 | SCHNEIDER ELECTRIC | 4645 | https://pim-kvc.soneparsea.com:3443/PictureServer/default.aspx/SCHNEIDER-13979_Image1.jpg?A3889C9397807479A2A1A7889A85757D948AA672836A696B89A49DB2B39E95657EAFC4AC | https://pim-kvc.soneparsea.com:3443/PictureServer/default.aspx/SchneiderElectric-13979_Datasheet1.pdf?A3889C9397807479A2A1A7A8BAA5959DB4AAC68ABE9C93A8C2AEB772836A696B89A498A6C698A39CB5AAC87680A7949A | MINI KAEDRA FOR MODULAR DEVICE 1 X 12 MODULES 267 X 200MM 7 PRE-CUTOUTS | EVlink Pro AC enables highly reliable, flexible, and sustainable smart charging for buildings, optimizing energy consumption, maximizing uptime and efficiency, and ensuring a seamless user experience for EV installers, operators, and drivers. | With lock | no
| 93 | Electrical Distribution (LV) | Distribution Box and Enclosure | Enclosures | MINI KAEDRA FOR MODULAR DEVICE 1 X 12 MODULES 267 X 200MM | 2337658 | 13979 | SCHNEIDER ELECTRIC | 4645 | https://pim-kvc.soneparsea.com:3443/PictureServer/default.aspx/SCHNEIDER-13979_Image1.jpg?A3889C9397807479A2A1A7889A85757D948AA672836A696B89A49DB2B39E95657EAFC4AC | https://pim-kvc.soneparsea.com:3443/PictureServer/default.aspx/SchneiderElectric-13979_Datasheet1.pdf?A3889C9397807479A2A1A7A8BAA5959DB4AAC68ABE9C93A8C2AEB772836A696B89A498A6C698A39CB5AAC87680A7949A | MINI KAEDRA FOR MODULAR DEVICE 1 X 12 MODULES 267 X 200MM 7 PRE-CUTOUTS | EVlink Pro AC enables highly reliable, flexible, and sustainable smart charging for buildings, optimizing energy consumption, maximizing uptime and efficiency, and ensuring a seamless user experience for EV installers, operators, and drivers. | Type of closure | Other
| 94 | Electrical Distribution (LV) | Distribution Box and Enclosure | Consumer Units | BTDIN CONSUMER UNIT DIN TYPE 18 WAYS | 2448640 | BTC/18DIN | BTICINO | 2300 | https://pim-kvc.soneparsea.com:3443/PictureServer/default.aspx/BTICINO-BTC-18DIN_Image1.jpg?92999D889B857F9092999D889B857F6192999772836F747D9EA49DB2B39E95657EAFC4AC | https://pim-kvc.soneparsea.com:3443/PictureServer/default.aspx/bticino-btdin-series_Datasheet1.pdf?92999D889B857F90B2B9BDA8BBA59F61B2B9B8AEC064A399C2AEB9B8B17B91A8B1B8BCAAB7AB6162C0A9BA | BTDIN CONSUMER UNIT DIN TYPE 18 WAYS | BTDIN with Netatmo is the new range of intelligent DIN modules for direct installation in the electrical panel, in the heart of the house. Without changing your installation habits, using a smartphone it is possible to very easily control lights, household appliances and high energy consumption devices such as induction plates, wallboxes for recharging electric vehicles and air conditioning fancoils. | Width in number of modular spacings | 18
| 94 | Electrical Distribution (LV) | Distribution Box and Enclosure | Consumer Units | BTDIN CONSUMER UNIT DIN TYPE 18 WAYS | 2448640 | BTC/18DIN | BTICINO | 2300 | https://pim-kvc.soneparsea.com:3443/PictureServer/default.aspx/BTICINO-BTC-18DIN_Image1.jpg?92999D889B857F9092999D889B857F6192999772836F747D9EA49DB2B39E95657EAFC4AC | https://pim-kvc.soneparsea.com:3443/PictureServer/default.aspx/bticino-btdin-series_Datasheet1.pdf?92999D889B857F90B2B9BDA8BBA59F61B2B9B8AEC064A399C2AEB9B8B17B91A8B1B8BCAAB7AB6162C0A9BA | BTDIN CONSUMER UNIT DIN TYPE 18 WAYS | BTDIN with Netatmo is the new range of intelligent DIN modules for direct installation in the electrical panel, in the heart of the house. Without changing your installation habits, using a smartphone it is possible to very easily control lights, household appliances and high energy consumption devices such as induction plates, wallboxes for recharging electric vehicles and air conditioning fancoils. | Material housing | Plastic
| 95 | Electrical Distribution (LV) | Distribution Box and Enclosure | Consumer Units | BTPLUG CONSUMER UNIT PLUG-IN TYPE 12 WAYS | 2448644 | BTCN12 | BTICINO | 2100 | https://pim-kvc.soneparsea.com:3443/PictureServer/default.aspx/BTICINO-BTCN12_Image1.jpg?92999D889B857F9092999D889B857F619299979383698F7DBDA6BBAA83659AA4B7 | https://pim-kvc.soneparsea.com:3443/PictureServer/default.aspx/bticino-btplug-series_Datasheet1.pdf?92999D889B857F90B2B9BDA8BBA59F61B2B9C4B1C79E5DA7B5B7BDAAC5967495C4A6C7ADB79CA4657EB5B8AB | BTPLUG CONSUMER UNIT PLUG-IN TYPE 12 WAYS | Circuit breaker Bticino is certified to IEC 60898. Plug-on installation, suitable for installation in a consumer unit for BTPLUG series. | Width in number of modular spacings | 12
| 95 | Electrical Distribution (LV) | Distribution Box and Enclosure | Consumer Units | BTPLUG CONSUMER UNIT PLUG-IN TYPE 12 WAYS | 2448644 | BTCN12 | BTICINO | 2100 | https://pim-kvc.soneparsea.com:3443/PictureServer/default.aspx/BTICINO-BTCN12_Image1.jpg?92999D889B857F9092999D889B857F619299979383698F7DBDA6BBAA83659AA4B7 | https://pim-kvc.soneparsea.com:3443/PictureServer/default.aspx/bticino-btplug-series_Datasheet1.pdf?92999D889B857F90B2B9BDA8BBA59F61B2B9C4B1C79E5DA7B5B7BDAAC5967495C4A6C7ADB79CA4657EB5B8AB | BTPLUG CONSUMER UNIT PLUG-IN TYPE 12 WAYS | Circuit breaker Bticino is certified to IEC 60898. Plug-on installation, suitable for installation in a consumer unit for BTPLUG series. | Material housing | Plastic
| 96 | Electrical Distribution (LV) | Distribution Box and Enclosure | Consumer Units | BTPLUG CONSUMER UNIT PLUG-IN TYPE 21 WAYS | 2448646 | BTCN21 | BTICINO | 3500 | https://pim-kvc.soneparsea.com:3443/PictureServer/default.aspx/BTICINO-BTCN21_Image1.jpg?92999D889B857F9092999D889B857F619299979384688F7DBDA6BBAA83659AA4B7 | https://pim-kvc.soneparsea.com:3443/PictureServer/default.aspx/bticino-btplug-series_Datasheet1.pdf?92999D889B857F90B2B9BDA8BBA59F61B2B9C4B1C79E5DA7B5B7BDAAC5967495C4A6C7ADB79CA4657EB5B8AB | BTPLUG CONSUMER UNIT PLUG-IN TYPE 21 WAYS | Circuit breaker Bticino is certified to IEC 60898. Plug-on installation, suitable for installation in a consumer unit for BTPLUG series. | Width in number of modular spacings | 21
| 96 | Electrical Distribution (LV) | Distribution Box and Enclosure | Consumer Units | BTPLUG CONSUMER UNIT PLUG-IN TYPE 21 WAYS | 2448646 | BTCN21 | BTICINO | 3500 | https://pim-kvc.soneparsea.com:3443/PictureServer/default.aspx/BTICINO-BTCN21_Image1.jpg?92999D889B857F9092999D889B857F619299979384688F7DBDA6BBAA83659AA4B7 | https://pim-kvc.soneparsea.com:3443/PictureServer/default.aspx/bticino-btplug-series_Datasheet1.pdf?92999D889B857F90B2B9BDA8BBA59F61B2B9C4B1C79E5DA7B5B7BDAAC5967495C4A6C7ADB79CA4657EB5B8AB | BTPLUG CONSUMER UNIT PLUG-IN TYPE 21 WAYS | Circuit breaker Bticino is certified to IEC 60898. Plug-on installation, suitable for installation in a consumer unit for BTPLUG series. | Material housing | Plastic
| 97 | Electrical Distribution (LV) | Distribution Box and Enclosure | Consumer Units | BTPLUG CONSUMER UNIT PLUG-IN TYPE 4 WAYS | 2448647 | BTCN4 | BTICINO | 1600 | https://pim-kvc.soneparsea.com:3443/PictureServer/default.aspx/BTICINO-BTCN4_Image1.jpg?92999D889B857F9092999D889B857F6192999793869679A1B1ACB97680A1A09B | https://pim-kvc.soneparsea.com:3443/PictureServer/default.aspx/bticino-btplug-series_Datasheet1.pdf?92999D889B857F90B2B9BDA8BBA59F61B2B9C4B1C79E5DA7B5B7BDAAC5967495C4A6C7ADB79CA4657EB5B8AB | BTPLUG CONSUMER UNIT PLUG-IN TYPE 4 WAYS | Circuit breaker Bticino is certified to IEC 60898. Plug-on installation, suitable for installation in a consumer unit for BTPLUG series. | Width in number of modular spacings | 4
| 97 | Electrical Distribution (LV) | Distribution Box and Enclosure | Consumer Units | BTPLUG CONSUMER UNIT PLUG-IN TYPE 4 WAYS | 2448647 | BTCN4 | BTICINO | 1600 | https://pim-kvc.soneparsea.com:3443/PictureServer/default.aspx/BTICINO-BTCN4_Image1.jpg?92999D889B857F9092999D889B857F6192999793869679A1B1ACB97680A1A09B | https://pim-kvc.soneparsea.com:3443/PictureServer/default.aspx/bticino-btplug-series_Datasheet1.pdf?92999D889B857F90B2B9BDA8BBA59F61B2B9C4B1C79E5DA7B5B7BDAAC5967495C4A6C7ADB79CA4657EB5B8AB | BTPLUG CONSUMER UNIT PLUG-IN TYPE 4 WAYS | Circuit breaker Bticino is certified to IEC 60898. Plug-on installation, suitable for installation in a consumer unit for BTPLUG series. | Material housing | Plastic
| 98 | Electrical Distribution (LV) | Distribution Box and Enclosure | Consumer Units | BTPLUG CONSUMER UNIT PLUG-IN TYPE 8 WAYS | 2448649 | BTCN8 | BTICINO | 1900 | https://pim-kvc.soneparsea.com:3443/PictureServer/default.aspx/BTICINO-BTCN8_Image1.jpg?92999D889B857F9092999D889B857F61929997938A9679A1B1ACB97680A1A09B | https://pim-kvc.soneparsea.com:3443/PictureServer/default.aspx/bticino-btplug-series_Datasheet1.pdf?92999D889B857F90B2B9BDA8BBA59F61B2B9C4B1C79E5DA7B5B7BDAAC5967495C4A6C7ADB79CA4657EB5B8AB | BTPLUG CONSUMER UNIT PLUG-IN TYPE 8 WAYS | Circuit breaker Bticino is certified to IEC 60898. Plug-on installation, suitable for installation in a consumer unit for BTPLUG series. | Width in number of modular spacings | 8
| 98 | Electrical Distribution (LV) | Distribution Box and Enclosure | Consumer Units | BTPLUG CONSUMER UNIT PLUG-IN TYPE 8 WAYS | 2448649 | BTCN8 | BTICINO | 1900 | https://pim-kvc.soneparsea.com:3443/PictureServer/default.aspx/BTICINO-BTCN8_Image1.jpg?92999D889B857F9092999D889B857F61929997938A9679A1B1ACB97680A1A09B | https://pim-kvc.soneparsea.com:3443/PictureServer/default.aspx/bticino-btplug-series_Datasheet1.pdf?92999D889B857F90B2B9BDA8BBA59F61B2B9C4B1C79E5DA7B5B7BDAAC5967495C4A6C7ADB79CA4657EB5B8AB | BTPLUG CONSUMER UNIT PLUG-IN TYPE 8 WAYS | Circuit breaker Bticino is certified to IEC 60898. Plug-on installation, suitable for installation in a consumer unit for BTPLUG series. | Material housing | Plastic
| 99 | Electrical Distribution (LV) | Distribution Box and Enclosure | Load Centers | BTPLUG LOAD CENTER PLUG-IN TYPE E125 12 WAYS | 2448650 | BTLN12MBE125 | BTICINO | 6300 | https://pim-kvc.soneparsea.com:3443/PictureServer/default.aspx/BTICINO-BTLN12MBE125_Image1.jpg?92999D889B857F9092999D889B857F619299A09383697D769576867AB1809D95B7AA8573BCA797 | https://pim-kvc.soneparsea.com:3443/PictureServer/default.aspx/bticino-btplug-series_Datasheet1.pdf?92999D889B857F90B2B9BDA8BBA59F61B2B9C4B1C79E5DA7B5B7BDAAC5967495C4A6C7ADB79CA4657EB5B8AB | BTPLUG LOAD CENTER PLUG-IN TYPE E125 12 WAYS | Circuit breaker Bticino is certified to IEC 60898. Plug-on installation, suitable for installation in a consumer unit for BTPLUG series. | Width in number of modular spacings | 12
| 99 | Electrical Distribution (LV) | Distribution Box and Enclosure | Load Centers | BTPLUG LOAD CENTER PLUG-IN TYPE E125 12 WAYS | 2448650 | BTLN12MBE125 | BTICINO | 6300 | https://pim-kvc.soneparsea.com:3443/PictureServer/default.aspx/BTICINO-BTLN12MBE125_Image1.jpg?92999D889B857F9092999D889B857F619299A09383697D769576867AB1809D95B7AA8573BCA797 | https://pim-kvc.soneparsea.com:3443/PictureServer/default.aspx/bticino-btplug-series_Datasheet1.pdf?92999D889B857F90B2B9BDA8BBA59F61B2B9C4B1C79E5DA7B5B7BDAAC5967495C4A6C7ADB79CA4657EB5B8AB | BTPLUG LOAD CENTER PLUG-IN TYPE E125 12 WAYS | Circuit breaker Bticino is certified to IEC 60898. Plug-on installation, suitable for installation in a consumer unit for BTPLUG series. | Material housing | Plastic
| 100 | Electrical Distribution (LV) | Distribution Box and Enclosure | Load Centers | BTPLUG LOAD CENTER PLUG-IN TYPE E125 18 WAYS | 2448651 | BTLN18MBE125 | BTICINO | 6700 | https://pim-kvc.soneparsea.com:3443/PictureServer/default.aspx/BTICINO-BTLN18MBE125_Image1.jpg?92999D889B857F9092999D889B857F619299A093836F7D769576867AB1809D95B7AA8573BCA797 | https://pim-kvc.soneparsea.com:3443/PictureServer/default.aspx/bticino-btplug-series_Datasheet1.pdf?92999D889B857F90B2B9BDA8BBA59F61B2B9C4B1C79E5DA7B5B7BDAAC5967495C4A6C7ADB79CA4657EB5B8AB | BTPLUG LOAD CENTER PLUG-IN TYPE E125 18 WAYS | Circuit breaker Bticino is certified to IEC 60898. Plug-on installation, suitable for installation in a consumer unit for BTPLUG series. | Width in number of modular spacings | 18
| 100 | Electrical Distribution (LV) | Distribution Box and Enclosure | Load Centers | BTPLUG LOAD CENTER PLUG-IN TYPE E125 18 WAYS | 2448651 | BTLN18MBE125 | BTICINO | 6700 | https://pim-kvc.soneparsea.com:3443/PictureServer/default.aspx/BTICINO-BTLN18MBE125_Image1.jpg?92999D889B857F9092999D889B857F619299A093836F7D769576867AB1809D95B7AA8573BCA797 | https://pim-kvc.soneparsea.com:3443/PictureServer/default.aspx/bticino-btplug-series_Datasheet1.pdf?92999D889B857F90B2B9BDA8BBA59F61B2B9C4B1C79E5DA7B5B7BDAAC5967495C4A6C7ADB79CA4657EB5B8AB | BTPLUG LOAD CENTER PLUG-IN TYPE E125 18 WAYS | Circuit breaker Bticino is certified to IEC 60898. Plug-on installation, suitable for installation in a consumer unit for BTPLUG series. | Material housing | Plastic
| 101 | Electrical Distribution (LV) | Distribution Box and Enclosure | Load Centers | SQUARE D CLASSIC LC EXTENSION BOX | 2497870 | QO3EB | SCHNEIDER ELECTRIC | 4830 | https://pim-kvc.soneparsea.com:3443/PictureServer/default.aspx/schneider-QO3EB_Image1.jpg?A3889C9397807479A2A1C7A8BAA5959DB4AAC672A386637992A49DB2B39E95657EAFC4AC | https://pim-kvc.soneparsea.com:3443/PictureServer/default.aspx/schneider-QO3EB_Datasheet1.pdf?A3889C9397807479A2A1C7A8BAA5959DB4AAC672A386637992A498A6C698A39CB5AAC87680A7949A | SQUARE D CLASSIC LC EXTENSION BOX | Square D Load Center busbar system eliminate wiring inside the enclosure are specifically designed for accepting Square D QO breakers. The busbar system is tested by ASTA to a system rating of 25kA and incoporate a high standard of safety and quality. Square D Load Center is compliant with IEC 60439, BS5486, Part 12 and TIS 1436-2540. Plug-on circuit breaker provide positive connection to the busbar in one click operation. | Transparent cover/door | no
| 101 | Electrical Distribution (LV) | Distribution Box and Enclosure | Load Centers | SQUARE D CLASSIC LC EXTENSION BOX | 2497870 | QO3EB | SCHNEIDER ELECTRIC | 4830 | https://pim-kvc.soneparsea.com:3443/PictureServer/default.aspx/schneider-QO3EB_Image1.jpg?A3889C9397807479A2A1C7A8BAA5959DB4AAC672A386637992A49DB2B39E95657EAFC4AC | https://pim-kvc.soneparsea.com:3443/PictureServer/default.aspx/schneider-QO3EB_Datasheet1.pdf?A3889C9397807479A2A1C7A8BAA5959DB4AAC672A386637992A498A6C698A39CB5AAC87680A7949A | SQUARE D CLASSIC LC EXTENSION BOX | Square D Load Center busbar system eliminate wiring inside the enclosure are specifically designed for accepting Square D QO breakers. The busbar system is tested by ASTA to a system rating of 25kA and incoporate a high standard of safety and quality. Square D Load Center is compliant with IEC 60439, BS5486, Part 12 and TIS 1436-2540. Plug-on circuit breaker provide positive connection to the busbar in one click operation. | Material housing | Plastic
| 101 | Electrical Distribution (LV) | Distribution Box and Enclosure | Load Centers | SQUARE D CLASSIC LC EXTENSION BOX | 2497870 | QO3EB | SCHNEIDER ELECTRIC | 4830 | https://pim-kvc.soneparsea.com:3443/PictureServer/default.aspx/schneider-QO3EB_Image1.jpg?A3889C9397807479A2A1C7A8BAA5959DB4AAC672A386637992A49DB2B39E95657EAFC4AC | https://pim-kvc.soneparsea.com:3443/PictureServer/default.aspx/schneider-QO3EB_Datasheet1.pdf?A3889C9397807479A2A1C7A8BAA5959DB4AAC672A386637992A498A6C698A39CB5AAC87680A7949A | SQUARE D CLASSIC LC EXTENSION BOX | Square D Load Center busbar system eliminate wiring inside the enclosure are specifically designed for accepting Square D QO breakers. The busbar system is tested by ASTA to a system rating of 25kA and incoporate a high standard of safety and quality. Square D Load Center is compliant with IEC 60439, BS5486, Part 12 and TIS 1436-2540. Plug-on circuit breaker provide positive connection to the busbar in one click operation. | Colour | White
| 102 | Electrical Distribution (LV) | Distribution Box and Enclosure | Enclosures | SPACIAL CRN PLAIN DOOR WITH MOUNTING PLATE H600XW500XD250 | 2513417 | NSYCRN65250P | SCHNEIDER ELECTRIC | 8300 | https://pim-kvc.soneparsea.com:3443/PictureServer/default.aspx/SCHNEIDERELECTRIC-NSYCRN65250P_Image1.jpg?A3889C9397807479A2A1A7889A85757D948AA68A9E7C7388A28E9772A08A8977A2938A7A846C6084AF8EC1A6B99C6162BAB5BB | https://pim-kvc.soneparsea.com:3443/PictureServer/default.aspx/SCHNEIDER-NSYCRN65250P_Datasheet1.pdf?A3889C9397807479A2A1A7889A85757D948AA672A08A8977A2938A7A846C6084AF89B5B9B3AA9899B5B98573C29B96 | SPACIAL CRN PLAIN DOOR WITH MOUNTING PLATE H600XW500XD250 IP66 IK10 RAL7035 | Global approach universal enclosure with dedicated accessories regarding the application (automatism, electrical distribution, electronic and network). IP66 enclosure for single door, IP55 for double door. IK10 for plain door and IK08 for glazed door. Steel wall-mounting enclosures for industry. For indoors non-clean industrial environments. | Width | 500mm
| 102 | Electrical Distribution (LV) | Distribution Box and Enclosure | Enclosures | SPACIAL CRN PLAIN DOOR WITH MOUNTING PLATE H600XW500XD250 | 2513417 | NSYCRN65250P | SCHNEIDER ELECTRIC | 8300 | https://pim-kvc.soneparsea.com:3443/PictureServer/default.aspx/SCHNEIDERELECTRIC-NSYCRN65250P_Image1.jpg?A3889C9397807479A2A1A7889A85757D948AA68A9E7C7388A28E9772A08A8977A2938A7A846C6084AF8EC1A6B99C6162BAB5BB | https://pim-kvc.soneparsea.com:3443/PictureServer/default.aspx/SCHNEIDER-NSYCRN65250P_Datasheet1.pdf?A3889C9397807479A2A1A7889A85757D948AA672A08A8977A2938A7A846C6084AF89B5B9B3AA9899B5B98573C29B96 | SPACIAL CRN PLAIN DOOR WITH MOUNTING PLATE H600XW500XD250 IP66 IK10 RAL7035 | Global approach universal enclosure with dedicated accessories regarding the application (automatism, electrical distribution, electronic and network). IP66 enclosure for single door, IP55 for double door. IK10 for plain door and IK08 for glazed door. Steel wall-mounting enclosures for industry. For indoors non-clean industrial environments. | Height | 600mm
| 102 | Electrical Distribution (LV) | Distribution Box and Enclosure | Enclosures | SPACIAL CRN PLAIN DOOR WITH MOUNTING PLATE H600XW500XD250 | 2513417 | NSYCRN65250P | SCHNEIDER ELECTRIC | 8300 | https://pim-kvc.soneparsea.com:3443/PictureServer/default.aspx/SCHNEIDERELECTRIC-NSYCRN65250P_Image1.jpg?A3889C9397807479A2A1A7889A85757D948AA68A9E7C7388A28E9772A08A8977A2938A7A846C6084AF8EC1A6B99C6162BAB5BB | https://pim-kvc.soneparsea.com:3443/PictureServer/default.aspx/SCHNEIDER-NSYCRN65250P_Datasheet1.pdf?A3889C9397807479A2A1A7889A85757D948AA672A08A8977A2938A7A846C6084AF89B5B9B3AA9899B5B98573C29B96 | SPACIAL CRN PLAIN DOOR WITH MOUNTING PLATE H600XW500XD250 IP66 IK10 RAL7035 | Global approach universal enclosure with dedicated accessories regarding the application (automatism, electrical distribution, electronic and network). IP66 enclosure for single door, IP55 for double door. IK10 for plain door and IK08 for glazed door. Steel wall-mounting enclosures for industry. For indoors non-clean industrial environments. | Depth | 250mm
| 102 | Electrical Distribution (LV) | Distribution Box and Enclosure | Enclosures | SPACIAL CRN PLAIN DOOR WITH MOUNTING PLATE H600XW500XD250 | 2513417 | NSYCRN65250P | SCHNEIDER ELECTRIC | 8300 | https://pim-kvc.soneparsea.com:3443/PictureServer/default.aspx/SCHNEIDERELECTRIC-NSYCRN65250P_Image1.jpg?A3889C9397807479A2A1A7889A85757D948AA68A9E7C7388A28E9772A08A8977A2938A7A846C6084AF8EC1A6B99C6162BAB5BB | https://pim-kvc.soneparsea.com:3443/PictureServer/default.aspx/SCHNEIDER-NSYCRN65250P_Datasheet1.pdf?A3889C9397807479A2A1A7889A85757D948AA672A08A8977A2938A7A846C6084AF89B5B9B3AA9899B5B98573C29B96 | SPACIAL CRN PLAIN DOOR WITH MOUNTING PLATE H600XW500XD250 IP66 IK10 RAL7035 | Global approach universal enclosure with dedicated accessories regarding the application (automatism, electrical distribution, electronic and network). IP66 enclosure for single door, IP55 for double door. IK10 for plain door and IK08 for glazed door. Steel wall-mounting enclosures for industry. For indoors non-clean industrial environments. | Material | Steel
| 102 | Electrical Distribution (LV) | Distribution Box and Enclosure | Enclosures | SPACIAL CRN PLAIN DOOR WITH MOUNTING PLATE H600XW500XD250 | 2513417 | NSYCRN65250P | SCHNEIDER ELECTRIC | 8300 | https://pim-kvc.soneparsea.com:3443/PictureServer/default.aspx/SCHNEIDERELECTRIC-NSYCRN65250P_Image1.jpg?A3889C9397807479A2A1A7889A85757D948AA68A9E7C7388A28E9772A08A8977A2938A7A846C6084AF8EC1A6B99C6162BAB5BB | https://pim-kvc.soneparsea.com:3443/PictureServer/default.aspx/SCHNEIDER-NSYCRN65250P_Datasheet1.pdf?A3889C9397807479A2A1A7889A85757D948AA672A08A8977A2938A7A846C6084AF89B5B9B3AA9899B5B98573C29B96 | SPACIAL CRN PLAIN DOOR WITH MOUNTING PLATE H600XW500XD250 IP66 IK10 RAL7035 | Global approach universal enclosure with dedicated accessories regarding the application (automatism, electrical distribution, electronic and network). IP66 enclosure for single door, IP55 for double door. IK10 for plain door and IK08 for glazed door. Steel wall-mounting enclosures for industry. For indoors non-clean industrial environments. | Material quality | Other
| 102 | Electrical Distribution (LV) | Distribution Box and Enclosure | Enclosures | SPACIAL CRN PLAIN DOOR WITH MOUNTING PLATE H600XW500XD250 | 2513417 | NSYCRN65250P | SCHNEIDER ELECTRIC | 8300 | https://pim-kvc.soneparsea.com:3443/PictureServer/default.aspx/SCHNEIDERELECTRIC-NSYCRN65250P_Image1.jpg?A3889C9397807479A2A1A7889A85757D948AA68A9E7C7388A28E9772A08A8977A2938A7A846C6084AF8EC1A6B99C6162BAB5BB | https://pim-kvc.soneparsea.com:3443/PictureServer/default.aspx/SCHNEIDER-NSYCRN65250P_Datasheet1.pdf?A3889C9397807479A2A1A7889A85757D948AA672A08A8977A2938A7A846C6084AF89B5B9B3AA9899B5B98573C29B96 | SPACIAL CRN PLAIN DOOR WITH MOUNTING PLATE H600XW500XD250 IP66 IK10 RAL7035 | Global approach universal enclosure with dedicated accessories regarding the application (automatism, electrical distribution, electronic and network). IP66 enclosure for single door, IP55 for double door. IK10 for plain door and IK08 for glazed door. Steel wall-mounting enclosures for industry. For indoors non-clean industrial environments. | Surface finishing | Powder coating
| 102 | Electrical Distribution (LV) | Distribution Box and Enclosure | Enclosures | SPACIAL CRN PLAIN DOOR WITH MOUNTING PLATE H600XW500XD250 | 2513417 | NSYCRN65250P | SCHNEIDER ELECTRIC | 8300 | https://pim-kvc.soneparsea.com:3443/PictureServer/default.aspx/SCHNEIDERELECTRIC-NSYCRN65250P_Image1.jpg?A3889C9397807479A2A1A7889A85757D948AA68A9E7C7388A28E9772A08A8977A2938A7A846C6084AF8EC1A6B99C6162BAB5BB | https://pim-kvc.soneparsea.com:3443/PictureServer/default.aspx/SCHNEIDER-NSYCRN65250P_Datasheet1.pdf?A3889C9397807479A2A1A7889A85757D948AA672A08A8977A2938A7A846C6084AF89B5B9B3AA9899B5B98573C29B96 | SPACIAL CRN PLAIN DOOR WITH MOUNTING PLATE H600XW500XD250 IP66 IK10 RAL7035 | Global approach universal enclosure with dedicated accessories regarding the application (automatism, electrical distribution, electronic and network). IP66 enclosure for single door, IP55 for double door. IK10 for plain door and IK08 for glazed door. Steel wall-mounting enclosures for industry. For indoors non-clean industrial environments. | Colour | Grey
| 102 | Electrical Distribution (LV) | Distribution Box and Enclosure | Enclosures | SPACIAL CRN PLAIN DOOR WITH MOUNTING PLATE H600XW500XD250 | 2513417 | NSYCRN65250P | SCHNEIDER ELECTRIC | 8300 | https://pim-kvc.soneparsea.com:3443/PictureServer/default.aspx/SCHNEIDERELECTRIC-NSYCRN65250P_Image1.jpg?A3889C9397807479A2A1A7889A85757D948AA68A9E7C7388A28E9772A08A8977A2938A7A846C6084AF8EC1A6B99C6162BAB5BB | https://pim-kvc.soneparsea.com:3443/PictureServer/default.aspx/SCHNEIDER-NSYCRN65250P_Datasheet1.pdf?A3889C9397807479A2A1A7889A85757D948AA672A08A8977A2938A7A846C6084AF89B5B9B3AA9899B5B98573C29B96 | SPACIAL CRN PLAIN DOOR WITH MOUNTING PLATE H600XW500XD250 IP66 IK10 RAL7035 | Global approach universal enclosure with dedicated accessories regarding the application (automatism, electrical distribution, electronic and network). IP66 enclosure for single door, IP55 for double door. IK10 for plain door and IK08 for glazed door. Steel wall-mounting enclosures for industry. For indoors non-clean industrial environments. | RAL-number | 7035
| 102 | Electrical Distribution (LV) | Distribution Box and Enclosure | Enclosures | SPACIAL CRN PLAIN DOOR WITH MOUNTING PLATE H600XW500XD250 | 2513417 | NSYCRN65250P | SCHNEIDER ELECTRIC | 8300 | https://pim-kvc.soneparsea.com:3443/PictureServer/default.aspx/SCHNEIDERELECTRIC-NSYCRN65250P_Image1.jpg?A3889C9397807479A2A1A7889A85757D948AA68A9E7C7388A28E9772A08A8977A2938A7A846C6084AF8EC1A6B99C6162BAB5BB | https://pim-kvc.soneparsea.com:3443/PictureServer/default.aspx/SCHNEIDER-NSYCRN65250P_Datasheet1.pdf?A3889C9397807479A2A1A7889A85757D948AA672A08A8977A2938A7A846C6084AF89B5B9B3AA9899B5B98573C29B96 | SPACIAL CRN PLAIN DOOR WITH MOUNTING PLATE H600XW500XD250 IP66 IK10 RAL7035 | Global approach universal enclosure with dedicated accessories regarding the application (automatism, electrical distribution, electronic and network). IP66 enclosure for single door, IP55 for double door. IK10 for plain door and IK08 for glazed door. Steel wall-mounting enclosures for industry. For indoors non-clean industrial environments. | Floor standing wall model | no
| 102 | Electrical Distribution (LV) | Distribution Box and Enclosure | Enclosures | SPACIAL CRN PLAIN DOOR WITH MOUNTING PLATE H600XW500XD250 | 2513417 | NSYCRN65250P | SCHNEIDER ELECTRIC | 8300 | https://pim-kvc.soneparsea.com:3443/PictureServer/default.aspx/SCHNEIDERELECTRIC-NSYCRN65250P_Image1.jpg?A3889C9397807479A2A1A7889A85757D948AA68A9E7C7388A28E9772A08A8977A2938A7A846C6084AF8EC1A6B99C6162BAB5BB | https://pim-kvc.soneparsea.com:3443/PictureServer/default.aspx/SCHNEIDER-NSYCRN65250P_Datasheet1.pdf?A3889C9397807479A2A1A7889A85757D948AA672A08A8977A2938A7A846C6084AF89B5B9B3AA9899B5B98573C29B96 | SPACIAL CRN PLAIN DOOR WITH MOUNTING PLATE H600XW500XD250 IP66 IK10 RAL7035 | Global approach universal enclosure with dedicated accessories regarding the application (automatism, electrical distribution, electronic and network). IP66 enclosure for single door, IP55 for double door. IK10 for plain door and IK08 for glazed door. Steel wall-mounting enclosures for industry. For indoors non-clean industrial environments. | Suitable for wall mounting | yes
| 102 | Electrical Distribution (LV) | Distribution Box and Enclosure | Enclosures | SPACIAL CRN PLAIN DOOR WITH MOUNTING PLATE H600XW500XD250 | 2513417 | NSYCRN65250P | SCHNEIDER ELECTRIC | 8300 | https://pim-kvc.soneparsea.com:3443/PictureServer/default.aspx/SCHNEIDERELECTRIC-NSYCRN65250P_Image1.jpg?A3889C9397807479A2A1A7889A85757D948AA68A9E7C7388A28E9772A08A8977A2938A7A846C6084AF8EC1A6B99C6162BAB5BB | https://pim-kvc.soneparsea.com:3443/PictureServer/default.aspx/SCHNEIDER-NSYCRN65250P_Datasheet1.pdf?A3889C9397807479A2A1A7889A85757D948AA672A08A8977A2938A7A846C6084AF89B5B9B3AA9899B5B98573C29B96 | SPACIAL CRN PLAIN DOOR WITH MOUNTING PLATE H600XW500XD250 IP66 IK10 RAL7035 | Global approach universal enclosure with dedicated accessories regarding the application (automatism, electrical distribution, electronic and network). IP66 enclosure for single door, IP55 for double door. IK10 for plain door and IK08 for glazed door. Steel wall-mounting enclosures for industry. For indoors non-clean industrial environments. | Connectable | no
| 102 | Electrical Distribution (LV) | Distribution Box and Enclosure | Enclosures | SPACIAL CRN PLAIN DOOR WITH MOUNTING PLATE H600XW500XD250 | 2513417 | NSYCRN65250P | SCHNEIDER ELECTRIC | 8300 | https://pim-kvc.soneparsea.com:3443/PictureServer/default.aspx/SCHNEIDERELECTRIC-NSYCRN65250P_Image1.jpg?A3889C9397807479A2A1A7889A85757D948AA68A9E7C7388A28E9772A08A8977A2938A7A846C6084AF8EC1A6B99C6162BAB5BB | https://pim-kvc.soneparsea.com:3443/PictureServer/default.aspx/SCHNEIDER-NSYCRN65250P_Datasheet1.pdf?A3889C9397807479A2A1A7889A85757D948AA672A08A8977A2938A7A846C6084AF89B5B9B3AA9899B5B98573C29B96 | SPACIAL CRN PLAIN DOOR WITH MOUNTING PLATE H600XW500XD250 IP66 IK10 RAL7035 | Global approach universal enclosure with dedicated accessories regarding the application (automatism, electrical distribution, electronic and network). IP66 enclosure for single door, IP55 for double door. IK10 for plain door and IK08 for glazed door. Steel wall-mounting enclosures for industry. For indoors non-clean industrial environments. | With mounting plate | yes
| 102 | Electrical Distribution (LV) | Distribution Box and Enclosure | Enclosures | SPACIAL CRN PLAIN DOOR WITH MOUNTING PLATE H600XW500XD250 | 2513417 | NSYCRN65250P | SCHNEIDER ELECTRIC | 8300 | https://pim-kvc.soneparsea.com:3443/PictureServer/default.aspx/SCHNEIDERELECTRIC-NSYCRN65250P_Image1.jpg?A3889C9397807479A2A1A7889A85757D948AA68A9E7C7388A28E9772A08A8977A2938A7A846C6084AF8EC1A6B99C6162BAB5BB | https://pim-kvc.soneparsea.com:3443/PictureServer/default.aspx/SCHNEIDER-NSYCRN65250P_Datasheet1.pdf?A3889C9397807479A2A1A7889A85757D948AA672A08A8977A2938A7A846C6084AF89B5B9B3AA9899B5B98573C29B96 | SPACIAL CRN PLAIN DOOR WITH MOUNTING PLATE H600XW500XD250 IP66 IK10 RAL7035 | Global approach universal enclosure with dedicated accessories regarding the application (automatism, electrical distribution, electronic and network). IP66 enclosure for single door, IP55 for double door. IK10 for plain door and IK08 for glazed door. Steel wall-mounting enclosures for industry. For indoors non-clean industrial environments. | Mounting plate depth-adjustable | no
| 102 | Electrical Distribution (LV) | Distribution Box and Enclosure | Enclosures | SPACIAL CRN PLAIN DOOR WITH MOUNTING PLATE H600XW500XD250 | 2513417 | NSYCRN65250P | SCHNEIDER ELECTRIC | 8300 | https://pim-kvc.soneparsea.com:3443/PictureServer/default.aspx/SCHNEIDERELECTRIC-NSYCRN65250P_Image1.jpg?A3889C9397807479A2A1A7889A85757D948AA68A9E7C7388A28E9772A08A8977A2938A7A846C6084AF8EC1A6B99C6162BAB5BB | https://pim-kvc.soneparsea.com:3443/PictureServer/default.aspx/SCHNEIDER-NSYCRN65250P_Datasheet1.pdf?A3889C9397807479A2A1A7889A85757D948AA672A08A8977A2938A7A846C6084AF89B5B9B3AA9899B5B98573C29B96 | SPACIAL CRN PLAIN DOOR WITH MOUNTING PLATE H600XW500XD250 IP66 IK10 RAL7035 | Global approach universal enclosure with dedicated accessories regarding the application (automatism, electrical distribution, electronic and network). IP66 enclosure for single door, IP55 for double door. IK10 for plain door and IK08 for glazed door. Steel wall-mounting enclosures for industry. For indoors non-clean industrial environments. | Suitable for wall built-in | no
| 102 | Electrical Distribution (LV) | Distribution Box and Enclosure | Enclosures | SPACIAL CRN PLAIN DOOR WITH MOUNTING PLATE H600XW500XD250 | 2513417 | NSYCRN65250P | SCHNEIDER ELECTRIC | 8300 | https://pim-kvc.soneparsea.com:3443/PictureServer/default.aspx/SCHNEIDERELECTRIC-NSYCRN65250P_Image1.jpg?A3889C9397807479A2A1A7889A85757D948AA68A9E7C7388A28E9772A08A8977A2938A7A846C6084AF8EC1A6B99C6162BAB5BB | https://pim-kvc.soneparsea.com:3443/PictureServer/default.aspx/SCHNEIDER-NSYCRN65250P_Datasheet1.pdf?A3889C9397807479A2A1A7889A85757D948AA672A08A8977A2938A7A846C6084AF89B5B9B3AA9899B5B98573C29B96 | SPACIAL CRN PLAIN DOOR WITH MOUNTING PLATE H600XW500XD250 IP66 IK10 RAL7035 | Global approach universal enclosure with dedicated accessories regarding the application (automatism, electrical distribution, electronic and network). IP66 enclosure for single door, IP55 for double door. IK10 for plain door and IK08 for glazed door. Steel wall-mounting enclosures for industry. For indoors non-clean industrial environments. | Pole fastening | yes
| 102 | Electrical Distribution (LV) | Distribution Box and Enclosure | Enclosures | SPACIAL CRN PLAIN DOOR WITH MOUNTING PLATE H600XW500XD250 | 2513417 | NSYCRN65250P | SCHNEIDER ELECTRIC | 8300 | https://pim-kvc.soneparsea.com:3443/PictureServer/default.aspx/SCHNEIDERELECTRIC-NSYCRN65250P_Image1.jpg?A3889C9397807479A2A1A7889A85757D948AA68A9E7C7388A28E9772A08A8977A2938A7A846C6084AF8EC1A6B99C6162BAB5BB | https://pim-kvc.soneparsea.com:3443/PictureServer/default.aspx/SCHNEIDER-NSYCRN65250P_Datasheet1.pdf?A3889C9397807479A2A1A7889A85757D948AA672A08A8977A2938A7A846C6084AF89B5B9B3AA9899B5B98573C29B96 | SPACIAL CRN PLAIN DOOR WITH MOUNTING PLATE H600XW500XD250 IP66 IK10 RAL7035 | Global approach universal enclosure with dedicated accessories regarding the application (automatism, electrical distribution, electronic and network). IP66 enclosure for single door, IP55 for double door. IK10 for plain door and IK08 for glazed door. Steel wall-mounting enclosures for industry. For indoors non-clean industrial environments. | Number of doors | 1
| 102 | Electrical Distribution (LV) | Distribution Box and Enclosure | Enclosures | SPACIAL CRN PLAIN DOOR WITH MOUNTING PLATE H600XW500XD250 | 2513417 | NSYCRN65250P | SCHNEIDER ELECTRIC | 8300 | https://pim-kvc.soneparsea.com:3443/PictureServer/default.aspx/SCHNEIDERELECTRIC-NSYCRN65250P_Image1.jpg?A3889C9397807479A2A1A7889A85757D948AA68A9E7C7388A28E9772A08A8977A2938A7A846C6084AF8EC1A6B99C6162BAB5BB | https://pim-kvc.soneparsea.com:3443/PictureServer/default.aspx/SCHNEIDER-NSYCRN65250P_Datasheet1.pdf?A3889C9397807479A2A1A7889A85757D948AA672A08A8977A2938A7A846C6084AF89B5B9B3AA9899B5B98573C29B96 | SPACIAL CRN PLAIN DOOR WITH MOUNTING PLATE H600XW500XD250 IP66 IK10 RAL7035 | Global approach universal enclosure with dedicated accessories regarding the application (automatism, electrical distribution, electronic and network). IP66 enclosure for single door, IP55 for double door. IK10 for plain door and IK08 for glazed door. Steel wall-mounting enclosures for industry. For indoors non-clean industrial environments. | Number of locks | 1
| 102 | Electrical Distribution (LV) | Distribution Box and Enclosure | Enclosures | SPACIAL CRN PLAIN DOOR WITH MOUNTING PLATE H600XW500XD250 | 2513417 | NSYCRN65250P | SCHNEIDER ELECTRIC | 8300 | https://pim-kvc.soneparsea.com:3443/PictureServer/default.aspx/SCHNEIDERELECTRIC-NSYCRN65250P_Image1.jpg?A3889C9397807479A2A1A7889A85757D948AA68A9E7C7388A28E9772A08A8977A2938A7A846C6084AF8EC1A6B99C6162BAB5BB | https://pim-kvc.soneparsea.com:3443/PictureServer/default.aspx/SCHNEIDER-NSYCRN65250P_Datasheet1.pdf?A3889C9397807479A2A1A7889A85757D948AA672A08A8977A2938A7A846C6084AF89B5B9B3AA9899B5B98573C29B96 | SPACIAL CRN PLAIN DOOR WITH MOUNTING PLATE H600XW500XD250 IP66 IK10 RAL7035 | Global approach universal enclosure with dedicated accessories regarding the application (automatism, electrical distribution, electronic and network). IP66 enclosure for single door, IP55 for double door. IK10 for plain door and IK08 for glazed door. Steel wall-mounting enclosures for industry. For indoors non-clean industrial environments. | Suitable for metrical mounting | no
| 102 | Electrical Distribution (LV) | Distribution Box and Enclosure | Enclosures | SPACIAL CRN PLAIN DOOR WITH MOUNTING PLATE H600XW500XD250 | 2513417 | NSYCRN65250P | SCHNEIDER ELECTRIC | 8300 | https://pim-kvc.soneparsea.com:3443/PictureServer/default.aspx/SCHNEIDERELECTRIC-NSYCRN65250P_Image1.jpg?A3889C9397807479A2A1A7889A85757D948AA68A9E7C7388A28E9772A08A8977A2938A7A846C6084AF8EC1A6B99C6162BAB5BB | https://pim-kvc.soneparsea.com:3443/PictureServer/default.aspx/SCHNEIDER-NSYCRN65250P_Datasheet1.pdf?A3889C9397807479A2A1A7889A85757D948AA672A08A8977A2938A7A846C6084AF89B5B9B3AA9899B5B98573C29B96 | SPACIAL CRN PLAIN DOOR WITH MOUNTING PLATE H600XW500XD250 IP66 IK10 RAL7035 | Global approach universal enclosure with dedicated accessories regarding the application (automatism, electrical distribution, electronic and network). IP66 enclosure for single door, IP55 for double door. IK10 for plain door and IK08 for glazed door. Steel wall-mounting enclosures for industry. For indoors non-clean industrial environments. | Suitable for outdoor set-up | no
| 102 | Electrical Distribution (LV) | Distribution Box and Enclosure | Enclosures | SPACIAL CRN PLAIN DOOR WITH MOUNTING PLATE H600XW500XD250 | 2513417 | NSYCRN65250P | SCHNEIDER ELECTRIC | 8300 | https://pim-kvc.soneparsea.com:3443/PictureServer/default.aspx/SCHNEIDERELECTRIC-NSYCRN65250P_Image1.jpg?A3889C9397807479A2A1A7889A85757D948AA68A9E7C7388A28E9772A08A8977A2938A7A846C6084AF8EC1A6B99C6162BAB5BB | https://pim-kvc.soneparsea.com:3443/PictureServer/default.aspx/SCHNEIDER-NSYCRN65250P_Datasheet1.pdf?A3889C9397807479A2A1A7889A85757D948AA672A08A8977A2938A7A846C6084AF89B5B9B3AA9899B5B98573C29B96 | SPACIAL CRN PLAIN DOOR WITH MOUNTING PLATE H600XW500XD250 IP66 IK10 RAL7035 | Global approach universal enclosure with dedicated accessories regarding the application (automatism, electrical distribution, electronic and network). IP66 enclosure for single door, IP55 for double door. IK10 for plain door and IK08 for glazed door. Steel wall-mounting enclosures for industry. For indoors non-clean industrial environments. | Pitched roof | no
| 150 | Switch and Plug | Switches and Sockets | Installation Switches | S-FLEXI SWITCH PLATES HORIZONTAL 3 GANG WHITE | 2518722 | FG1053H_WE | SCHNEIDER ELECTRIC | 21 | https://pim-kvc.soneparsea.com:3443/PictureServer/default.aspx/schneider-FG1053H_WE_Image1.JPG?A3889C9397807479A2A1C7A8BAA5959DB4AAC672987E616485789CA4A97C8F7DBDA6BBAA83657A8497 | https://pim-kvc.soneparsea.com:3443/PictureServer/default.aspx/schneider-FG1053H_WE_Datasheet1.pdf?A3889C9397807479A2A1C7A8BAA5959DB4AAC672987E616485789CA4A97C8F78B1B9B5B8BA9C95A88173C4A9B8 | S-FLEXI SWITCH PLATES HORIZONTAL 3 GANG WHITE | Engineered to deliver the highest level of versatility in installation and combination of modules, S-Flexi is just another masterpiece by Schneider Electric demonstrating a perfect blend of the functional and aesthetic elements in electrical accessories for the contemporary homes. The FlexiFix module-mounting design and the standardised sizing modules combined to work best for you in creating your own switch and socket. S-Flexi Switches and Sockets is undoubtedly the right tool for the one with his own plan to optimise electrical wiring. | Wiring system | Series switch
| 150 | Switch and Plug | Switches and Sockets | Installation Switches | S-FLEXI SWITCH PLATES HORIZONTAL 3 GANG WHITE | 2518722 | FG1053H_WE | SCHNEIDER ELECTRIC | 21 | https://pim-kvc.soneparsea.com:3443/PictureServer/default.aspx/schneider-FG1053H_WE_Image1.JPG?A3889C9397807479A2A1C7A8BAA5959DB4AAC672987E616485789CA4A97C8F7DBDA6BBAA83657A8497 | https://pim-kvc.soneparsea.com:3443/PictureServer/default.aspx/schneider-FG1053H_WE_Datasheet1.pdf?A3889C9397807479A2A1C7A8BAA5959DB4AAC672987E616485789CA4A97C8F78B1B9B5B8BA9C95A88173C4A9B8 | S-FLEXI SWITCH PLATES HORIZONTAL 3 GANG WHITE | Engineered to deliver the highest level of versatility in installation and combination of modules, S-Flexi is just another masterpiece by Schneider Electric demonstrating a perfect blend of the functional and aesthetic elements in electrical accessories for the contemporary homes. The FlexiFix module-mounting design and the standardised sizing modules combined to work best for you in creating your own switch and socket. S-Flexi Switches and Sockets is undoubtedly the right tool for the one with his own plan to optimise electrical wiring. | Method of operation | Rocker/button
| 150 | Switch and Plug | Switches and Sockets | Installation Switches | S-FLEXI SWITCH PLATES HORIZONTAL 3 GANG WHITE | 2518722 | FG1053H_WE | SCHNEIDER ELECTRIC | 21 | https://pim-kvc.soneparsea.com:3443/PictureServer/default.aspx/schneider-FG1053H_WE_Image1.JPG?A3889C9397807479A2A1C7A8BAA5959DB4AAC672987E616485789CA4A97C8F7DBDA6BBAA83657A8497 | https://pim-kvc.soneparsea.com:3443/PictureServer/default.aspx/schneider-FG1053H_WE_Datasheet1.pdf?A3889C9397807479A2A1C7A8BAA5959DB4AAC672987E616485789CA4A97C8F78B1B9B5B8BA9C95A88173C4A9B8 | S-FLEXI SWITCH PLATES HORIZONTAL 3 GANG WHITE | Engineered to deliver the highest level of versatility in installation and combination of modules, S-Flexi is just another masterpiece by Schneider Electric demonstrating a perfect blend of the functional and aesthetic elements in electrical accessories for the contemporary homes. The FlexiFix module-mounting design and the standardised sizing modules combined to work best for you in creating your own switch and socket. S-Flexi Switches and Sockets is undoubtedly the right tool for the one with his own plan to optimise electrical wiring. | Assembly arrangement | Control element
| 150 | Switch and Plug | Switches and Sockets | Installation Switches | S-FLEXI SWITCH PLATES HORIZONTAL 3 GANG WHITE | 2518722 | FG1053H_WE | SCHNEIDER ELECTRIC | 21 | https://pim-kvc.soneparsea.com:3443/PictureServer/default.aspx/schneider-FG1053H_WE_Image1.JPG?A3889C9397807479A2A1C7A8BAA5959DB4AAC672987E616485789CA4A97C8F7DBDA6BBAA83657A8497 | https://pim-kvc.soneparsea.com:3443/PictureServer/default.aspx/schneider-FG1053H_WE_Datasheet1.pdf?A3889C9397807479A2A1C7A8BAA5959DB4AAC672987E616485789CA4A97C8F78B1B9B5B8BA9C95A88173C4A9B8 | S-FLEXI SWITCH PLATES HORIZONTAL 3 GANG WHITE | Engineered to deliver the highest level of versatility in installation and combination of modules, S-Flexi is just another masterpiece by Schneider Electric demonstrating a perfect blend of the functional and aesthetic elements in electrical accessories for the contemporary homes. The FlexiFix module-mounting design and the standardised sizing modules combined to work best for you in creating your own switch and socket. S-Flexi Switches and Sockets is undoubtedly the right tool for the one with his own plan to optimise electrical wiring. | Number of rockers | 3
| 150 | Switch and Plug | Switches and Sockets | Installation Switches | S-FLEXI SWITCH PLATES HORIZONTAL 3 GANG WHITE | 2518722 | FG1053H_WE | SCHNEIDER ELECTRIC | 21 | https://pim-kvc.soneparsea.com:3443/PictureServer/default.aspx/schneider-FG1053H_WE_Image1.JPG?A3889C9397807479A2A1C7A8BAA5959DB4AAC672987E616485789CA4A97C8F7DBDA6BBAA83657A8497 | https://pim-kvc.soneparsea.com:3443/PictureServer/default.aspx/schneider-FG1053H_WE_Datasheet1.pdf?A3889C9397807479A2A1C7A8BAA5959DB4AAC672987E616485789CA4A97C8F78B1B9B5B8BA9C95A88173C4A9B8 | S-FLEXI SWITCH PLATES HORIZONTAL 3 GANG WHITE | Engineered to deliver the highest level of versatility in installation and combination of modules, S-Flexi is just another masterpiece by Schneider Electric demonstrating a perfect blend of the functional and aesthetic elements in electrical accessories for the contemporary homes. The FlexiFix module-mounting design and the standardised sizing modules combined to work best for you in creating your own switch and socket. S-Flexi Switches and Sockets is undoubtedly the right tool for the one with his own plan to optimise electrical wiring. | Material | Plastic
| 150 | Switch and Plug | Switches and Sockets | Installation Switches | S-FLEXI SWITCH PLATES HORIZONTAL 3 GANG WHITE | 2518722 | FG1053H_WE | SCHNEIDER ELECTRIC | 21 | https://pim-kvc.soneparsea.com:3443/PictureServer/default.aspx/schneider-FG1053H_WE_Image1.JPG?A3889C9397807479A2A1C7A8BAA5959DB4AAC672987E616485789CA4A97C8F7DBDA6BBAA83657A8497 | https://pim-kvc.soneparsea.com:3443/PictureServer/default.aspx/schneider-FG1053H_WE_Datasheet1.pdf?A3889C9397807479A2A1C7A8BAA5959DB4AAC672987E616485789CA4A97C8F78B1B9B5B8BA9C95A88173C4A9B8 | S-FLEXI SWITCH PLATES HORIZONTAL 3 GANG WHITE | Engineered to deliver the highest level of versatility in installation and combination of modules, S-Flexi is just another masterpiece by Schneider Electric demonstrating a perfect blend of the functional and aesthetic elements in electrical accessories for the contemporary homes. The FlexiFix module-mounting design and the standardised sizing modules combined to work best for you in creating your own switch and socket. S-Flexi Switches and Sockets is undoubtedly the right tool for the one with his own plan to optimise electrical wiring. | Colour | White
| 149 | Switch and Plug | Switches and Sockets | Installation Switches | S-FLEXI SWITCH 1 WAY 16A 250V WHITE | 2518715 | F50M2_WE | SCHNEIDER ELECTRIC | 43 | https://pim-kvc.soneparsea.com:3443/PictureServer/default.aspx/SCHNEIDER-F50M2_WE_Image1.jpg?A3889C9397807479A2A1A7889A85757D948AA672986C608182A4AB8AB1809D95B7AA8573BCA797 | https://pim-kvc.soneparsea.com:3443/PictureServer/default.aspx/SCHNEIDER-F50M2_WE_Datasheet1.pdf?A3889C9397807479A2A1A7889A85757D948AA672986C608182A4AB8AB17B91A8B1B8BCAAB7AB6162C0A9BA | S-FLEXI SWITCH 1 WAY 16A 250V WHITE | Engineered to deliver the highest level of versatility in installation and combination of modules, S-Flexi is just another masterpiece by Schneider Electric demonstrating a perfect blend of the functional and aesthetic elements in electrical accessories for the contemporary homes. The FlexiFix module-mounting design and the standardised sizing modules combined to work best for you in creating your own switch and socket. S-Flexi Switches and Sockets is undoubtedly the right tool for the one with his own plan to optimise electrical wiring. | Wiring system | Series switch
| 149 | Switch and Plug | Switches and Sockets | Installation Switches | S-FLEXI SWITCH 1 WAY 16A 250V WHITE | 2518715 | F50M2_WE | SCHNEIDER ELECTRIC | 43 | https://pim-kvc.soneparsea.com:3443/PictureServer/default.aspx/SCHNEIDER-F50M2_WE_Image1.jpg?A3889C9397807479A2A1A7889A85757D948AA672986C608182A4AB8AB1809D95B7AA8573BCA797 | https://pim-kvc.soneparsea.com:3443/PictureServer/default.aspx/SCHNEIDER-F50M2_WE_Datasheet1.pdf?A3889C9397807479A2A1A7889A85757D948AA672986C608182A4AB8AB17B91A8B1B8BCAAB7AB6162C0A9BA | S-FLEXI SWITCH 1 WAY 16A 250V WHITE | Engineered to deliver the highest level of versatility in installation and combination of modules, S-Flexi is just another masterpiece by Schneider Electric demonstrating a perfect blend of the functional and aesthetic elements in electrical accessories for the contemporary homes. The FlexiFix module-mounting design and the standardised sizing modules combined to work best for you in creating your own switch and socket. S-Flexi Switches and Sockets is undoubtedly the right tool for the one with his own plan to optimise electrical wiring. | Method of operation | Rocker/button
| 149 | Switch and Plug | Switches and Sockets | Installation Switches | S-FLEXI SWITCH 1 WAY 16A 250V WHITE | 2518715 | F50M2_WE | SCHNEIDER ELECTRIC | 43 | https://pim-kvc.soneparsea.com:3443/PictureServer/default.aspx/SCHNEIDER-F50M2_WE_Image1.jpg?A3889C9397807479A2A1A7889A85757D948AA672986C608182A4AB8AB1809D95B7AA8573BCA797 | https://pim-kvc.soneparsea.com:3443/PictureServer/default.aspx/SCHNEIDER-F50M2_WE_Datasheet1.pdf?A3889C9397807479A2A1A7889A85757D948AA672986C608182A4AB8AB17B91A8B1B8BCAAB7AB6162C0A9BA | S-FLEXI SWITCH 1 WAY 16A 250V WHITE | Engineered to deliver the highest level of versatility in installation and combination of modules, S-Flexi is just another masterpiece by Schneider Electric demonstrating a perfect blend of the functional and aesthetic elements in electrical accessories for the contemporary homes. The FlexiFix module-mounting design and the standardised sizing modules combined to work best for you in creating your own switch and socket. S-Flexi Switches and Sockets is undoubtedly the right tool for the one with his own plan to optimise electrical wiring. | Assembly arrangement | Control element
| 149 | Switch and Plug | Switches and Sockets | Installation Switches | S-FLEXI SWITCH 1 WAY 16A 250V WHITE | 2518715 | F50M2_WE | SCHNEIDER ELECTRIC | 43 | https://pim-kvc.soneparsea.com:3443/PictureServer/default.aspx/SCHNEIDER-F50M2_WE_Image1.jpg?A3889C9397807479A2A1A7889A85757D948AA672986C608182A4AB8AB1809D95B7AA8573BCA797 | https://pim-kvc.soneparsea.com:3443/PictureServer/default.aspx/SCHNEIDER-F50M2_WE_Datasheet1.pdf?A3889C9397807479A2A1A7889A85757D948AA672986C608182A4AB8AB17B91A8B1B8BCAAB7AB6162C0A9BA | S-FLEXI SWITCH 1 WAY 16A 250V WHITE | Engineered to deliver the highest level of versatility in installation and combination of modules, S-Flexi is just another masterpiece by Schneider Electric demonstrating a perfect blend of the functional and aesthetic elements in electrical accessories for the contemporary homes. The FlexiFix module-mounting design and the standardised sizing modules combined to work best for you in creating your own switch and socket. S-Flexi Switches and Sockets is undoubtedly the right tool for the one with his own plan to optimise electrical wiring. | Number of rockers | 1
| 149 | Switch and Plug | Switches and Sockets | Installation Switches | S-FLEXI SWITCH 1 WAY 16A 250V WHITE | 2518715 | F50M2_WE | SCHNEIDER ELECTRIC | 43 | https://pim-kvc.soneparsea.com:3443/PictureServer/default.aspx/SCHNEIDER-F50M2_WE_Image1.jpg?A3889C9397807479A2A1A7889A85757D948AA672986C608182A4AB8AB1809D95B7AA8573BCA797 | https://pim-kvc.soneparsea.com:3443/PictureServer/default.aspx/SCHNEIDER-F50M2_WE_Datasheet1.pdf?A3889C9397807479A2A1A7889A85757D948AA672986C608182A4AB8AB17B91A8B1B8BCAAB7AB6162C0A9BA | S-FLEXI SWITCH 1 WAY 16A 250V WHITE | Engineered to deliver the highest level of versatility in installation and combination of modules, S-Flexi is just another masterpiece by Schneider Electric demonstrating a perfect blend of the functional and aesthetic elements in electrical accessories for the contemporary homes. The FlexiFix module-mounting design and the standardised sizing modules combined to work best for you in creating your own switch and socket. S-Flexi Switches and Sockets is undoubtedly the right tool for the one with his own plan to optimise electrical wiring. | Material | Plastic
| 149 | Switch and Plug | Switches and Sockets | Installation Switches | S-FLEXI SWITCH 1 WAY 16A 250V WHITE | 2518715 | F50M2_WE | SCHNEIDER ELECTRIC | 43 | https://pim-kvc.soneparsea.com:3443/PictureServer/default.aspx/SCHNEIDER-F50M2_WE_Image1.jpg?A3889C9397807479A2A1A7889A85757D948AA672986C608182A4AB8AB1809D95B7AA8573BCA797 | https://pim-kvc.soneparsea.com:3443/PictureServer/default.aspx/SCHNEIDER-F50M2_WE_Datasheet1.pdf?A3889C9397807479A2A1A7889A85757D948AA672986C608182A4AB8AB17B91A8B1B8BCAAB7AB6162C0A9BA | S-FLEXI SWITCH 1 WAY 16A 250V WHITE | Engineered to deliver the highest level of versatility in installation and combination of modules, S-Flexi is just another masterpiece by Schneider Electric demonstrating a perfect blend of the functional and aesthetic elements in electrical accessories for the contemporary homes. The FlexiFix module-mounting design and the standardised sizing modules combined to work best for you in creating your own switch and socket. S-Flexi Switches and Sockets is undoubtedly the right tool for the one with his own plan to optimise electrical wiring. | Colour | White
| 149 | Switch and Plug | Switches and Sockets | Installation Switches | S-FLEXI SWITCH 1 WAY 16A 250V WHITE | 2518715 | F50M2_WE | SCHNEIDER ELECTRIC | 43 | https://pim-kvc.soneparsea.com:3443/PictureServer/default.aspx/SCHNEIDER-F50M2_WE_Image1.jpg?A3889C9397807479A2A1A7889A85757D948AA672986C608182A4AB8AB1809D95B7AA8573BCA797 | https://pim-kvc.soneparsea.com:3443/PictureServer/default.aspx/SCHNEIDER-F50M2_WE_Datasheet1.pdf?A3889C9397807479A2A1A7889A85757D948AA672986C608182A4AB8AB17B91A8B1B8BCAAB7AB6162C0A9BA | S-FLEXI SWITCH 1 WAY 16A 250V WHITE | Engineered to deliver the highest level of versatility in installation and combination of modules, S-Flexi is just another masterpiece by Schneider Electric demonstrating a perfect blend of the functional and aesthetic elements in electrical accessories for the contemporary homes. The FlexiFix module-mounting design and the standardised sizing modules combined to work best for you in creating your own switch and socket. S-Flexi Switches and Sockets is undoubtedly the right tool for the one with his own plan to optimise electrical wiring. | Nominal voltage | 250V
| 149 | Switch and Plug | Switches and Sockets | Installation Switches | S-FLEXI SWITCH 1 WAY 16A 250V WHITE | 2518715 | F50M2_WE | SCHNEIDER ELECTRIC | 43 | https://pim-kvc.soneparsea.com:3443/PictureServer/default.aspx/SCHNEIDER-F50M2_WE_Image1.jpg?A3889C9397807479A2A1A7889A85757D948AA672986C608182A4AB8AB1809D95B7AA8573BCA797 | https://pim-kvc.soneparsea.com:3443/PictureServer/default.aspx/SCHNEIDER-F50M2_WE_Datasheet1.pdf?A3889C9397807479A2A1A7889A85757D948AA672986C608182A4AB8AB17B91A8B1B8BCAAB7AB6162C0A9BA | S-FLEXI SWITCH 1 WAY 16A 250V WHITE | Engineered to deliver the highest level of versatility in installation and combination of modules, S-Flexi is just another masterpiece by Schneider Electric demonstrating a perfect blend of the functional and aesthetic elements in electrical accessories for the contemporary homes. The FlexiFix module-mounting design and the standardised sizing modules combined to work best for you in creating your own switch and socket. S-Flexi Switches and Sockets is undoubtedly the right tool for the one with his own plan to optimise electrical wiring. | Switching current for fluorescent lamps | 16AX