## AutomationControl>IndustrialSw
ImportTicket-xlsx-zsx22ii8k1q&Tx | ลำดับ | รายละเอียดสินค้า
|  | ชื่อหมวดหมู่ชั้นที่ 1 | ชื่อหมวดหมู่ชั้นที่ 2 | ชื่อหมวดหมู่ชั้นที่ 3 | ชื่อสินค้า | รหัสสินค้า | MPN | Brand | ราคาสินค้า | Picture | Datasheet | รายละเอียดย่อ | รายละเอียดเต็ม | หัวข้อฟีเจอร์ | รายละเอียดฟีเจอร์
Example > | 0 | Product Category 1 | Product Sub 1 | Product Sub-sec 1 | Example Product | P0001 | N/A | Brand 1 | 100000 | https://soneparthailand.com/th/_content_images/product/A4BF5596-06F7-632A-0C7B-5BEB6E7DB749.jpg | https://www.quotewerks.com/download/printlayouts/Samples/QuotationSample_A.pdf | เอ๋เวิลด์ เปราะบางโลโก้มอนสเตอร์รากหญ้าพูล เชอร์รี่ไฮเปอร์ตรวจสอบรันเวย์ฟลอร์ เซรามิก | สเปกแอ็กชั่น มหภาคเทรดคอร์ปมหาอุปราชาเฉิ่ม แป๋วมาร์เก็ตเดบิตแมนชั่น โกลด์วีซ่าเซอร์วิส เฟิร์มสไปเดอร์ ออร์เดอร์เช็ก ฮันนีมูนแชมป์กระดี๊กระด๊ารีวิวดยุค ฟินิกซ์ตื้บสมาพันธ์ซัพพลายเออร์โรแมนติก หลวงปู่บู๊ฮาลาลแซ็กโซโฟน ป๋าแอสเตอร์แดรี่ภคันทลาพาธ บอกซ์เยนโหลนเมคอัพ รูบิก จูเนียร์ไอติมเคลียร์ฟลุทมอคคา ทอม แฟกซ์รวมมิตรฟอยล์ แซนด์วิชลอร์ดสคริปต์ยากูซ่า สแล็กผ้าห่มรีสอร์ตแดรี่ สเตย์ธรรมา เที่ยงคืนแอปเปิ้ล คำสาปแคมปัสท็อปบูต สัมนาศิลปากรพาร์บ๊วยอมาตยาธิปไตย แจ๊สไงจัมโบ้ดั๊มพ์ วิว เกจิเคลียร์ ว้อดก้ามั้งคอมพ์ แหม็บโยเกิร์ตซัมเมอร์ ป่าไม้นิวละติน เทคโนแครตเวิร์กช็อปฮาราคีรี แคนยอนแกรนด์ โปรเจ็กต์ เต๊ะแบคโฮเหี่ยวย่นละอ่อนคาปูชิโน วันเวย์ ครูเสดแตงโมฟีเวอร์เจ๊คอลเล็กชั่น ดั๊มพ์วิลเลจกับดัก ชัตเตอร์โบว์ ออเดอร์แชมป์ อุปทานมาร์จินฮิบรูโทรโข่ง จูน แดรี่โยโย่ บุ๋น เอ็นเตอร์เทนดีพาร์ทเมนต์ลีเมอร์ สต็อกเซาท์ มายาคติโกเต็กซ์ไวอากร้าลิมูซีน ออร์เดอร์โมเดิร์นวอล์กร็อคไฮไลต์ ซีเนียร์ริกเตอร์สมาพันธ์ เจ๊วาฟเฟิลฟลุกฮิตคัตเอาต์ คูลเลอร์ยากูซ่า ราสเบอร์รีไฟแนนซ์แคนู ยาวี แม่ค้าชีสเซี้ยว อิกัวนาแมมโบ้ ซีเรียสกุมภาพันธ์ ซัพพลายเออร์ฟลุท เป่ายิ้งฉุบโลโก้หลวงพี่ กีวีตุ๊กตุ๊กเซ็กส์อาร์ติสต์ อริยสงฆ์บาบูนไฮไลท์ซาร์ดีน เมเปิลปาสกาลแรงใจ ปาร์ตี้มาร์กเซนเซอร์แคมเปญ เบอร์รีแพทยสภาวาฟเฟิลแบคโฮแมกกาซีน ชีสสังโฆวิน เซ่นไหว้จิ๊กโก๋กฤษณ์บูติคจอหงวน โคโยตีจังโก้บัลลาสต์คอลเล็กชั่น โปรเจ็ครีเสิร์ช แชมเปญ โปรโมเตอร์แกรนด์สตรอว์เบอร์รีแพกเกจ จีดีพีคลาสสิกแทคติค ฮัมซามูไรเคอร์ฟิวแมชชีน เทเลกราฟแอปเปิ้ลวิลล์ แฟรนไชส์ต่อยอดรีสอร์ต ออร์เดอร์ฟอยล์อ่อนด้อยช็อป รันเวย์ชีสแจ็กพอตอาว์มาราธอน ไตรมาสจอหงวน รอยัลตี้เมจิคชัตเตอร์ ชาร์จแมชีนก๋ากั่นเซฟตี้ ง่าวแมคเคอเรล หม่านโถวโยเกิร์ต แช่แข็งอันตรกิริยา แจ็กพ็อตมะกันล็อบบี้ซิมแผดเผา คาร์ดีพาร์ตเมนต์บลูเบอร์รีโคโยตี้เครป ฮันนีมูนเจลรวมมิตรเซี้ยว | Feature Name 1 | This is feature detail.
Start > | 179 | Automation and Control | Industrial Switch | Push Buttons | HARMONY XB7 PUSHBUTTON 1NO GREEN | 2063808 | XB7NA31 | SCHNEIDER ELECTRIC | 200 | https://pim-kvc.soneparsea.com:3443/PictureServer/default.aspx/schneider-XB7NA31_Image1.jpg?A3889C9397807479A2A1C7A8BAA5959DB4AAC672AA796782917885A49BA4919BB57682AFC29E | https://pim-kvc.soneparsea.com:3443/PictureServer/default.aspx/schneider-XB7-NA31.pdf?81788B76AEAA939CBEAABDA9B7A95D8C927C8193936A6162C0A9BA | HARMONY XB7 PUSHBUTTON 1NO GREEN | This Schneider Electric Harmony XB7 monolithic green push-button operates with a spring return / impulse mechanism and screw clamp terminals. It has 1 x NO contact and a double insulated plastic bezel. This single component push-button provides an ergonomic interface for controlling your machines. It is easily installed into standard 22 mm diameter panel cut-outs and connected to control circuits with classic screw-clamp connections. Its schematic is clearly distinguishable thanks to clear colors and markings, minimizing errors during initial wiring and later maintenance operations. It is impact resistant, dust proof, waterproof and vibration resistant thanks to its IP65, making it ideal for operation in harsh environments. | Number of command positions | 1
| 179 | Automation and Control | Industrial Switch | Push Buttons | HARMONY XB7 PUSHBUTTON 1NO GREEN | 2063808 | XB7NA31 | SCHNEIDER ELECTRIC | 200 | https://pim-kvc.soneparsea.com:3443/PictureServer/default.aspx/schneider-XB7NA31_Image1.jpg?A3889C9397807479A2A1C7A8BAA5959DB4AAC672AA796782917885A49BA4919BB57682AFC29E | https://pim-kvc.soneparsea.com:3443/PictureServer/default.aspx/schneider-XB7-NA31.pdf?81788B76AEAA939CBEAABDA9B7A95D8C927C8193936A6162C0A9BA | HARMONY XB7 PUSHBUTTON 1NO GREEN | This Schneider Electric Harmony XB7 monolithic green push-button operates with a spring return / impulse mechanism and screw clamp terminals. It has 1 x NO contact and a double insulated plastic bezel. This single component push-button provides an ergonomic interface for controlling your machines. It is easily installed into standard 22 mm diameter panel cut-outs and connected to control circuits with classic screw-clamp connections. Its schematic is clearly distinguishable thanks to clear colors and markings, minimizing errors during initial wiring and later maintenance operations. It is impact resistant, dust proof, waterproof and vibration resistant thanks to its IP65, making it ideal for operation in harsh environments. | Type of button | Flat
| 179 | Automation and Control | Industrial Switch | Push Buttons | HARMONY XB7 PUSHBUTTON 1NO GREEN | 2063808 | XB7NA31 | SCHNEIDER ELECTRIC | 200 | https://pim-kvc.soneparsea.com:3443/PictureServer/default.aspx/schneider-XB7NA31_Image1.jpg?A3889C9397807479A2A1C7A8BAA5959DB4AAC672AA796782917885A49BA4919BB57682AFC29E | https://pim-kvc.soneparsea.com:3443/PictureServer/default.aspx/schneider-XB7-NA31.pdf?81788B76AEAA939CBEAABDA9B7A95D8C927C8193936A6162C0A9BA | HARMONY XB7 PUSHBUTTON 1NO GREEN | This Schneider Electric Harmony XB7 monolithic green push-button operates with a spring return / impulse mechanism and screw clamp terminals. It has 1 x NO contact and a double insulated plastic bezel. This single component push-button provides an ergonomic interface for controlling your machines. It is easily installed into standard 22 mm diameter panel cut-outs and connected to control circuits with classic screw-clamp connections. Its schematic is clearly distinguishable thanks to clear colors and markings, minimizing errors during initial wiring and later maintenance operations. It is impact resistant, dust proof, waterproof and vibration resistant thanks to its IP65, making it ideal for operation in harsh environments. | Colour button | Green
| 179 | Automation and Control | Industrial Switch | Push Buttons | HARMONY XB7 PUSHBUTTON 1NO GREEN | 2063808 | XB7NA31 | SCHNEIDER ELECTRIC | 200 | https://pim-kvc.soneparsea.com:3443/PictureServer/default.aspx/schneider-XB7NA31_Image1.jpg?A3889C9397807479A2A1C7A8BAA5959DB4AAC672AA796782917885A49BA4919BB57682AFC29E | https://pim-kvc.soneparsea.com:3443/PictureServer/default.aspx/schneider-XB7-NA31.pdf?81788B76AEAA939CBEAABDA9B7A95D8C927C8193936A6162C0A9BA | HARMONY XB7 PUSHBUTTON 1NO GREEN | This Schneider Electric Harmony XB7 monolithic green push-button operates with a spring return / impulse mechanism and screw clamp terminals. It has 1 x NO contact and a double insulated plastic bezel. This single component push-button provides an ergonomic interface for controlling your machines. It is easily installed into standard 22 mm diameter panel cut-outs and connected to control circuits with classic screw-clamp connections. Its schematic is clearly distinguishable thanks to clear colors and markings, minimizing errors during initial wiring and later maintenance operations. It is impact resistant, dust proof, waterproof and vibration resistant thanks to its IP65, making it ideal for operation in harsh environments. | Construction type lens | Round
| 179 | Automation and Control | Industrial Switch | Push Buttons | HARMONY XB7 PUSHBUTTON 1NO GREEN | 2063808 | XB7NA31 | SCHNEIDER ELECTRIC | 200 | https://pim-kvc.soneparsea.com:3443/PictureServer/default.aspx/schneider-XB7NA31_Image1.jpg?A3889C9397807479A2A1C7A8BAA5959DB4AAC672AA796782917885A49BA4919BB57682AFC29E | https://pim-kvc.soneparsea.com:3443/PictureServer/default.aspx/schneider-XB7-NA31.pdf?81788B76AEAA939CBEAABDA9B7A95D8C927C8193936A6162C0A9BA | HARMONY XB7 PUSHBUTTON 1NO GREEN | This Schneider Electric Harmony XB7 monolithic green push-button operates with a spring return / impulse mechanism and screw clamp terminals. It has 1 x NO contact and a double insulated plastic bezel. This single component push-button provides an ergonomic interface for controlling your machines. It is easily installed into standard 22 mm diameter panel cut-outs and connected to control circuits with classic screw-clamp connections. Its schematic is clearly distinguishable thanks to clear colors and markings, minimizing errors during initial wiring and later maintenance operations. It is impact resistant, dust proof, waterproof and vibration resistant thanks to its IP65, making it ideal for operation in harsh environments. | Hole diameter | 22.5mm
| 179 | Automation and Control | Industrial Switch | Push Buttons | HARMONY XB7 PUSHBUTTON 1NO GREEN | 2063808 | XB7NA31 | SCHNEIDER ELECTRIC | 200 | https://pim-kvc.soneparsea.com:3443/PictureServer/default.aspx/schneider-XB7NA31_Image1.jpg?A3889C9397807479A2A1C7A8BAA5959DB4AAC672AA796782917885A49BA4919BB57682AFC29E | https://pim-kvc.soneparsea.com:3443/PictureServer/default.aspx/schneider-XB7-NA31.pdf?81788B76AEAA939CBEAABDA9B7A95D8C927C8193936A6162C0A9BA | HARMONY XB7 PUSHBUTTON 1NO GREEN | This Schneider Electric Harmony XB7 monolithic green push-button operates with a spring return / impulse mechanism and screw clamp terminals. It has 1 x NO contact and a double insulated plastic bezel. This single component push-button provides an ergonomic interface for controlling your machines. It is easily installed into standard 22 mm diameter panel cut-outs and connected to control circuits with classic screw-clamp connections. Its schematic is clearly distinguishable thanks to clear colors and markings, minimizing errors during initial wiring and later maintenance operations. It is impact resistant, dust proof, waterproof and vibration resistant thanks to its IP65, making it ideal for operation in harsh environments. | Width opening | 0mm
| 179 | Automation and Control | Industrial Switch | Push Buttons | HARMONY XB7 PUSHBUTTON 1NO GREEN | 2063808 | XB7NA31 | SCHNEIDER ELECTRIC | 200 | https://pim-kvc.soneparsea.com:3443/PictureServer/default.aspx/schneider-XB7NA31_Image1.jpg?A3889C9397807479A2A1C7A8BAA5959DB4AAC672AA796782917885A49BA4919BB57682AFC29E | https://pim-kvc.soneparsea.com:3443/PictureServer/default.aspx/schneider-XB7-NA31.pdf?81788B76AEAA939CBEAABDA9B7A95D8C927C8193936A6162C0A9BA | HARMONY XB7 PUSHBUTTON 1NO GREEN | This Schneider Electric Harmony XB7 monolithic green push-button operates with a spring return / impulse mechanism and screw clamp terminals. It has 1 x NO contact and a double insulated plastic bezel. This single component push-button provides an ergonomic interface for controlling your machines. It is easily installed into standard 22 mm diameter panel cut-outs and connected to control circuits with classic screw-clamp connections. Its schematic is clearly distinguishable thanks to clear colors and markings, minimizing errors during initial wiring and later maintenance operations. It is impact resistant, dust proof, waterproof and vibration resistant thanks to its IP65, making it ideal for operation in harsh environments. | Height opening | 0mm
| 179 | Automation and Control | Industrial Switch | Push Buttons | HARMONY XB7 PUSHBUTTON 1NO GREEN | 2063808 | XB7NA31 | SCHNEIDER ELECTRIC | 200 | https://pim-kvc.soneparsea.com:3443/PictureServer/default.aspx/schneider-XB7NA31_Image1.jpg?A3889C9397807479A2A1C7A8BAA5959DB4AAC672AA796782917885A49BA4919BB57682AFC29E | https://pim-kvc.soneparsea.com:3443/PictureServer/default.aspx/schneider-XB7-NA31.pdf?81788B76AEAA939CBEAABDA9B7A95D8C927C8193936A6162C0A9BA | HARMONY XB7 PUSHBUTTON 1NO GREEN | This Schneider Electric Harmony XB7 monolithic green push-button operates with a spring return / impulse mechanism and screw clamp terminals. It has 1 x NO contact and a double insulated plastic bezel. This single component push-button provides an ergonomic interface for controlling your machines. It is easily installed into standard 22 mm diameter panel cut-outs and connected to control circuits with classic screw-clamp connections. Its schematic is clearly distinguishable thanks to clear colors and markings, minimizing errors during initial wiring and later maintenance operations. It is impact resistant, dust proof, waterproof and vibration resistant thanks to its IP65, making it ideal for operation in harsh environments. | Suitable for illumination | no
| 179 | Automation and Control | Industrial Switch | Push Buttons | HARMONY XB7 PUSHBUTTON 1NO GREEN | 2063808 | XB7NA31 | SCHNEIDER ELECTRIC | 200 | https://pim-kvc.soneparsea.com:3443/PictureServer/default.aspx/schneider-XB7NA31_Image1.jpg?A3889C9397807479A2A1C7A8BAA5959DB4AAC672AA796782917885A49BA4919BB57682AFC29E | https://pim-kvc.soneparsea.com:3443/PictureServer/default.aspx/schneider-XB7-NA31.pdf?81788B76AEAA939CBEAABDA9B7A95D8C927C8193936A6162C0A9BA | HARMONY XB7 PUSHBUTTON 1NO GREEN | This Schneider Electric Harmony XB7 monolithic green push-button operates with a spring return / impulse mechanism and screw clamp terminals. It has 1 x NO contact and a double insulated plastic bezel. This single component push-button provides an ergonomic interface for controlling your machines. It is easily installed into standard 22 mm diameter panel cut-outs and connected to control circuits with classic screw-clamp connections. Its schematic is clearly distinguishable thanks to clear colors and markings, minimizing errors during initial wiring and later maintenance operations. It is impact resistant, dust proof, waterproof and vibration resistant thanks to its IP65, making it ideal for operation in harsh environments. | Switching function latching | no
| 179 | Automation and Control | Industrial Switch | Push Buttons | HARMONY XB7 PUSHBUTTON 1NO GREEN | 2063808 | XB7NA31 | SCHNEIDER ELECTRIC | 200 | https://pim-kvc.soneparsea.com:3443/PictureServer/default.aspx/schneider-XB7NA31_Image1.jpg?A3889C9397807479A2A1C7A8BAA5959DB4AAC672AA796782917885A49BA4919BB57682AFC29E | https://pim-kvc.soneparsea.com:3443/PictureServer/default.aspx/schneider-XB7-NA31.pdf?81788B76AEAA939CBEAABDA9B7A95D8C927C8193936A6162C0A9BA | HARMONY XB7 PUSHBUTTON 1NO GREEN | This Schneider Electric Harmony XB7 monolithic green push-button operates with a spring return / impulse mechanism and screw clamp terminals. It has 1 x NO contact and a double insulated plastic bezel. This single component push-button provides an ergonomic interface for controlling your machines. It is easily installed into standard 22 mm diameter panel cut-outs and connected to control circuits with classic screw-clamp connections. Its schematic is clearly distinguishable thanks to clear colors and markings, minimizing errors during initial wiring and later maintenance operations. It is impact resistant, dust proof, waterproof and vibration resistant thanks to its IP65, making it ideal for operation in harsh environments. | Spring-return | yes
| 179 | Automation and Control | Industrial Switch | Push Buttons | HARMONY XB7 PUSHBUTTON 1NO GREEN | 2063808 | XB7NA31 | SCHNEIDER ELECTRIC | 200 | https://pim-kvc.soneparsea.com:3443/PictureServer/default.aspx/schneider-XB7NA31_Image1.jpg?A3889C9397807479A2A1C7A8BAA5959DB4AAC672AA796782917885A49BA4919BB57682AFC29E | https://pim-kvc.soneparsea.com:3443/PictureServer/default.aspx/schneider-XB7-NA31.pdf?81788B76AEAA939CBEAABDA9B7A95D8C927C8193936A6162C0A9BA | HARMONY XB7 PUSHBUTTON 1NO GREEN | This Schneider Electric Harmony XB7 monolithic green push-button operates with a spring return / impulse mechanism and screw clamp terminals. It has 1 x NO contact and a double insulated plastic bezel. This single component push-button provides an ergonomic interface for controlling your machines. It is easily installed into standard 22 mm diameter panel cut-outs and connected to control circuits with classic screw-clamp connections. Its schematic is clearly distinguishable thanks to clear colors and markings, minimizing errors during initial wiring and later maintenance operations. It is impact resistant, dust proof, waterproof and vibration resistant thanks to its IP65, making it ideal for operation in harsh environments. | Supply voltage lamp | 0V
| 179 | Automation and Control | Industrial Switch | Push Buttons | HARMONY XB7 PUSHBUTTON 1NO GREEN | 2063808 | XB7NA31 | SCHNEIDER ELECTRIC | 200 | https://pim-kvc.soneparsea.com:3443/PictureServer/default.aspx/schneider-XB7NA31_Image1.jpg?A3889C9397807479A2A1C7A8BAA5959DB4AAC672AA796782917885A49BA4919BB57682AFC29E | https://pim-kvc.soneparsea.com:3443/PictureServer/default.aspx/schneider-XB7-NA31.pdf?81788B76AEAA939CBEAABDA9B7A95D8C927C8193936A6162C0A9BA | HARMONY XB7 PUSHBUTTON 1NO GREEN | This Schneider Electric Harmony XB7 monolithic green push-button operates with a spring return / impulse mechanism and screw clamp terminals. It has 1 x NO contact and a double insulated plastic bezel. This single component push-button provides an ergonomic interface for controlling your machines. It is easily installed into standard 22 mm diameter panel cut-outs and connected to control circuits with classic screw-clamp connections. Its schematic is clearly distinguishable thanks to clear colors and markings, minimizing errors during initial wiring and later maintenance operations. It is impact resistant, dust proof, waterproof and vibration resistant thanks to its IP65, making it ideal for operation in harsh environments. | Number of contacts as normally open contact | 1
| 179 | Automation and Control | Industrial Switch | Push Buttons | HARMONY XB7 PUSHBUTTON 1NO GREEN | 2063808 | XB7NA31 | SCHNEIDER ELECTRIC | 200 | https://pim-kvc.soneparsea.com:3443/PictureServer/default.aspx/schneider-XB7NA31_Image1.jpg?A3889C9397807479A2A1C7A8BAA5959DB4AAC672AA796782917885A49BA4919BB57682AFC29E | https://pim-kvc.soneparsea.com:3443/PictureServer/default.aspx/schneider-XB7-NA31.pdf?81788B76AEAA939CBEAABDA9B7A95D8C927C8193936A6162C0A9BA | HARMONY XB7 PUSHBUTTON 1NO GREEN | This Schneider Electric Harmony XB7 monolithic green push-button operates with a spring return / impulse mechanism and screw clamp terminals. It has 1 x NO contact and a double insulated plastic bezel. This single component push-button provides an ergonomic interface for controlling your machines. It is easily installed into standard 22 mm diameter panel cut-outs and connected to control circuits with classic screw-clamp connections. Its schematic is clearly distinguishable thanks to clear colors and markings, minimizing errors during initial wiring and later maintenance operations. It is impact resistant, dust proof, waterproof and vibration resistant thanks to its IP65, making it ideal for operation in harsh environments. | Number of contacts as normally closed contact | 0
| 179 | Automation and Control | Industrial Switch | Push Buttons | HARMONY XB7 PUSHBUTTON 1NO GREEN | 2063808 | XB7NA31 | SCHNEIDER ELECTRIC | 200 | https://pim-kvc.soneparsea.com:3443/PictureServer/default.aspx/schneider-XB7NA31_Image1.jpg?A3889C9397807479A2A1C7A8BAA5959DB4AAC672AA796782917885A49BA4919BB57682AFC29E | https://pim-kvc.soneparsea.com:3443/PictureServer/default.aspx/schneider-XB7-NA31.pdf?81788B76AEAA939CBEAABDA9B7A95D8C927C8193936A6162C0A9BA | HARMONY XB7 PUSHBUTTON 1NO GREEN | This Schneider Electric Harmony XB7 monolithic green push-button operates with a spring return / impulse mechanism and screw clamp terminals. It has 1 x NO contact and a double insulated plastic bezel. This single component push-button provides an ergonomic interface for controlling your machines. It is easily installed into standard 22 mm diameter panel cut-outs and connected to control circuits with classic screw-clamp connections. Its schematic is clearly distinguishable thanks to clear colors and markings, minimizing errors during initial wiring and later maintenance operations. It is impact resistant, dust proof, waterproof and vibration resistant thanks to its IP65, making it ideal for operation in harsh environments. | Number of contacts as change-over contact | 0
| 179 | Automation and Control | Industrial Switch | Push Buttons | HARMONY XB7 PUSHBUTTON 1NO GREEN | 2063808 | XB7NA31 | SCHNEIDER ELECTRIC | 200 | https://pim-kvc.soneparsea.com:3443/PictureServer/default.aspx/schneider-XB7NA31_Image1.jpg?A3889C9397807479A2A1C7A8BAA5959DB4AAC672AA796782917885A49BA4919BB57682AFC29E | https://pim-kvc.soneparsea.com:3443/PictureServer/default.aspx/schneider-XB7-NA31.pdf?81788B76AEAA939CBEAABDA9B7A95D8C927C8193936A6162C0A9BA | HARMONY XB7 PUSHBUTTON 1NO GREEN | This Schneider Electric Harmony XB7 monolithic green push-button operates with a spring return / impulse mechanism and screw clamp terminals. It has 1 x NO contact and a double insulated plastic bezel. This single component push-button provides an ergonomic interface for controlling your machines. It is easily installed into standard 22 mm diameter panel cut-outs and connected to control circuits with classic screw-clamp connections. Its schematic is clearly distinguishable thanks to clear colors and markings, minimizing errors during initial wiring and later maintenance operations. It is impact resistant, dust proof, waterproof and vibration resistant thanks to its IP65, making it ideal for operation in harsh environments. | Type of electric connection | Screw connection
| 179 | Automation and Control | Industrial Switch | Push Buttons | HARMONY XB7 PUSHBUTTON 1NO GREEN | 2063808 | XB7NA31 | SCHNEIDER ELECTRIC | 200 | https://pim-kvc.soneparsea.com:3443/PictureServer/default.aspx/schneider-XB7NA31_Image1.jpg?A3889C9397807479A2A1C7A8BAA5959DB4AAC672AA796782917885A49BA4919BB57682AFC29E | https://pim-kvc.soneparsea.com:3443/PictureServer/default.aspx/schneider-XB7-NA31.pdf?81788B76AEAA939CBEAABDA9B7A95D8C927C8193936A6162C0A9BA | HARMONY XB7 PUSHBUTTON 1NO GREEN | This Schneider Electric Harmony XB7 monolithic green push-button operates with a spring return / impulse mechanism and screw clamp terminals. It has 1 x NO contact and a double insulated plastic bezel. This single component push-button provides an ergonomic interface for controlling your machines. It is easily installed into standard 22 mm diameter panel cut-outs and connected to control circuits with classic screw-clamp connections. Its schematic is clearly distinguishable thanks to clear colors and markings, minimizing errors during initial wiring and later maintenance operations. It is impact resistant, dust proof, waterproof and vibration resistant thanks to its IP65, making it ideal for operation in harsh environments. | With front ring | yes
| 179 | Automation and Control | Industrial Switch | Push Buttons | HARMONY XB7 PUSHBUTTON 1NO GREEN | 2063808 | XB7NA31 | SCHNEIDER ELECTRIC | 200 | https://pim-kvc.soneparsea.com:3443/PictureServer/default.aspx/schneider-XB7NA31_Image1.jpg?A3889C9397807479A2A1C7A8BAA5959DB4AAC672AA796782917885A49BA4919BB57682AFC29E | https://pim-kvc.soneparsea.com:3443/PictureServer/default.aspx/schneider-XB7-NA31.pdf?81788B76AEAA939CBEAABDA9B7A95D8C927C8193936A6162C0A9BA | HARMONY XB7 PUSHBUTTON 1NO GREEN | This Schneider Electric Harmony XB7 monolithic green push-button operates with a spring return / impulse mechanism and screw clamp terminals. It has 1 x NO contact and a double insulated plastic bezel. This single component push-button provides an ergonomic interface for controlling your machines. It is easily installed into standard 22 mm diameter panel cut-outs and connected to control circuits with classic screw-clamp connections. Its schematic is clearly distinguishable thanks to clear colors and markings, minimizing errors during initial wiring and later maintenance operations. It is impact resistant, dust proof, waterproof and vibration resistant thanks to its IP65, making it ideal for operation in harsh environments. | Material front ring | Plastic
| 179 | Automation and Control | Industrial Switch | Push Buttons | HARMONY XB7 PUSHBUTTON 1NO GREEN | 2063808 | XB7NA31 | SCHNEIDER ELECTRIC | 200 | https://pim-kvc.soneparsea.com:3443/PictureServer/default.aspx/schneider-XB7NA31_Image1.jpg?A3889C9397807479A2A1C7A8BAA5959DB4AAC672AA796782917885A49BA4919BB57682AFC29E | https://pim-kvc.soneparsea.com:3443/PictureServer/default.aspx/schneider-XB7-NA31.pdf?81788B76AEAA939CBEAABDA9B7A95D8C927C8193936A6162C0A9BA | HARMONY XB7 PUSHBUTTON 1NO GREEN | This Schneider Electric Harmony XB7 monolithic green push-button operates with a spring return / impulse mechanism and screw clamp terminals. It has 1 x NO contact and a double insulated plastic bezel. This single component push-button provides an ergonomic interface for controlling your machines. It is easily installed into standard 22 mm diameter panel cut-outs and connected to control circuits with classic screw-clamp connections. Its schematic is clearly distinguishable thanks to clear colors and markings, minimizing errors during initial wiring and later maintenance operations. It is impact resistant, dust proof, waterproof and vibration resistant thanks to its IP65, making it ideal for operation in harsh environments. | Colour front ring | Black
| 179 | Automation and Control | Industrial Switch | Push Buttons | HARMONY XB7 PUSHBUTTON 1NO GREEN | 2063808 | XB7NA31 | SCHNEIDER ELECTRIC | 200 | https://pim-kvc.soneparsea.com:3443/PictureServer/default.aspx/schneider-XB7NA31_Image1.jpg?A3889C9397807479A2A1C7A8BAA5959DB4AAC672AA796782917885A49BA4919BB57682AFC29E | https://pim-kvc.soneparsea.com:3443/PictureServer/default.aspx/schneider-XB7-NA31.pdf?81788B76AEAA939CBEAABDA9B7A95D8C927C8193936A6162C0A9BA | HARMONY XB7 PUSHBUTTON 1NO GREEN | This Schneider Electric Harmony XB7 monolithic green push-button operates with a spring return / impulse mechanism and screw clamp terminals. It has 1 x NO contact and a double insulated plastic bezel. This single component push-button provides an ergonomic interface for controlling your machines. It is easily installed into standard 22 mm diameter panel cut-outs and connected to control circuits with classic screw-clamp connections. Its schematic is clearly distinguishable thanks to clear colors and markings, minimizing errors during initial wiring and later maintenance operations. It is impact resistant, dust proof, waterproof and vibration resistant thanks to its IP65, making it ideal for operation in harsh environments. | Degree of protection (IP) | IP54
| 180 | Automation and Control | Industrial Switch | Push Buttons | HARMONY XB7 FLUSH PUSHBUTTON Ø22 1NC UNMARKED RED | 2063811 | XB7NA42 | SCHNEIDER ELECTRIC | 200 | https://pim-kvc.soneparsea.com:3443/PictureServer/default.aspx/schneider-XB7NA42_Image1.jpg?A3889C9397807479A2A1C7A8BAA5959DB4AAC672AA796782917986A49BA4919BB57682AFC29E | https://pim-kvc.soneparsea.com:3443/PictureServer/default.aspx/schneider-XB7-NA42.pdf?81788B76AEAA939CBEAABDA9B7A95D8C927C8193936B6262C0A9BA | HARMONY XB7 FLUSH PUSHBUTTON Ø22 1NC UNMARKED RED | This Schneider Electric Harmony XB7 monolithic red push-button operates with a spring return / impulse mechanism and screw clamp terminals. It has 1 x NC contact and a double insulated plastic bezel. This single component push-button provides an ergonomic interface for controlling your machines. It is easily installed into standard 22 mm diameter panel cut-outs and connected to control circuits with classic screw-clamp connections. Its schematic is clearly distinguishable thanks to clear colors and markings, minimizing errors during initial wiring and later maintenance operations. It is impact resistant, dust proof, waterproof and vibration resistant thanks to its IP65, making it ideal for operation in harsh environments. | Number of command positions | 1
| 180 | Automation and Control | Industrial Switch | Push Buttons | HARMONY XB7 FLUSH PUSHBUTTON Ø22 1NC UNMARKED RED | 2063811 | XB7NA42 | SCHNEIDER ELECTRIC | 200 | https://pim-kvc.soneparsea.com:3443/PictureServer/default.aspx/schneider-XB7NA42_Image1.jpg?A3889C9397807479A2A1C7A8BAA5959DB4AAC672AA796782917986A49BA4919BB57682AFC29E | https://pim-kvc.soneparsea.com:3443/PictureServer/default.aspx/schneider-XB7-NA42.pdf?81788B76AEAA939CBEAABDA9B7A95D8C927C8193936B6262C0A9BA | HARMONY XB7 FLUSH PUSHBUTTON Ø22 1NC UNMARKED RED | This Schneider Electric Harmony XB7 monolithic red push-button operates with a spring return / impulse mechanism and screw clamp terminals. It has 1 x NC contact and a double insulated plastic bezel. This single component push-button provides an ergonomic interface for controlling your machines. It is easily installed into standard 22 mm diameter panel cut-outs and connected to control circuits with classic screw-clamp connections. Its schematic is clearly distinguishable thanks to clear colors and markings, minimizing errors during initial wiring and later maintenance operations. It is impact resistant, dust proof, waterproof and vibration resistant thanks to its IP65, making it ideal for operation in harsh environments. | Type of button | Flat
| 180 | Automation and Control | Industrial Switch | Push Buttons | HARMONY XB7 FLUSH PUSHBUTTON Ø22 1NC UNMARKED RED | 2063811 | XB7NA42 | SCHNEIDER ELECTRIC | 200 | https://pim-kvc.soneparsea.com:3443/PictureServer/default.aspx/schneider-XB7NA42_Image1.jpg?A3889C9397807479A2A1C7A8BAA5959DB4AAC672AA796782917986A49BA4919BB57682AFC29E | https://pim-kvc.soneparsea.com:3443/PictureServer/default.aspx/schneider-XB7-NA42.pdf?81788B76AEAA939CBEAABDA9B7A95D8C927C8193936B6262C0A9BA | HARMONY XB7 FLUSH PUSHBUTTON Ø22 1NC UNMARKED RED | This Schneider Electric Harmony XB7 monolithic red push-button operates with a spring return / impulse mechanism and screw clamp terminals. It has 1 x NC contact and a double insulated plastic bezel. This single component push-button provides an ergonomic interface for controlling your machines. It is easily installed into standard 22 mm diameter panel cut-outs and connected to control circuits with classic screw-clamp connections. Its schematic is clearly distinguishable thanks to clear colors and markings, minimizing errors during initial wiring and later maintenance operations. It is impact resistant, dust proof, waterproof and vibration resistant thanks to its IP65, making it ideal for operation in harsh environments. | Colour button | Red
| 180 | Automation and Control | Industrial Switch | Push Buttons | HARMONY XB7 FLUSH PUSHBUTTON Ø22 1NC UNMARKED RED | 2063811 | XB7NA42 | SCHNEIDER ELECTRIC | 200 | https://pim-kvc.soneparsea.com:3443/PictureServer/default.aspx/schneider-XB7NA42_Image1.jpg?A3889C9397807479A2A1C7A8BAA5959DB4AAC672AA796782917986A49BA4919BB57682AFC29E | https://pim-kvc.soneparsea.com:3443/PictureServer/default.aspx/schneider-XB7-NA42.pdf?81788B76AEAA939CBEAABDA9B7A95D8C927C8193936B6262C0A9BA | HARMONY XB7 FLUSH PUSHBUTTON Ø22 1NC UNMARKED RED | This Schneider Electric Harmony XB7 monolithic red push-button operates with a spring return / impulse mechanism and screw clamp terminals. It has 1 x NC contact and a double insulated plastic bezel. This single component push-button provides an ergonomic interface for controlling your machines. It is easily installed into standard 22 mm diameter panel cut-outs and connected to control circuits with classic screw-clamp connections. Its schematic is clearly distinguishable thanks to clear colors and markings, minimizing errors during initial wiring and later maintenance operations. It is impact resistant, dust proof, waterproof and vibration resistant thanks to its IP65, making it ideal for operation in harsh environments. | Construction type lens | Round
| 180 | Automation and Control | Industrial Switch | Push Buttons | HARMONY XB7 FLUSH PUSHBUTTON Ø22 1NC UNMARKED RED | 2063811 | XB7NA42 | SCHNEIDER ELECTRIC | 200 | https://pim-kvc.soneparsea.com:3443/PictureServer/default.aspx/schneider-XB7NA42_Image1.jpg?A3889C9397807479A2A1C7A8BAA5959DB4AAC672AA796782917986A49BA4919BB57682AFC29E | https://pim-kvc.soneparsea.com:3443/PictureServer/default.aspx/schneider-XB7-NA42.pdf?81788B76AEAA939CBEAABDA9B7A95D8C927C8193936B6262C0A9BA | HARMONY XB7 FLUSH PUSHBUTTON Ø22 1NC UNMARKED RED | This Schneider Electric Harmony XB7 monolithic red push-button operates with a spring return / impulse mechanism and screw clamp terminals. It has 1 x NC contact and a double insulated plastic bezel. This single component push-button provides an ergonomic interface for controlling your machines. It is easily installed into standard 22 mm diameter panel cut-outs and connected to control circuits with classic screw-clamp connections. Its schematic is clearly distinguishable thanks to clear colors and markings, minimizing errors during initial wiring and later maintenance operations. It is impact resistant, dust proof, waterproof and vibration resistant thanks to its IP65, making it ideal for operation in harsh environments. | Hole diameter | 22.5mm
| 180 | Automation and Control | Industrial Switch | Push Buttons | HARMONY XB7 FLUSH PUSHBUTTON Ø22 1NC UNMARKED RED | 2063811 | XB7NA42 | SCHNEIDER ELECTRIC | 200 | https://pim-kvc.soneparsea.com:3443/PictureServer/default.aspx/schneider-XB7NA42_Image1.jpg?A3889C9397807479A2A1C7A8BAA5959DB4AAC672AA796782917986A49BA4919BB57682AFC29E | https://pim-kvc.soneparsea.com:3443/PictureServer/default.aspx/schneider-XB7-NA42.pdf?81788B76AEAA939CBEAABDA9B7A95D8C927C8193936B6262C0A9BA | HARMONY XB7 FLUSH PUSHBUTTON Ø22 1NC UNMARKED RED | This Schneider Electric Harmony XB7 monolithic red push-button operates with a spring return / impulse mechanism and screw clamp terminals. It has 1 x NC contact and a double insulated plastic bezel. This single component push-button provides an ergonomic interface for controlling your machines. It is easily installed into standard 22 mm diameter panel cut-outs and connected to control circuits with classic screw-clamp connections. Its schematic is clearly distinguishable thanks to clear colors and markings, minimizing errors during initial wiring and later maintenance operations. It is impact resistant, dust proof, waterproof and vibration resistant thanks to its IP65, making it ideal for operation in harsh environments. | Width opening | 0mm
| 180 | Automation and Control | Industrial Switch | Push Buttons | HARMONY XB7 FLUSH PUSHBUTTON Ø22 1NC UNMARKED RED | 2063811 | XB7NA42 | SCHNEIDER ELECTRIC | 200 | https://pim-kvc.soneparsea.com:3443/PictureServer/default.aspx/schneider-XB7NA42_Image1.jpg?A3889C9397807479A2A1C7A8BAA5959DB4AAC672AA796782917986A49BA4919BB57682AFC29E | https://pim-kvc.soneparsea.com:3443/PictureServer/default.aspx/schneider-XB7-NA42.pdf?81788B76AEAA939CBEAABDA9B7A95D8C927C8193936B6262C0A9BA | HARMONY XB7 FLUSH PUSHBUTTON Ø22 1NC UNMARKED RED | This Schneider Electric Harmony XB7 monolithic red push-button operates with a spring return / impulse mechanism and screw clamp terminals. It has 1 x NC contact and a double insulated plastic bezel. This single component push-button provides an ergonomic interface for controlling your machines. It is easily installed into standard 22 mm diameter panel cut-outs and connected to control circuits with classic screw-clamp connections. Its schematic is clearly distinguishable thanks to clear colors and markings, minimizing errors during initial wiring and later maintenance operations. It is impact resistant, dust proof, waterproof and vibration resistant thanks to its IP65, making it ideal for operation in harsh environments. | Height opening | 0mm
| 180 | Automation and Control | Industrial Switch | Push Buttons | HARMONY XB7 FLUSH PUSHBUTTON Ø22 1NC UNMARKED RED | 2063811 | XB7NA42 | SCHNEIDER ELECTRIC | 200 | https://pim-kvc.soneparsea.com:3443/PictureServer/default.aspx/schneider-XB7NA42_Image1.jpg?A3889C9397807479A2A1C7A8BAA5959DB4AAC672AA796782917986A49BA4919BB57682AFC29E | https://pim-kvc.soneparsea.com:3443/PictureServer/default.aspx/schneider-XB7-NA42.pdf?81788B76AEAA939CBEAABDA9B7A95D8C927C8193936B6262C0A9BA | HARMONY XB7 FLUSH PUSHBUTTON Ø22 1NC UNMARKED RED | This Schneider Electric Harmony XB7 monolithic red push-button operates with a spring return / impulse mechanism and screw clamp terminals. It has 1 x NC contact and a double insulated plastic bezel. This single component push-button provides an ergonomic interface for controlling your machines. It is easily installed into standard 22 mm diameter panel cut-outs and connected to control circuits with classic screw-clamp connections. Its schematic is clearly distinguishable thanks to clear colors and markings, minimizing errors during initial wiring and later maintenance operations. It is impact resistant, dust proof, waterproof and vibration resistant thanks to its IP65, making it ideal for operation in harsh environments. | Suitable for illumination | no
| 180 | Automation and Control | Industrial Switch | Push Buttons | HARMONY XB7 FLUSH PUSHBUTTON Ø22 1NC UNMARKED RED | 2063811 | XB7NA42 | SCHNEIDER ELECTRIC | 200 | https://pim-kvc.soneparsea.com:3443/PictureServer/default.aspx/schneider-XB7NA42_Image1.jpg?A3889C9397807479A2A1C7A8BAA5959DB4AAC672AA796782917986A49BA4919BB57682AFC29E | https://pim-kvc.soneparsea.com:3443/PictureServer/default.aspx/schneider-XB7-NA42.pdf?81788B76AEAA939CBEAABDA9B7A95D8C927C8193936B6262C0A9BA | HARMONY XB7 FLUSH PUSHBUTTON Ø22 1NC UNMARKED RED | This Schneider Electric Harmony XB7 monolithic red push-button operates with a spring return / impulse mechanism and screw clamp terminals. It has 1 x NC contact and a double insulated plastic bezel. This single component push-button provides an ergonomic interface for controlling your machines. It is easily installed into standard 22 mm diameter panel cut-outs and connected to control circuits with classic screw-clamp connections. Its schematic is clearly distinguishable thanks to clear colors and markings, minimizing errors during initial wiring and later maintenance operations. It is impact resistant, dust proof, waterproof and vibration resistant thanks to its IP65, making it ideal for operation in harsh environments. | Switching function latching | no
| 180 | Automation and Control | Industrial Switch | Push Buttons | HARMONY XB7 FLUSH PUSHBUTTON Ø22 1NC UNMARKED RED | 2063811 | XB7NA42 | SCHNEIDER ELECTRIC | 200 | https://pim-kvc.soneparsea.com:3443/PictureServer/default.aspx/schneider-XB7NA42_Image1.jpg?A3889C9397807479A2A1C7A8BAA5959DB4AAC672AA796782917986A49BA4919BB57682AFC29E | https://pim-kvc.soneparsea.com:3443/PictureServer/default.aspx/schneider-XB7-NA42.pdf?81788B76AEAA939CBEAABDA9B7A95D8C927C8193936B6262C0A9BA | HARMONY XB7 FLUSH PUSHBUTTON Ø22 1NC UNMARKED RED | This Schneider Electric Harmony XB7 monolithic red push-button operates with a spring return / impulse mechanism and screw clamp terminals. It has 1 x NC contact and a double insulated plastic bezel. This single component push-button provides an ergonomic interface for controlling your machines. It is easily installed into standard 22 mm diameter panel cut-outs and connected to control circuits with classic screw-clamp connections. Its schematic is clearly distinguishable thanks to clear colors and markings, minimizing errors during initial wiring and later maintenance operations. It is impact resistant, dust proof, waterproof and vibration resistant thanks to its IP65, making it ideal for operation in harsh environments. | Spring-return | yes
| 180 | Automation and Control | Industrial Switch | Push Buttons | HARMONY XB7 FLUSH PUSHBUTTON Ø22 1NC UNMARKED RED | 2063811 | XB7NA42 | SCHNEIDER ELECTRIC | 200 | https://pim-kvc.soneparsea.com:3443/PictureServer/default.aspx/schneider-XB7NA42_Image1.jpg?A3889C9397807479A2A1C7A8BAA5959DB4AAC672AA796782917986A49BA4919BB57682AFC29E | https://pim-kvc.soneparsea.com:3443/PictureServer/default.aspx/schneider-XB7-NA42.pdf?81788B76AEAA939CBEAABDA9B7A95D8C927C8193936B6262C0A9BA | HARMONY XB7 FLUSH PUSHBUTTON Ø22 1NC UNMARKED RED | This Schneider Electric Harmony XB7 monolithic red push-button operates with a spring return / impulse mechanism and screw clamp terminals. It has 1 x NC contact and a double insulated plastic bezel. This single component push-button provides an ergonomic interface for controlling your machines. It is easily installed into standard 22 mm diameter panel cut-outs and connected to control circuits with classic screw-clamp connections. Its schematic is clearly distinguishable thanks to clear colors and markings, minimizing errors during initial wiring and later maintenance operations. It is impact resistant, dust proof, waterproof and vibration resistant thanks to its IP65, making it ideal for operation in harsh environments. | Supply voltage lamp | 0V
| 180 | Automation and Control | Industrial Switch | Push Buttons | HARMONY XB7 FLUSH PUSHBUTTON Ø22 1NC UNMARKED RED | 2063811 | XB7NA42 | SCHNEIDER ELECTRIC | 200 | https://pim-kvc.soneparsea.com:3443/PictureServer/default.aspx/schneider-XB7NA42_Image1.jpg?A3889C9397807479A2A1C7A8BAA5959DB4AAC672AA796782917986A49BA4919BB57682AFC29E | https://pim-kvc.soneparsea.com:3443/PictureServer/default.aspx/schneider-XB7-NA42.pdf?81788B76AEAA939CBEAABDA9B7A95D8C927C8193936B6262C0A9BA | HARMONY XB7 FLUSH PUSHBUTTON Ø22 1NC UNMARKED RED | This Schneider Electric Harmony XB7 monolithic red push-button operates with a spring return / impulse mechanism and screw clamp terminals. It has 1 x NC contact and a double insulated plastic bezel. This single component push-button provides an ergonomic interface for controlling your machines. It is easily installed into standard 22 mm diameter panel cut-outs and connected to control circuits with classic screw-clamp connections. Its schematic is clearly distinguishable thanks to clear colors and markings, minimizing errors during initial wiring and later maintenance operations. It is impact resistant, dust proof, waterproof and vibration resistant thanks to its IP65, making it ideal for operation in harsh environments. | Number of contacts as normally open contact | 0
| 180 | Automation and Control | Industrial Switch | Push Buttons | HARMONY XB7 FLUSH PUSHBUTTON Ø22 1NC UNMARKED RED | 2063811 | XB7NA42 | SCHNEIDER ELECTRIC | 200 | https://pim-kvc.soneparsea.com:3443/PictureServer/default.aspx/schneider-XB7NA42_Image1.jpg?A3889C9397807479A2A1C7A8BAA5959DB4AAC672AA796782917986A49BA4919BB57682AFC29E | https://pim-kvc.soneparsea.com:3443/PictureServer/default.aspx/schneider-XB7-NA42.pdf?81788B76AEAA939CBEAABDA9B7A95D8C927C8193936B6262C0A9BA | HARMONY XB7 FLUSH PUSHBUTTON Ø22 1NC UNMARKED RED | This Schneider Electric Harmony XB7 monolithic red push-button operates with a spring return / impulse mechanism and screw clamp terminals. It has 1 x NC contact and a double insulated plastic bezel. This single component push-button provides an ergonomic interface for controlling your machines. It is easily installed into standard 22 mm diameter panel cut-outs and connected to control circuits with classic screw-clamp connections. Its schematic is clearly distinguishable thanks to clear colors and markings, minimizing errors during initial wiring and later maintenance operations. It is impact resistant, dust proof, waterproof and vibration resistant thanks to its IP65, making it ideal for operation in harsh environments. | Number of contacts as normally closed contact | 1
| 180 | Automation and Control | Industrial Switch | Push Buttons | HARMONY XB7 FLUSH PUSHBUTTON Ø22 1NC UNMARKED RED | 2063811 | XB7NA42 | SCHNEIDER ELECTRIC | 200 | https://pim-kvc.soneparsea.com:3443/PictureServer/default.aspx/schneider-XB7NA42_Image1.jpg?A3889C9397807479A2A1C7A8BAA5959DB4AAC672AA796782917986A49BA4919BB57682AFC29E | https://pim-kvc.soneparsea.com:3443/PictureServer/default.aspx/schneider-XB7-NA42.pdf?81788B76AEAA939CBEAABDA9B7A95D8C927C8193936B6262C0A9BA | HARMONY XB7 FLUSH PUSHBUTTON Ø22 1NC UNMARKED RED | This Schneider Electric Harmony XB7 monolithic red push-button operates with a spring return / impulse mechanism and screw clamp terminals. It has 1 x NC contact and a double insulated plastic bezel. This single component push-button provides an ergonomic interface for controlling your machines. It is easily installed into standard 22 mm diameter panel cut-outs and connected to control circuits with classic screw-clamp connections. Its schematic is clearly distinguishable thanks to clear colors and markings, minimizing errors during initial wiring and later maintenance operations. It is impact resistant, dust proof, waterproof and vibration resistant thanks to its IP65, making it ideal for operation in harsh environments. | Number of contacts as change-over contact | 0
| 180 | Automation and Control | Industrial Switch | Push Buttons | HARMONY XB7 FLUSH PUSHBUTTON Ø22 1NC UNMARKED RED | 2063811 | XB7NA42 | SCHNEIDER ELECTRIC | 200 | https://pim-kvc.soneparsea.com:3443/PictureServer/default.aspx/schneider-XB7NA42_Image1.jpg?A3889C9397807479A2A1C7A8BAA5959DB4AAC672AA796782917986A49BA4919BB57682AFC29E | https://pim-kvc.soneparsea.com:3443/PictureServer/default.aspx/schneider-XB7-NA42.pdf?81788B76AEAA939CBEAABDA9B7A95D8C927C8193936B6262C0A9BA | HARMONY XB7 FLUSH PUSHBUTTON Ø22 1NC UNMARKED RED | This Schneider Electric Harmony XB7 monolithic red push-button operates with a spring return / impulse mechanism and screw clamp terminals. It has 1 x NC contact and a double insulated plastic bezel. This single component push-button provides an ergonomic interface for controlling your machines. It is easily installed into standard 22 mm diameter panel cut-outs and connected to control circuits with classic screw-clamp connections. Its schematic is clearly distinguishable thanks to clear colors and markings, minimizing errors during initial wiring and later maintenance operations. It is impact resistant, dust proof, waterproof and vibration resistant thanks to its IP65, making it ideal for operation in harsh environments. | Type of electric connection | Screw connection
| 180 | Automation and Control | Industrial Switch | Push Buttons | HARMONY XB7 FLUSH PUSHBUTTON Ø22 1NC UNMARKED RED | 2063811 | XB7NA42 | SCHNEIDER ELECTRIC | 200 | https://pim-kvc.soneparsea.com:3443/PictureServer/default.aspx/schneider-XB7NA42_Image1.jpg?A3889C9397807479A2A1C7A8BAA5959DB4AAC672AA796782917986A49BA4919BB57682AFC29E | https://pim-kvc.soneparsea.com:3443/PictureServer/default.aspx/schneider-XB7-NA42.pdf?81788B76AEAA939CBEAABDA9B7A95D8C927C8193936B6262C0A9BA | HARMONY XB7 FLUSH PUSHBUTTON Ø22 1NC UNMARKED RED | This Schneider Electric Harmony XB7 monolithic red push-button operates with a spring return / impulse mechanism and screw clamp terminals. It has 1 x NC contact and a double insulated plastic bezel. This single component push-button provides an ergonomic interface for controlling your machines. It is easily installed into standard 22 mm diameter panel cut-outs and connected to control circuits with classic screw-clamp connections. Its schematic is clearly distinguishable thanks to clear colors and markings, minimizing errors during initial wiring and later maintenance operations. It is impact resistant, dust proof, waterproof and vibration resistant thanks to its IP65, making it ideal for operation in harsh environments. | With front ring | yes
| 180 | Automation and Control | Industrial Switch | Push Buttons | HARMONY XB7 FLUSH PUSHBUTTON Ø22 1NC UNMARKED RED | 2063811 | XB7NA42 | SCHNEIDER ELECTRIC | 200 | https://pim-kvc.soneparsea.com:3443/PictureServer/default.aspx/schneider-XB7NA42_Image1.jpg?A3889C9397807479A2A1C7A8BAA5959DB4AAC672AA796782917986A49BA4919BB57682AFC29E | https://pim-kvc.soneparsea.com:3443/PictureServer/default.aspx/schneider-XB7-NA42.pdf?81788B76AEAA939CBEAABDA9B7A95D8C927C8193936B6262C0A9BA | HARMONY XB7 FLUSH PUSHBUTTON Ø22 1NC UNMARKED RED | This Schneider Electric Harmony XB7 monolithic red push-button operates with a spring return / impulse mechanism and screw clamp terminals. It has 1 x NC contact and a double insulated plastic bezel. This single component push-button provides an ergonomic interface for controlling your machines. It is easily installed into standard 22 mm diameter panel cut-outs and connected to control circuits with classic screw-clamp connections. Its schematic is clearly distinguishable thanks to clear colors and markings, minimizing errors during initial wiring and later maintenance operations. It is impact resistant, dust proof, waterproof and vibration resistant thanks to its IP65, making it ideal for operation in harsh environments. | Material front ring | Plastic
| 180 | Automation and Control | Industrial Switch | Push Buttons | HARMONY XB7 FLUSH PUSHBUTTON Ø22 1NC UNMARKED RED | 2063811 | XB7NA42 | SCHNEIDER ELECTRIC | 200 | https://pim-kvc.soneparsea.com:3443/PictureServer/default.aspx/schneider-XB7NA42_Image1.jpg?A3889C9397807479A2A1C7A8BAA5959DB4AAC672AA796782917986A49BA4919BB57682AFC29E | https://pim-kvc.soneparsea.com:3443/PictureServer/default.aspx/schneider-XB7-NA42.pdf?81788B76AEAA939CBEAABDA9B7A95D8C927C8193936B6262C0A9BA | HARMONY XB7 FLUSH PUSHBUTTON Ø22 1NC UNMARKED RED | This Schneider Electric Harmony XB7 monolithic red push-button operates with a spring return / impulse mechanism and screw clamp terminals. It has 1 x NC contact and a double insulated plastic bezel. This single component push-button provides an ergonomic interface for controlling your machines. It is easily installed into standard 22 mm diameter panel cut-outs and connected to control circuits with classic screw-clamp connections. Its schematic is clearly distinguishable thanks to clear colors and markings, minimizing errors during initial wiring and later maintenance operations. It is impact resistant, dust proof, waterproof and vibration resistant thanks to its IP65, making it ideal for operation in harsh environments. | Colour front ring | Black
| 180 | Automation and Control | Industrial Switch | Push Buttons | HARMONY XB7 FLUSH PUSHBUTTON Ø22 1NC UNMARKED RED | 2063811 | XB7NA42 | SCHNEIDER ELECTRIC | 200 | https://pim-kvc.soneparsea.com:3443/PictureServer/default.aspx/schneider-XB7NA42_Image1.jpg?A3889C9397807479A2A1C7A8BAA5959DB4AAC672AA796782917986A49BA4919BB57682AFC29E | https://pim-kvc.soneparsea.com:3443/PictureServer/default.aspx/schneider-XB7-NA42.pdf?81788B76AEAA939CBEAABDA9B7A95D8C927C8193936B6262C0A9BA | HARMONY XB7 FLUSH PUSHBUTTON Ø22 1NC UNMARKED RED | This Schneider Electric Harmony XB7 monolithic red push-button operates with a spring return / impulse mechanism and screw clamp terminals. It has 1 x NC contact and a double insulated plastic bezel. This single component push-button provides an ergonomic interface for controlling your machines. It is easily installed into standard 22 mm diameter panel cut-outs and connected to control circuits with classic screw-clamp connections. Its schematic is clearly distinguishable thanks to clear colors and markings, minimizing errors during initial wiring and later maintenance operations. It is impact resistant, dust proof, waterproof and vibration resistant thanks to its IP65, making it ideal for operation in harsh environments. | Degree of protection (IP) | IP54
| 181 | Automation and Control | Industrial Switch | Push Buttons | HARMONY XB5 EMERGENCY STOP PUSHBUTTON HEAD Ø22 RED | 2065120 | ZB5AS834 | SCHNEIDER ELECTRIC | 705 | https://pim-kvc.soneparsea.com:3443/PictureServer/default.aspx/schneider-ZB5AS834_Image1.jpg?A3889C9397807479A2A1C7A8BAA5959DB4AAC672AC796575A37D8779B1809D95B7AA8573BCA797 | https://pim-kvc.soneparsea.com:3443/PictureServer/default.aspx/schneider-ZB5-AS834.pdf?81788B76AEAA939CBEAABDA9B7A95D8E927A8186A56F63687EB5B8AB | HARMONY XB5 EMERGENCY STOP PUSHBUTTON HEAD Ø22 TRIGGER AND LATCHING TURN RELEASE Ø30 RED | This Schneider Electric Harmony XB5 Emergency stop 30mm mushroom red button head operates with a turn to release mechanism. It has a double insulated plastic bezel. This emergency stop / shutdown button head, is easily combined with contact blocks and installed into standard 22 mm diameter cut-outs and connected with simple screw-clamp connections. It is clearly distinguishable visually at a distance thanks to a clear color and a prominent 40mm mushroom shape. It is impact resistant, dust proof, waterproof and vibration resistant thanks to its IP66 / IP67 / IP69 / IP69K, making it ideal for operation in harsh environments. | Colour button | Red
| 181 | Automation and Control | Industrial Switch | Push Buttons | HARMONY XB5 EMERGENCY STOP PUSHBUTTON HEAD Ø22 RED | 2065120 | ZB5AS834 | SCHNEIDER ELECTRIC | 705 | https://pim-kvc.soneparsea.com:3443/PictureServer/default.aspx/schneider-ZB5AS834_Image1.jpg?A3889C9397807479A2A1C7A8BAA5959DB4AAC672AC796575A37D8779B1809D95B7AA8573BCA797 | https://pim-kvc.soneparsea.com:3443/PictureServer/default.aspx/schneider-ZB5-AS834.pdf?81788B76AEAA939CBEAABDA9B7A95D8E927A8186A56F63687EB5B8AB | HARMONY XB5 EMERGENCY STOP PUSHBUTTON HEAD Ø22 TRIGGER AND LATCHING TURN RELEASE Ø30 RED | This Schneider Electric Harmony XB5 Emergency stop 30mm mushroom red button head operates with a turn to release mechanism. It has a double insulated plastic bezel. This emergency stop / shutdown button head, is easily combined with contact blocks and installed into standard 22 mm diameter cut-outs and connected with simple screw-clamp connections. It is clearly distinguishable visually at a distance thanks to a clear color and a prominent 40mm mushroom shape. It is impact resistant, dust proof, waterproof and vibration resistant thanks to its IP66 / IP67 / IP69 / IP69K, making it ideal for operation in harsh environments. | Construction type lens | Round
| 181 | Automation and Control | Industrial Switch | Push Buttons | HARMONY XB5 EMERGENCY STOP PUSHBUTTON HEAD Ø22 RED | 2065120 | ZB5AS834 | SCHNEIDER ELECTRIC | 705 | https://pim-kvc.soneparsea.com:3443/PictureServer/default.aspx/schneider-ZB5AS834_Image1.jpg?A3889C9397807479A2A1C7A8BAA5959DB4AAC672AC796575A37D8779B1809D95B7AA8573BCA797 | https://pim-kvc.soneparsea.com:3443/PictureServer/default.aspx/schneider-ZB5-AS834.pdf?81788B76AEAA939CBEAABDA9B7A95D8E927A8186A56F63687EB5B8AB | HARMONY XB5 EMERGENCY STOP PUSHBUTTON HEAD Ø22 TRIGGER AND LATCHING TURN RELEASE Ø30 RED | This Schneider Electric Harmony XB5 Emergency stop 30mm mushroom red button head operates with a turn to release mechanism. It has a double insulated plastic bezel. This emergency stop / shutdown button head, is easily combined with contact blocks and installed into standard 22 mm diameter cut-outs and connected with simple screw-clamp connections. It is clearly distinguishable visually at a distance thanks to a clear color and a prominent 40mm mushroom shape. It is impact resistant, dust proof, waterproof and vibration resistant thanks to its IP66 / IP67 / IP69 / IP69K, making it ideal for operation in harsh environments. | Diameter cap | 30mm
| 181 | Automation and Control | Industrial Switch | Push Buttons | HARMONY XB5 EMERGENCY STOP PUSHBUTTON HEAD Ø22 RED | 2065120 | ZB5AS834 | SCHNEIDER ELECTRIC | 705 | https://pim-kvc.soneparsea.com:3443/PictureServer/default.aspx/schneider-ZB5AS834_Image1.jpg?A3889C9397807479A2A1C7A8BAA5959DB4AAC672AC796575A37D8779B1809D95B7AA8573BCA797 | https://pim-kvc.soneparsea.com:3443/PictureServer/default.aspx/schneider-ZB5-AS834.pdf?81788B76AEAA939CBEAABDA9B7A95D8E927A8186A56F63687EB5B8AB | HARMONY XB5 EMERGENCY STOP PUSHBUTTON HEAD Ø22 TRIGGER AND LATCHING TURN RELEASE Ø30 RED | This Schneider Electric Harmony XB5 Emergency stop 30mm mushroom red button head operates with a turn to release mechanism. It has a double insulated plastic bezel. This emergency stop / shutdown button head, is easily combined with contact blocks and installed into standard 22 mm diameter cut-outs and connected with simple screw-clamp connections. It is clearly distinguishable visually at a distance thanks to a clear color and a prominent 40mm mushroom shape. It is impact resistant, dust proof, waterproof and vibration resistant thanks to its IP66 / IP67 / IP69 / IP69K, making it ideal for operation in harsh environments. | Hole diameter | 22.5mm
| 181 | Automation and Control | Industrial Switch | Push Buttons | HARMONY XB5 EMERGENCY STOP PUSHBUTTON HEAD Ø22 RED | 2065120 | ZB5AS834 | SCHNEIDER ELECTRIC | 705 | https://pim-kvc.soneparsea.com:3443/PictureServer/default.aspx/schneider-ZB5AS834_Image1.jpg?A3889C9397807479A2A1C7A8BAA5959DB4AAC672AC796575A37D8779B1809D95B7AA8573BCA797 | https://pim-kvc.soneparsea.com:3443/PictureServer/default.aspx/schneider-ZB5-AS834.pdf?81788B76AEAA939CBEAABDA9B7A95D8E927A8186A56F63687EB5B8AB | HARMONY XB5 EMERGENCY STOP PUSHBUTTON HEAD Ø22 TRIGGER AND LATCHING TURN RELEASE Ø30 RED | This Schneider Electric Harmony XB5 Emergency stop 30mm mushroom red button head operates with a turn to release mechanism. It has a double insulated plastic bezel. This emergency stop / shutdown button head, is easily combined with contact blocks and installed into standard 22 mm diameter cut-outs and connected with simple screw-clamp connections. It is clearly distinguishable visually at a distance thanks to a clear color and a prominent 40mm mushroom shape. It is impact resistant, dust proof, waterproof and vibration resistant thanks to its IP66 / IP67 / IP69 / IP69K, making it ideal for operation in harsh environments. | Width opening | 0mm
| 181 | Automation and Control | Industrial Switch | Push Buttons | HARMONY XB5 EMERGENCY STOP PUSHBUTTON HEAD Ø22 RED | 2065120 | ZB5AS834 | SCHNEIDER ELECTRIC | 705 | https://pim-kvc.soneparsea.com:3443/PictureServer/default.aspx/schneider-ZB5AS834_Image1.jpg?A3889C9397807479A2A1C7A8BAA5959DB4AAC672AC796575A37D8779B1809D95B7AA8573BCA797 | https://pim-kvc.soneparsea.com:3443/PictureServer/default.aspx/schneider-ZB5-AS834.pdf?81788B76AEAA939CBEAABDA9B7A95D8E927A8186A56F63687EB5B8AB | HARMONY XB5 EMERGENCY STOP PUSHBUTTON HEAD Ø22 TRIGGER AND LATCHING TURN RELEASE Ø30 RED | This Schneider Electric Harmony XB5 Emergency stop 30mm mushroom red button head operates with a turn to release mechanism. It has a double insulated plastic bezel. This emergency stop / shutdown button head, is easily combined with contact blocks and installed into standard 22 mm diameter cut-outs and connected with simple screw-clamp connections. It is clearly distinguishable visually at a distance thanks to a clear color and a prominent 40mm mushroom shape. It is impact resistant, dust proof, waterproof and vibration resistant thanks to its IP66 / IP67 / IP69 / IP69K, making it ideal for operation in harsh environments. | Height opening | 0mm
| 181 | Automation and Control | Industrial Switch | Push Buttons | HARMONY XB5 EMERGENCY STOP PUSHBUTTON HEAD Ø22 RED | 2065120 | ZB5AS834 | SCHNEIDER ELECTRIC | 705 | https://pim-kvc.soneparsea.com:3443/PictureServer/default.aspx/schneider-ZB5AS834_Image1.jpg?A3889C9397807479A2A1C7A8BAA5959DB4AAC672AC796575A37D8779B1809D95B7AA8573BCA797 | https://pim-kvc.soneparsea.com:3443/PictureServer/default.aspx/schneider-ZB5-AS834.pdf?81788B76AEAA939CBEAABDA9B7A95D8E927A8186A56F63687EB5B8AB | HARMONY XB5 EMERGENCY STOP PUSHBUTTON HEAD Ø22 TRIGGER AND LATCHING TURN RELEASE Ø30 RED | This Schneider Electric Harmony XB5 Emergency stop 30mm mushroom red button head operates with a turn to release mechanism. It has a double insulated plastic bezel. This emergency stop / shutdown button head, is easily combined with contact blocks and installed into standard 22 mm diameter cut-outs and connected with simple screw-clamp connections. It is clearly distinguishable visually at a distance thanks to a clear color and a prominent 40mm mushroom shape. It is impact resistant, dust proof, waterproof and vibration resistant thanks to its IP66 / IP67 / IP69 / IP69K, making it ideal for operation in harsh environments. | Degree of protection (IP) | IP66
| 181 | Automation and Control | Industrial Switch | Push Buttons | HARMONY XB5 EMERGENCY STOP PUSHBUTTON HEAD Ø22 RED | 2065120 | ZB5AS834 | SCHNEIDER ELECTRIC | 705 | https://pim-kvc.soneparsea.com:3443/PictureServer/default.aspx/schneider-ZB5AS834_Image1.jpg?A3889C9397807479A2A1C7A8BAA5959DB4AAC672AC796575A37D8779B1809D95B7AA8573BCA797 | https://pim-kvc.soneparsea.com:3443/PictureServer/default.aspx/schneider-ZB5-AS834.pdf?81788B76AEAA939CBEAABDA9B7A95D8E927A8186A56F63687EB5B8AB | HARMONY XB5 EMERGENCY STOP PUSHBUTTON HEAD Ø22 TRIGGER AND LATCHING TURN RELEASE Ø30 RED | This Schneider Electric Harmony XB5 Emergency stop 30mm mushroom red button head operates with a turn to release mechanism. It has a double insulated plastic bezel. This emergency stop / shutdown button head, is easily combined with contact blocks and installed into standard 22 mm diameter cut-outs and connected with simple screw-clamp connections. It is clearly distinguishable visually at a distance thanks to a clear color and a prominent 40mm mushroom shape. It is impact resistant, dust proof, waterproof and vibration resistant thanks to its IP66 / IP67 / IP69 / IP69K, making it ideal for operation in harsh environments. | Degree of protection (NEMA) | Other
| 181 | Automation and Control | Industrial Switch | Push Buttons | HARMONY XB5 EMERGENCY STOP PUSHBUTTON HEAD Ø22 RED | 2065120 | ZB5AS834 | SCHNEIDER ELECTRIC | 705 | https://pim-kvc.soneparsea.com:3443/PictureServer/default.aspx/schneider-ZB5AS834_Image1.jpg?A3889C9397807479A2A1C7A8BAA5959DB4AAC672AC796575A37D8779B1809D95B7AA8573BCA797 | https://pim-kvc.soneparsea.com:3443/PictureServer/default.aspx/schneider-ZB5-AS834.pdf?81788B76AEAA939CBEAABDA9B7A95D8E927A8186A56F63687EB5B8AB | HARMONY XB5 EMERGENCY STOP PUSHBUTTON HEAD Ø22 TRIGGER AND LATCHING TURN RELEASE Ø30 RED | This Schneider Electric Harmony XB5 Emergency stop 30mm mushroom red button head operates with a turn to release mechanism. It has a double insulated plastic bezel. This emergency stop / shutdown button head, is easily combined with contact blocks and installed into standard 22 mm diameter cut-outs and connected with simple screw-clamp connections. It is clearly distinguishable visually at a distance thanks to a clear color and a prominent 40mm mushroom shape. It is impact resistant, dust proof, waterproof and vibration resistant thanks to its IP66 / IP67 / IP69 / IP69K, making it ideal for operation in harsh environments. | Type of button | High
| 181 | Automation and Control | Industrial Switch | Push Buttons | HARMONY XB5 EMERGENCY STOP PUSHBUTTON HEAD Ø22 RED | 2065120 | ZB5AS834 | SCHNEIDER ELECTRIC | 705 | https://pim-kvc.soneparsea.com:3443/PictureServer/default.aspx/schneider-ZB5AS834_Image1.jpg?A3889C9397807479A2A1C7A8BAA5959DB4AAC672AC796575A37D8779B1809D95B7AA8573BCA797 | https://pim-kvc.soneparsea.com:3443/PictureServer/default.aspx/schneider-ZB5-AS834.pdf?81788B76AEAA939CBEAABDA9B7A95D8E927A8186A56F63687EB5B8AB | HARMONY XB5 EMERGENCY STOP PUSHBUTTON HEAD Ø22 TRIGGER AND LATCHING TURN RELEASE Ø30 RED | This Schneider Electric Harmony XB5 Emergency stop 30mm mushroom red button head operates with a turn to release mechanism. It has a double insulated plastic bezel. This emergency stop / shutdown button head, is easily combined with contact blocks and installed into standard 22 mm diameter cut-outs and connected with simple screw-clamp connections. It is clearly distinguishable visually at a distance thanks to a clear color and a prominent 40mm mushroom shape. It is impact resistant, dust proof, waterproof and vibration resistant thanks to its IP66 / IP67 / IP69 / IP69K, making it ideal for operation in harsh environments. | Suitable for illumination | no
| 181 | Automation and Control | Industrial Switch | Push Buttons | HARMONY XB5 EMERGENCY STOP PUSHBUTTON HEAD Ø22 RED | 2065120 | ZB5AS834 | SCHNEIDER ELECTRIC | 705 | https://pim-kvc.soneparsea.com:3443/PictureServer/default.aspx/schneider-ZB5AS834_Image1.jpg?A3889C9397807479A2A1C7A8BAA5959DB4AAC672AC796575A37D8779B1809D95B7AA8573BCA797 | https://pim-kvc.soneparsea.com:3443/PictureServer/default.aspx/schneider-ZB5-AS834.pdf?81788B76AEAA939CBEAABDA9B7A95D8E927A8186A56F63687EB5B8AB | HARMONY XB5 EMERGENCY STOP PUSHBUTTON HEAD Ø22 TRIGGER AND LATCHING TURN RELEASE Ø30 RED | This Schneider Electric Harmony XB5 Emergency stop 30mm mushroom red button head operates with a turn to release mechanism. It has a double insulated plastic bezel. This emergency stop / shutdown button head, is easily combined with contact blocks and installed into standard 22 mm diameter cut-outs and connected with simple screw-clamp connections. It is clearly distinguishable visually at a distance thanks to a clear color and a prominent 40mm mushroom shape. It is impact resistant, dust proof, waterproof and vibration resistant thanks to its IP66 / IP67 / IP69 / IP69K, making it ideal for operation in harsh environments. | With lighting | no
| 181 | Automation and Control | Industrial Switch | Push Buttons | HARMONY XB5 EMERGENCY STOP PUSHBUTTON HEAD Ø22 RED | 2065120 | ZB5AS834 | SCHNEIDER ELECTRIC | 705 | https://pim-kvc.soneparsea.com:3443/PictureServer/default.aspx/schneider-ZB5AS834_Image1.jpg?A3889C9397807479A2A1C7A8BAA5959DB4AAC672AC796575A37D8779B1809D95B7AA8573BCA797 | https://pim-kvc.soneparsea.com:3443/PictureServer/default.aspx/schneider-ZB5-AS834.pdf?81788B76AEAA939CBEAABDA9B7A95D8E927A8186A56F63687EB5B8AB | HARMONY XB5 EMERGENCY STOP PUSHBUTTON HEAD Ø22 TRIGGER AND LATCHING TURN RELEASE Ø30 RED | This Schneider Electric Harmony XB5 Emergency stop 30mm mushroom red button head operates with a turn to release mechanism. It has a double insulated plastic bezel. This emergency stop / shutdown button head, is easily combined with contact blocks and installed into standard 22 mm diameter cut-outs and connected with simple screw-clamp connections. It is clearly distinguishable visually at a distance thanks to a clear color and a prominent 40mm mushroom shape. It is impact resistant, dust proof, waterproof and vibration resistant thanks to its IP66 / IP67 / IP69 / IP69K, making it ideal for operation in harsh environments. | Switching function latching | yes
| 181 | Automation and Control | Industrial Switch | Push Buttons | HARMONY XB5 EMERGENCY STOP PUSHBUTTON HEAD Ø22 RED | 2065120 | ZB5AS834 | SCHNEIDER ELECTRIC | 705 | https://pim-kvc.soneparsea.com:3443/PictureServer/default.aspx/schneider-ZB5AS834_Image1.jpg?A3889C9397807479A2A1C7A8BAA5959DB4AAC672AC796575A37D8779B1809D95B7AA8573BCA797 | https://pim-kvc.soneparsea.com:3443/PictureServer/default.aspx/schneider-ZB5-AS834.pdf?81788B76AEAA939CBEAABDA9B7A95D8E927A8186A56F63687EB5B8AB | HARMONY XB5 EMERGENCY STOP PUSHBUTTON HEAD Ø22 TRIGGER AND LATCHING TURN RELEASE Ø30 RED | This Schneider Electric Harmony XB5 Emergency stop 30mm mushroom red button head operates with a turn to release mechanism. It has a double insulated plastic bezel. This emergency stop / shutdown button head, is easily combined with contact blocks and installed into standard 22 mm diameter cut-outs and connected with simple screw-clamp connections. It is clearly distinguishable visually at a distance thanks to a clear color and a prominent 40mm mushroom shape. It is impact resistant, dust proof, waterproof and vibration resistant thanks to its IP66 / IP67 / IP69 / IP69K, making it ideal for operation in harsh environments. | Spring-return | no
| 181 | Automation and Control | Industrial Switch | Push Buttons | HARMONY XB5 EMERGENCY STOP PUSHBUTTON HEAD Ø22 RED | 2065120 | ZB5AS834 | SCHNEIDER ELECTRIC | 705 | https://pim-kvc.soneparsea.com:3443/PictureServer/default.aspx/schneider-ZB5AS834_Image1.jpg?A3889C9397807479A2A1C7A8BAA5959DB4AAC672AC796575A37D8779B1809D95B7AA8573BCA797 | https://pim-kvc.soneparsea.com:3443/PictureServer/default.aspx/schneider-ZB5-AS834.pdf?81788B76AEAA939CBEAABDA9B7A95D8E927A8186A56F63687EB5B8AB | HARMONY XB5 EMERGENCY STOP PUSHBUTTON HEAD Ø22 TRIGGER AND LATCHING TURN RELEASE Ø30 RED | This Schneider Electric Harmony XB5 Emergency stop 30mm mushroom red button head operates with a turn to release mechanism. It has a double insulated plastic bezel. This emergency stop / shutdown button head, is easily combined with contact blocks and installed into standard 22 mm diameter cut-outs and connected with simple screw-clamp connections. It is clearly distinguishable visually at a distance thanks to a clear color and a prominent 40mm mushroom shape. It is impact resistant, dust proof, waterproof and vibration resistant thanks to its IP66 / IP67 / IP69 / IP69K, making it ideal for operation in harsh environments. | With front ring | yes
| 181 | Automation and Control | Industrial Switch | Push Buttons | HARMONY XB5 EMERGENCY STOP PUSHBUTTON HEAD Ø22 RED | 2065120 | ZB5AS834 | SCHNEIDER ELECTRIC | 705 | https://pim-kvc.soneparsea.com:3443/PictureServer/default.aspx/schneider-ZB5AS834_Image1.jpg?A3889C9397807479A2A1C7A8BAA5959DB4AAC672AC796575A37D8779B1809D95B7AA8573BCA797 | https://pim-kvc.soneparsea.com:3443/PictureServer/default.aspx/schneider-ZB5-AS834.pdf?81788B76AEAA939CBEAABDA9B7A95D8E927A8186A56F63687EB5B8AB | HARMONY XB5 EMERGENCY STOP PUSHBUTTON HEAD Ø22 TRIGGER AND LATCHING TURN RELEASE Ø30 RED | This Schneider Electric Harmony XB5 Emergency stop 30mm mushroom red button head operates with a turn to release mechanism. It has a double insulated plastic bezel. This emergency stop / shutdown button head, is easily combined with contact blocks and installed into standard 22 mm diameter cut-outs and connected with simple screw-clamp connections. It is clearly distinguishable visually at a distance thanks to a clear color and a prominent 40mm mushroom shape. It is impact resistant, dust proof, waterproof and vibration resistant thanks to its IP66 / IP67 / IP69 / IP69K, making it ideal for operation in harsh environments. | Material front ring | Plastic
| 181 | Automation and Control | Industrial Switch | Push Buttons | HARMONY XB5 EMERGENCY STOP PUSHBUTTON HEAD Ø22 RED | 2065120 | ZB5AS834 | SCHNEIDER ELECTRIC | 705 | https://pim-kvc.soneparsea.com:3443/PictureServer/default.aspx/schneider-ZB5AS834_Image1.jpg?A3889C9397807479A2A1C7A8BAA5959DB4AAC672AC796575A37D8779B1809D95B7AA8573BCA797 | https://pim-kvc.soneparsea.com:3443/PictureServer/default.aspx/schneider-ZB5-AS834.pdf?81788B76AEAA939CBEAABDA9B7A95D8E927A8186A56F63687EB5B8AB | HARMONY XB5 EMERGENCY STOP PUSHBUTTON HEAD Ø22 TRIGGER AND LATCHING TURN RELEASE Ø30 RED | This Schneider Electric Harmony XB5 Emergency stop 30mm mushroom red button head operates with a turn to release mechanism. It has a double insulated plastic bezel. This emergency stop / shutdown button head, is easily combined with contact blocks and installed into standard 22 mm diameter cut-outs and connected with simple screw-clamp connections. It is clearly distinguishable visually at a distance thanks to a clear color and a prominent 40mm mushroom shape. It is impact resistant, dust proof, waterproof and vibration resistant thanks to its IP66 / IP67 / IP69 / IP69K, making it ideal for operation in harsh environments. | Colour front ring | Black
| 181 | Automation and Control | Industrial Switch | Push Buttons | HARMONY XB5 EMERGENCY STOP PUSHBUTTON HEAD Ø22 RED | 2065120 | ZB5AS834 | SCHNEIDER ELECTRIC | 705 | https://pim-kvc.soneparsea.com:3443/PictureServer/default.aspx/schneider-ZB5AS834_Image1.jpg?A3889C9397807479A2A1C7A8BAA5959DB4AAC672AC796575A37D8779B1809D95B7AA8573BCA797 | https://pim-kvc.soneparsea.com:3443/PictureServer/default.aspx/schneider-ZB5-AS834.pdf?81788B76AEAA939CBEAABDA9B7A95D8E927A8186A56F63687EB5B8AB | HARMONY XB5 EMERGENCY STOP PUSHBUTTON HEAD Ø22 TRIGGER AND LATCHING TURN RELEASE Ø30 RED | This Schneider Electric Harmony XB5 Emergency stop 30mm mushroom red button head operates with a turn to release mechanism. It has a double insulated plastic bezel. This emergency stop / shutdown button head, is easily combined with contact blocks and installed into standard 22 mm diameter cut-outs and connected with simple screw-clamp connections. It is clearly distinguishable visually at a distance thanks to a clear color and a prominent 40mm mushroom shape. It is impact resistant, dust proof, waterproof and vibration resistant thanks to its IP66 / IP67 / IP69 / IP69K, making it ideal for operation in harsh environments. | Suitable for emergency stop | yes
| 181 | Automation and Control | Industrial Switch | Push Buttons | HARMONY XB5 EMERGENCY STOP PUSHBUTTON HEAD Ø22 RED | 2065120 | ZB5AS834 | SCHNEIDER ELECTRIC | 705 | https://pim-kvc.soneparsea.com:3443/PictureServer/default.aspx/schneider-ZB5AS834_Image1.jpg?A3889C9397807479A2A1C7A8BAA5959DB4AAC672AC796575A37D8779B1809D95B7AA8573BCA797 | https://pim-kvc.soneparsea.com:3443/PictureServer/default.aspx/schneider-ZB5-AS834.pdf?81788B76AEAA939CBEAABDA9B7A95D8E927A8186A56F63687EB5B8AB | HARMONY XB5 EMERGENCY STOP PUSHBUTTON HEAD Ø22 TRIGGER AND LATCHING TURN RELEASE Ø30 RED | This Schneider Electric Harmony XB5 Emergency stop 30mm mushroom red button head operates with a turn to release mechanism. It has a double insulated plastic bezel. This emergency stop / shutdown button head, is easily combined with contact blocks and installed into standard 22 mm diameter cut-outs and connected with simple screw-clamp connections. It is clearly distinguishable visually at a distance thanks to a clear color and a prominent 40mm mushroom shape. It is impact resistant, dust proof, waterproof and vibration resistant thanks to its IP66 / IP67 / IP69 / IP69K, making it ideal for operation in harsh environments. | Unlocking method | Turn-release
| 182 | Automation and Control | Industrial Switch | Tower Lights | HARMONY XVG LED BEACON STEADY RED/AMBER/GREEN 24V | 2067596 | XVGB3SW | SCHNEIDER ELECTRIC | 3200 | https://pim-kvc.soneparsea.com:3443/PictureServer/default.aspx/schneider-XVGB3SW_Image1.jpg?A3889C9397807479A2A1C7A8BAA5959DB4AAC672AA8D77768398ABA49BA4919BB57682AFC29E | https://pim-kvc.soneparsea.com:3443/PictureServer/default.aspx/schneider-xvgb3sw.pdf?81788B76AEAA939CBEAABDA9B7A95DACC6ACB678C5AE5EA4B4AB | HARMONY XVG LED BEACON STEADY RED/AMBER/GREEN 24V | The monolithic tower lights in the Harmony XVG range are designed for long distance indication of the operating status or sequences of a machine or installation, either visually by means of illuminated signaling units visible through 360°, or audibly by means of a buzzer. | Number of signal tower elements | 3
| 182 | Automation and Control | Industrial Switch | Tower Lights | HARMONY XVG LED BEACON STEADY RED/AMBER/GREEN 24V | 2067596 | XVGB3SW | SCHNEIDER ELECTRIC | 3200 | https://pim-kvc.soneparsea.com:3443/PictureServer/default.aspx/schneider-XVGB3SW_Image1.jpg?A3889C9397807479A2A1C7A8BAA5959DB4AAC672AA8D77768398ABA49BA4919BB57682AFC29E | https://pim-kvc.soneparsea.com:3443/PictureServer/default.aspx/schneider-xvgb3sw.pdf?81788B76AEAA939CBEAABDA9B7A95DACC6ACB678C5AE5EA4B4AB | HARMONY XVG LED BEACON STEADY RED/AMBER/GREEN 24V | The monolithic tower lights in the Harmony XVG range are designed for long distance indication of the operating status or sequences of a machine or installation, either visually by means of illuminated signaling units visible through 360°, or audibly by means of a buzzer. | Function continuous light | yes
| 182 | Automation and Control | Industrial Switch | Tower Lights | HARMONY XVG LED BEACON STEADY RED/AMBER/GREEN 24V | 2067596 | XVGB3SW | SCHNEIDER ELECTRIC | 3200 | https://pim-kvc.soneparsea.com:3443/PictureServer/default.aspx/schneider-XVGB3SW_Image1.jpg?A3889C9397807479A2A1C7A8BAA5959DB4AAC672AA8D77768398ABA49BA4919BB57682AFC29E | https://pim-kvc.soneparsea.com:3443/PictureServer/default.aspx/schneider-xvgb3sw.pdf?81788B76AEAA939CBEAABDA9B7A95DACC6ACB678C5AE5EA4B4AB | HARMONY XVG LED BEACON STEADY RED/AMBER/GREEN 24V | The monolithic tower lights in the Harmony XVG range are designed for long distance indication of the operating status or sequences of a machine or installation, either visually by means of illuminated signaling units visible through 360°, or audibly by means of a buzzer. | Flashing light | no
| 182 | Automation and Control | Industrial Switch | Tower Lights | HARMONY XVG LED BEACON STEADY RED/AMBER/GREEN 24V | 2067596 | XVGB3SW | SCHNEIDER ELECTRIC | 3200 | https://pim-kvc.soneparsea.com:3443/PictureServer/default.aspx/schneider-XVGB3SW_Image1.jpg?A3889C9397807479A2A1C7A8BAA5959DB4AAC672AA8D77768398ABA49BA4919BB57682AFC29E | https://pim-kvc.soneparsea.com:3443/PictureServer/default.aspx/schneider-xvgb3sw.pdf?81788B76AEAA939CBEAABDA9B7A95DACC6ACB678C5AE5EA4B4AB | HARMONY XVG LED BEACON STEADY RED/AMBER/GREEN 24V | The monolithic tower lights in the Harmony XVG range are designed for long distance indication of the operating status or sequences of a machine or installation, either visually by means of illuminated signaling units visible through 360°, or audibly by means of a buzzer. | Function acoustic | yes
| 182 | Automation and Control | Industrial Switch | Tower Lights | HARMONY XVG LED BEACON STEADY RED/AMBER/GREEN 24V | 2067596 | XVGB3SW | SCHNEIDER ELECTRIC | 3200 | https://pim-kvc.soneparsea.com:3443/PictureServer/default.aspx/schneider-XVGB3SW_Image1.jpg?A3889C9397807479A2A1C7A8BAA5959DB4AAC672AA8D77768398ABA49BA4919BB57682AFC29E | https://pim-kvc.soneparsea.com:3443/PictureServer/default.aspx/schneider-xvgb3sw.pdf?81788B76AEAA939CBEAABDA9B7A95DACC6ACB678C5AE5EA4B4AB | HARMONY XVG LED BEACON STEADY RED/AMBER/GREEN 24V | The monolithic tower lights in the Harmony XVG range are designed for long distance indication of the operating status or sequences of a machine or installation, either visually by means of illuminated signaling units visible through 360°, or audibly by means of a buzzer. | Voltage type for actuating | DC
| 182 | Automation and Control | Industrial Switch | Tower Lights | HARMONY XVG LED BEACON STEADY RED/AMBER/GREEN 24V | 2067596 | XVGB3SW | SCHNEIDER ELECTRIC | 3200 | https://pim-kvc.soneparsea.com:3443/PictureServer/default.aspx/schneider-XVGB3SW_Image1.jpg?A3889C9397807479A2A1C7A8BAA5959DB4AAC672AA8D77768398ABA49BA4919BB57682AFC29E | https://pim-kvc.soneparsea.com:3443/PictureServer/default.aspx/schneider-xvgb3sw.pdf?81788B76AEAA939CBEAABDA9B7A95DACC6ACB678C5AE5EA4B4AB | HARMONY XVG LED BEACON STEADY RED/AMBER/GREEN 24V | The monolithic tower lights in the Harmony XVG range are designed for long distance indication of the operating status or sequences of a machine or installation, either visually by means of illuminated signaling units visible through 360°, or audibly by means of a buzzer. | Rated operating voltage Ue | 24...24V
| 183 | Automation and Control | Industrial Switch | Push Buttons | HARMONY XB7 EMERGENCY STOP TURN TO RELEASE 1NC | 2068466 | XB7NS8442 | SCHNEIDER ELECTRIC | 560 | https://pim-kvc.soneparsea.com:3443/PictureServer/default.aspx/schneider-XB7NS8442_Image1.jpg?A3889C9397807479A2A1C7A8BAA5959DB4AAC672AA796782A37D8879849679A1B1ACB97680A1A09B | https://pim-kvc.soneparsea.com:3443/PictureServer/default.aspx/schneider-xb7ns8442.pdf?81788B76AEAA939CBEAABDA9B7A95DACB27CC2B88A6B64667EB5B8AB | HARMONY XB7 EMERGENCY STOP Ø22 RED MUSHROOM HEAD Ø40MM 1NC | Progress with confidence. This compact and optimized range is simple to use and quick to install. As it cannot be dismantled from the front, its integrity ensures maximum safety for people and installations. Applications Industry: machine manufacturers, chemical industry, paper mill. Service sector and infrastructure: energy distribution panel builders, food and beverage, car washes | Unlocking method | Other
| 183 | Automation and Control | Industrial Switch | Push Buttons | HARMONY XB7 EMERGENCY STOP TURN TO RELEASE 1NC | 2068466 | XB7NS8442 | SCHNEIDER ELECTRIC | 560 | https://pim-kvc.soneparsea.com:3443/PictureServer/default.aspx/schneider-XB7NS8442_Image1.jpg?A3889C9397807479A2A1C7A8BAA5959DB4AAC672AA796782A37D8879849679A1B1ACB97680A1A09B | https://pim-kvc.soneparsea.com:3443/PictureServer/default.aspx/schneider-xb7ns8442.pdf?81788B76AEAA939CBEAABDA9B7A95DACB27CC2B88A6B64667EB5B8AB | HARMONY XB7 EMERGENCY STOP Ø22 RED MUSHROOM HEAD Ø40MM 1NC | Progress with confidence. This compact and optimized range is simple to use and quick to install. As it cannot be dismantled from the front, its integrity ensures maximum safety for people and installations. Applications Industry: machine manufacturers, chemical industry, paper mill. Service sector and infrastructure: energy distribution panel builders, food and beverage, car washes | Number of contacts as normally closed contact | 1
| 183 | Automation and Control | Industrial Switch | Push Buttons | HARMONY XB7 EMERGENCY STOP TURN TO RELEASE 1NC | 2068466 | XB7NS8442 | SCHNEIDER ELECTRIC | 560 | https://pim-kvc.soneparsea.com:3443/PictureServer/default.aspx/schneider-XB7NS8442_Image1.jpg?A3889C9397807479A2A1C7A8BAA5959DB4AAC672AA796782A37D8879849679A1B1ACB97680A1A09B | https://pim-kvc.soneparsea.com:3443/PictureServer/default.aspx/schneider-xb7ns8442.pdf?81788B76AEAA939CBEAABDA9B7A95DACB27CC2B88A6B64667EB5B8AB | HARMONY XB7 EMERGENCY STOP Ø22 RED MUSHROOM HEAD Ø40MM 1NC | Progress with confidence. This compact and optimized range is simple to use and quick to install. As it cannot be dismantled from the front, its integrity ensures maximum safety for people and installations. Applications Industry: machine manufacturers, chemical industry, paper mill. Service sector and infrastructure: energy distribution panel builders, food and beverage, car washes | Number of contacts as normally open contact | 0
| 183 | Automation and Control | Industrial Switch | Push Buttons | HARMONY XB7 EMERGENCY STOP TURN TO RELEASE 1NC | 2068466 | XB7NS8442 | SCHNEIDER ELECTRIC | 560 | https://pim-kvc.soneparsea.com:3443/PictureServer/default.aspx/schneider-XB7NS8442_Image1.jpg?A3889C9397807479A2A1C7A8BAA5959DB4AAC672AA796782A37D8879849679A1B1ACB97680A1A09B | https://pim-kvc.soneparsea.com:3443/PictureServer/default.aspx/schneider-xb7ns8442.pdf?81788B76AEAA939CBEAABDA9B7A95DACB27CC2B88A6B64667EB5B8AB | HARMONY XB7 EMERGENCY STOP Ø22 RED MUSHROOM HEAD Ø40MM 1NC | Progress with confidence. This compact and optimized range is simple to use and quick to install. As it cannot be dismantled from the front, its integrity ensures maximum safety for people and installations. Applications Industry: machine manufacturers, chemical industry, paper mill. Service sector and infrastructure: energy distribution panel builders, food and beverage, car washes | Degree of protection (IP) | IP65
| 183 | Automation and Control | Industrial Switch | Push Buttons | HARMONY XB7 EMERGENCY STOP TURN TO RELEASE 1NC | 2068466 | XB7NS8442 | SCHNEIDER ELECTRIC | 560 | https://pim-kvc.soneparsea.com:3443/PictureServer/default.aspx/schneider-XB7NS8442_Image1.jpg?A3889C9397807479A2A1C7A8BAA5959DB4AAC672AA796782A37D8879849679A1B1ACB97680A1A09B | https://pim-kvc.soneparsea.com:3443/PictureServer/default.aspx/schneider-xb7ns8442.pdf?81788B76AEAA939CBEAABDA9B7A95DACB27CC2B88A6B64667EB5B8AB | HARMONY XB7 EMERGENCY STOP Ø22 RED MUSHROOM HEAD Ø40MM 1NC | Progress with confidence. This compact and optimized range is simple to use and quick to install. As it cannot be dismantled from the front, its integrity ensures maximum safety for people and installations. Applications Industry: machine manufacturers, chemical industry, paper mill. Service sector and infrastructure: energy distribution panel builders, food and beverage, car washes | Mounting method | Surface mounting
| 183 | Automation and Control | Industrial Switch | Push Buttons | HARMONY XB7 EMERGENCY STOP TURN TO RELEASE 1NC | 2068466 | XB7NS8442 | SCHNEIDER ELECTRIC | 560 | https://pim-kvc.soneparsea.com:3443/PictureServer/default.aspx/schneider-XB7NS8442_Image1.jpg?A3889C9397807479A2A1C7A8BAA5959DB4AAC672AA796782A37D8879849679A1B1ACB97680A1A09B | https://pim-kvc.soneparsea.com:3443/PictureServer/default.aspx/schneider-xb7ns8442.pdf?81788B76AEAA939CBEAABDA9B7A95DACB27CC2B88A6B64667EB5B8AB | HARMONY XB7 EMERGENCY STOP Ø22 RED MUSHROOM HEAD Ø40MM 1NC | Progress with confidence. This compact and optimized range is simple to use and quick to install. As it cannot be dismantled from the front, its integrity ensures maximum safety for people and installations. Applications Industry: machine manufacturers, chemical industry, paper mill. Service sector and infrastructure: energy distribution panel builders, food and beverage, car washes | With lighting | no
| 183 | Automation and Control | Industrial Switch | Push Buttons | HARMONY XB7 EMERGENCY STOP TURN TO RELEASE 1NC | 2068466 | XB7NS8442 | SCHNEIDER ELECTRIC | 560 | https://pim-kvc.soneparsea.com:3443/PictureServer/default.aspx/schneider-XB7NS8442_Image1.jpg?A3889C9397807479A2A1C7A8BAA5959DB4AAC672AA796782A37D8879849679A1B1ACB97680A1A09B | https://pim-kvc.soneparsea.com:3443/PictureServer/default.aspx/schneider-xb7ns8442.pdf?81788B76AEAA939CBEAABDA9B7A95DACB27CC2B88A6B64667EB5B8AB | HARMONY XB7 EMERGENCY STOP Ø22 RED MUSHROOM HEAD Ø40MM 1NC | Progress with confidence. This compact and optimized range is simple to use and quick to install. As it cannot be dismantled from the front, its integrity ensures maximum safety for people and installations. Applications Industry: machine manufacturers, chemical industry, paper mill. Service sector and infrastructure: energy distribution panel builders, food and beverage, car washes | Hole diameter | 22mm
| 183 | Automation and Control | Industrial Switch | Push Buttons | HARMONY XB7 EMERGENCY STOP TURN TO RELEASE 1NC | 2068466 | XB7NS8442 | SCHNEIDER ELECTRIC | 560 | https://pim-kvc.soneparsea.com:3443/PictureServer/default.aspx/schneider-XB7NS8442_Image1.jpg?A3889C9397807479A2A1C7A8BAA5959DB4AAC672AA796782A37D8879849679A1B1ACB97680A1A09B | https://pim-kvc.soneparsea.com:3443/PictureServer/default.aspx/schneider-xb7ns8442.pdf?81788B76AEAA939CBEAABDA9B7A95DACB27CC2B88A6B64667EB5B8AB | HARMONY XB7 EMERGENCY STOP Ø22 RED MUSHROOM HEAD Ø40MM 1NC | Progress with confidence. This compact and optimized range is simple to use and quick to install. As it cannot be dismantled from the front, its integrity ensures maximum safety for people and installations. Applications Industry: machine manufacturers, chemical industry, paper mill. Service sector and infrastructure: energy distribution panel builders, food and beverage, car washes | Connection type auxiliary circuit | Screw connection
| 183 | Automation and Control | Industrial Switch | Push Buttons | HARMONY XB7 EMERGENCY STOP TURN TO RELEASE 1NC | 2068466 | XB7NS8442 | SCHNEIDER ELECTRIC | 560 | https://pim-kvc.soneparsea.com:3443/PictureServer/default.aspx/schneider-XB7NS8442_Image1.jpg?A3889C9397807479A2A1C7A8BAA5959DB4AAC672AA796782A37D8879849679A1B1ACB97680A1A09B | https://pim-kvc.soneparsea.com:3443/PictureServer/default.aspx/schneider-xb7ns8442.pdf?81788B76AEAA939CBEAABDA9B7A95DACB27CC2B88A6B64667EB5B8AB | HARMONY XB7 EMERGENCY STOP Ø22 RED MUSHROOM HEAD Ø40MM 1NC | Progress with confidence. This compact and optimized range is simple to use and quick to install. As it cannot be dismantled from the front, its integrity ensures maximum safety for people and installations. Applications Industry: machine manufacturers, chemical industry, paper mill. Service sector and infrastructure: energy distribution panel builders, food and beverage, car washes | Diameter cap | 40mm
| 184 | Automation and Control | Industrial Switch | Tower Lights | CONTROL TOWER STACK LIGHT, 24V AC/DC FULL VOLTAGE GREEN STEA | 2071341 | 855E-24TL3 | ROCKWELL AUTOMATION | #N/A | https://pim-kvc.soneparsea.com:3443/PictureServer/default.aspx/allen-bradley-855e-24tl3_Image1.jpg?A2949790A97C7C80919AB0A6BEA395A27DA7C6A6B6A395AD7D7D897AB7646268C4B187A49BA4919BB57682AFC29E | https://pim-kvc.soneparsea.com:3443/PictureServer/default.aspx/allen-bradley-855e-24tl3.pdf?87A1B5B1BE9C9E61B2B7B5A9BE9CA961887A89AA7F6964A8BC7882B5B69D | CONTROL TOWER STACK LIGHT 24V AC/DC FULL VOLTAGE GREEN STEADY LED (SOCKET MOUNT) | Bulletin 855 Control Tower Stack Lights provide multi-status indication of your application. They are available in three sizes with UL Type 4/4X/13, IP65 ratings, to meet the most challenging panel and on-machine applications. We have a wide variety of light and sound functions, colors, voltages, and mounting options. We offer stack lights as separate light and sound modules or pre-assembled for greater flexibility. | Function | Continuous light
| 184 | Automation and Control | Industrial Switch | Tower Lights | CONTROL TOWER STACK LIGHT, 24V AC/DC FULL VOLTAGE GREEN STEA | 2071341 | 855E-24TL3 | ROCKWELL AUTOMATION | #N/A | https://pim-kvc.soneparsea.com:3443/PictureServer/default.aspx/allen-bradley-855e-24tl3_Image1.jpg?A2949790A97C7C80919AB0A6BEA395A27DA7C6A6B6A395AD7D7D897AB7646268C4B187A49BA4919BB57682AFC29E | https://pim-kvc.soneparsea.com:3443/PictureServer/default.aspx/allen-bradley-855e-24tl3.pdf?87A1B5B1BE9C9E61B2B7B5A9BE9CA961887A89AA7F6964A8BC7882B5B69D | CONTROL TOWER STACK LIGHT 24V AC/DC FULL VOLTAGE GREEN STEADY LED (SOCKET MOUNT) | Bulletin 855 Control Tower Stack Lights provide multi-status indication of your application. They are available in three sizes with UL Type 4/4X/13, IP65 ratings, to meet the most challenging panel and on-machine applications. We have a wide variety of light and sound functions, colors, voltages, and mounting options. We offer stack lights as separate light and sound modules or pre-assembled for greater flexibility. | Colour | Green
| 184 | Automation and Control | Industrial Switch | Tower Lights | CONTROL TOWER STACK LIGHT, 24V AC/DC FULL VOLTAGE GREEN STEA | 2071341 | 855E-24TL3 | ROCKWELL AUTOMATION | #N/A | https://pim-kvc.soneparsea.com:3443/PictureServer/default.aspx/allen-bradley-855e-24tl3_Image1.jpg?A2949790A97C7C80919AB0A6BEA395A27DA7C6A6B6A395AD7D7D897AB7646268C4B187A49BA4919BB57682AFC29E | https://pim-kvc.soneparsea.com:3443/PictureServer/default.aspx/allen-bradley-855e-24tl3.pdf?87A1B5B1BE9C9E61B2B7B5A9BE9CA961887A89AA7F6964A8BC7882B5B69D | CONTROL TOWER STACK LIGHT 24V AC/DC FULL VOLTAGE GREEN STEADY LED (SOCKET MOUNT) | Bulletin 855 Control Tower Stack Lights provide multi-status indication of your application. They are available in three sizes with UL Type 4/4X/13, IP65 ratings, to meet the most challenging panel and on-machine applications. We have a wide variety of light and sound functions, colors, voltages, and mounting options. We offer stack lights as separate light and sound modules or pre-assembled for greater flexibility. | Operating voltage at AC 50 Hz | 24...24V
| 184 | Automation and Control | Industrial Switch | Tower Lights | CONTROL TOWER STACK LIGHT, 24V AC/DC FULL VOLTAGE GREEN STEA | 2071341 | 855E-24TL3 | ROCKWELL AUTOMATION | #N/A | https://pim-kvc.soneparsea.com:3443/PictureServer/default.aspx/allen-bradley-855e-24tl3_Image1.jpg?A2949790A97C7C80919AB0A6BEA395A27DA7C6A6B6A395AD7D7D897AB7646268C4B187A49BA4919BB57682AFC29E | https://pim-kvc.soneparsea.com:3443/PictureServer/default.aspx/allen-bradley-855e-24tl3.pdf?87A1B5B1BE9C9E61B2B7B5A9BE9CA961887A89AA7F6964A8BC7882B5B69D | CONTROL TOWER STACK LIGHT 24V AC/DC FULL VOLTAGE GREEN STEADY LED (SOCKET MOUNT) | Bulletin 855 Control Tower Stack Lights provide multi-status indication of your application. They are available in three sizes with UL Type 4/4X/13, IP65 ratings, to meet the most challenging panel and on-machine applications. We have a wide variety of light and sound functions, colors, voltages, and mounting options. We offer stack lights as separate light and sound modules or pre-assembled for greater flexibility. | Operating voltage at AC 60 Hz | 24...24V
| 184 | Automation and Control | Industrial Switch | Tower Lights | CONTROL TOWER STACK LIGHT, 24V AC/DC FULL VOLTAGE GREEN STEA | 2071341 | 855E-24TL3 | ROCKWELL AUTOMATION | #N/A | https://pim-kvc.soneparsea.com:3443/PictureServer/default.aspx/allen-bradley-855e-24tl3_Image1.jpg?A2949790A97C7C80919AB0A6BEA395A27DA7C6A6B6A395AD7D7D897AB7646268C4B187A49BA4919BB57682AFC29E | https://pim-kvc.soneparsea.com:3443/PictureServer/default.aspx/allen-bradley-855e-24tl3.pdf?87A1B5B1BE9C9E61B2B7B5A9BE9CA961887A89AA7F6964A8BC7882B5B69D | CONTROL TOWER STACK LIGHT 24V AC/DC FULL VOLTAGE GREEN STEADY LED (SOCKET MOUNT) | Bulletin 855 Control Tower Stack Lights provide multi-status indication of your application. They are available in three sizes with UL Type 4/4X/13, IP65 ratings, to meet the most challenging panel and on-machine applications. We have a wide variety of light and sound functions, colors, voltages, and mounting options. We offer stack lights as separate light and sound modules or pre-assembled for greater flexibility. | Operating voltage at DC | 24...24V
| 184 | Automation and Control | Industrial Switch | Tower Lights | CONTROL TOWER STACK LIGHT, 24V AC/DC FULL VOLTAGE GREEN STEA | 2071341 | 855E-24TL3 | ROCKWELL AUTOMATION | #N/A | https://pim-kvc.soneparsea.com:3443/PictureServer/default.aspx/allen-bradley-855e-24tl3_Image1.jpg?A2949790A97C7C80919AB0A6BEA395A27DA7C6A6B6A395AD7D7D897AB7646268C4B187A49BA4919BB57682AFC29E | https://pim-kvc.soneparsea.com:3443/PictureServer/default.aspx/allen-bradley-855e-24tl3.pdf?87A1B5B1BE9C9E61B2B7B5A9BE9CA961887A89AA7F6964A8BC7882B5B69D | CONTROL TOWER STACK LIGHT 24V AC/DC FULL VOLTAGE GREEN STEADY LED (SOCKET MOUNT) | Bulletin 855 Control Tower Stack Lights provide multi-status indication of your application. They are available in three sizes with UL Type 4/4X/13, IP65 ratings, to meet the most challenging panel and on-machine applications. We have a wide variety of light and sound functions, colors, voltages, and mounting options. We offer stack lights as separate light and sound modules or pre-assembled for greater flexibility. | Voltage type | AC/DC
| 184 | Automation and Control | Industrial Switch | Tower Lights | CONTROL TOWER STACK LIGHT, 24V AC/DC FULL VOLTAGE GREEN STEA | 2071341 | 855E-24TL3 | ROCKWELL AUTOMATION | #N/A | https://pim-kvc.soneparsea.com:3443/PictureServer/default.aspx/allen-bradley-855e-24tl3_Image1.jpg?A2949790A97C7C80919AB0A6BEA395A27DA7C6A6B6A395AD7D7D897AB7646268C4B187A49BA4919BB57682AFC29E | https://pim-kvc.soneparsea.com:3443/PictureServer/default.aspx/allen-bradley-855e-24tl3.pdf?87A1B5B1BE9C9E61B2B7B5A9BE9CA961887A89AA7F6964A8BC7882B5B69D | CONTROL TOWER STACK LIGHT 24V AC/DC FULL VOLTAGE GREEN STEADY LED (SOCKET MOUNT) | Bulletin 855 Control Tower Stack Lights provide multi-status indication of your application. They are available in three sizes with UL Type 4/4X/13, IP65 ratings, to meet the most challenging panel and on-machine applications. We have a wide variety of light and sound functions, colors, voltages, and mounting options. We offer stack lights as separate light and sound modules or pre-assembled for greater flexibility. | Lamp type | LED
| 185 | Automation and Control | Industrial Switch | Pendant Control Stations | HARMONY XAC PENDANT CONTROL STATION 6 PB | 2074900 | XACA671 | SCHNEIDER ELECTRIC | 12800 | https://pim-kvc.soneparsea.com:3443/PictureServer/default.aspx/schneider-XACA671_Image1.jpg?A3889C9397807479A2A1C7A8BAA5959DB4AAC672AA787375867C85A49BA4919BB57682AFC29E | https://pim-kvc.soneparsea.com:3443/PictureServer/default.aspx/schneider-xaca671.pdf?81788B76AEAA939CBEAABDA9B7A95DACB1A8B57B89685EA4B4AB | HARMONY XAC PENDANT CONTROL STATION XAC-A 6 PUSHBUTTONS | This Schneider Electric XACA pendant station is ideal to control single speed hoisting applications. It has 1 up , 1 down , 1 left , 1 right and 2 diagonal pushbuttons with 1 normally open contact per button. It is IP65. This pistol grip shaped pendant control station is ideal for direct control with heavy work gloves of mechanical handling applications such as overhead cranes, tower cranes, fixed hoists and beam hoists. It is shock and corrosion resistant thanks to its rugged, double insulated thermoplastic material. Its high endurance allows for 1 million operations. | Number of command positions | 6
| 185 | Automation and Control | Industrial Switch | Pendant Control Stations | HARMONY XAC PENDANT CONTROL STATION 6 PB | 2074900 | XACA671 | SCHNEIDER ELECTRIC | 12800 | https://pim-kvc.soneparsea.com:3443/PictureServer/default.aspx/schneider-XACA671_Image1.jpg?A3889C9397807479A2A1C7A8BAA5959DB4AAC672AA787375867C85A49BA4919BB57682AFC29E | https://pim-kvc.soneparsea.com:3443/PictureServer/default.aspx/schneider-xaca671.pdf?81788B76AEAA939CBEAABDA9B7A95DACB1A8B57B89685EA4B4AB | HARMONY XAC PENDANT CONTROL STATION XAC-A 6 PUSHBUTTONS | This Schneider Electric XACA pendant station is ideal to control single speed hoisting applications. It has 1 up , 1 down , 1 left , 1 right and 2 diagonal pushbuttons with 1 normally open contact per button. It is IP65. This pistol grip shaped pendant control station is ideal for direct control with heavy work gloves of mechanical handling applications such as overhead cranes, tower cranes, fixed hoists and beam hoists. It is shock and corrosion resistant thanks to its rugged, double insulated thermoplastic material. Its high endurance allows for 1 million operations. | Number of speeds | 1
| 185 | Automation and Control | Industrial Switch | Pendant Control Stations | HARMONY XAC PENDANT CONTROL STATION 6 PB | 2074900 | XACA671 | SCHNEIDER ELECTRIC | 12800 | https://pim-kvc.soneparsea.com:3443/PictureServer/default.aspx/schneider-XACA671_Image1.jpg?A3889C9397807479A2A1C7A8BAA5959DB4AAC672AA787375867C85A49BA4919BB57682AFC29E | https://pim-kvc.soneparsea.com:3443/PictureServer/default.aspx/schneider-xaca671.pdf?81788B76AEAA939CBEAABDA9B7A95DACB1A8B57B89685EA4B4AB | HARMONY XAC PENDANT CONTROL STATION XAC-A 6 PUSHBUTTONS | This Schneider Electric XACA pendant station is ideal to control single speed hoisting applications. It has 1 up , 1 down , 1 left , 1 right and 2 diagonal pushbuttons with 1 normally open contact per button. It is IP65. This pistol grip shaped pendant control station is ideal for direct control with heavy work gloves of mechanical handling applications such as overhead cranes, tower cranes, fixed hoists and beam hoists. It is shock and corrosion resistant thanks to its rugged, double insulated thermoplastic material. Its high endurance allows for 1 million operations. | Suitable for emergency stop | no
| 185 | Automation and Control | Industrial Switch | Pendant Control Stations | HARMONY XAC PENDANT CONTROL STATION 6 PB | 2074900 | XACA671 | SCHNEIDER ELECTRIC | 12800 | https://pim-kvc.soneparsea.com:3443/PictureServer/default.aspx/schneider-XACA671_Image1.jpg?A3889C9397807479A2A1C7A8BAA5959DB4AAC672AA787375867C85A49BA4919BB57682AFC29E | https://pim-kvc.soneparsea.com:3443/PictureServer/default.aspx/schneider-xaca671.pdf?81788B76AEAA939CBEAABDA9B7A95DACB1A8B57B89685EA4B4AB | HARMONY XAC PENDANT CONTROL STATION XAC-A 6 PUSHBUTTONS | This Schneider Electric XACA pendant station is ideal to control single speed hoisting applications. It has 1 up , 1 down , 1 left , 1 right and 2 diagonal pushbuttons with 1 normally open contact per button. It is IP65. This pistol grip shaped pendant control station is ideal for direct control with heavy work gloves of mechanical handling applications such as overhead cranes, tower cranes, fixed hoists and beam hoists. It is shock and corrosion resistant thanks to its rugged, double insulated thermoplastic material. Its high endurance allows for 1 million operations. | Type of executable motions | Transport - hoist
| 185 | Automation and Control | Industrial Switch | Pendant Control Stations | HARMONY XAC PENDANT CONTROL STATION 6 PB | 2074900 | XACA671 | SCHNEIDER ELECTRIC | 12800 | https://pim-kvc.soneparsea.com:3443/PictureServer/default.aspx/schneider-XACA671_Image1.jpg?A3889C9397807479A2A1C7A8BAA5959DB4AAC672AA787375867C85A49BA4919BB57682AFC29E | https://pim-kvc.soneparsea.com:3443/PictureServer/default.aspx/schneider-xaca671.pdf?81788B76AEAA939CBEAABDA9B7A95DACB1A8B57B89685EA4B4AB | HARMONY XAC PENDANT CONTROL STATION XAC-A 6 PUSHBUTTONS | This Schneider Electric XACA pendant station is ideal to control single speed hoisting applications. It has 1 up , 1 down , 1 left , 1 right and 2 diagonal pushbuttons with 1 normally open contact per button. It is IP65. This pistol grip shaped pendant control station is ideal for direct control with heavy work gloves of mechanical handling applications such as overhead cranes, tower cranes, fixed hoists and beam hoists. It is shock and corrosion resistant thanks to its rugged, double insulated thermoplastic material. Its high endurance allows for 1 million operations. | Material housing | Plastic
| 185 | Automation and Control | Industrial Switch | Pendant Control Stations | HARMONY XAC PENDANT CONTROL STATION 6 PB | 2074900 | XACA671 | SCHNEIDER ELECTRIC | 12800 | https://pim-kvc.soneparsea.com:3443/PictureServer/default.aspx/schneider-XACA671_Image1.jpg?A3889C9397807479A2A1C7A8BAA5959DB4AAC672AA787375867C85A49BA4919BB57682AFC29E | https://pim-kvc.soneparsea.com:3443/PictureServer/default.aspx/schneider-xaca671.pdf?81788B76AEAA939CBEAABDA9B7A95DACB1A8B57B89685EA4B4AB | HARMONY XAC PENDANT CONTROL STATION XAC-A 6 PUSHBUTTONS | This Schneider Electric XACA pendant station is ideal to control single speed hoisting applications. It has 1 up , 1 down , 1 left , 1 right and 2 diagonal pushbuttons with 1 normally open contact per button. It is IP65. This pistol grip shaped pendant control station is ideal for direct control with heavy work gloves of mechanical handling applications such as overhead cranes, tower cranes, fixed hoists and beam hoists. It is shock and corrosion resistant thanks to its rugged, double insulated thermoplastic material. Its high endurance allows for 1 million operations. | Housing material quality | Other
| 185 | Automation and Control | Industrial Switch | Pendant Control Stations | HARMONY XAC PENDANT CONTROL STATION 6 PB | 2074900 | XACA671 | SCHNEIDER ELECTRIC | 12800 | https://pim-kvc.soneparsea.com:3443/PictureServer/default.aspx/schneider-XACA671_Image1.jpg?A3889C9397807479A2A1C7A8BAA5959DB4AAC672AA787375867C85A49BA4919BB57682AFC29E | https://pim-kvc.soneparsea.com:3443/PictureServer/default.aspx/schneider-xaca671.pdf?81788B76AEAA939CBEAABDA9B7A95DACB1A8B57B89685EA4B4AB | HARMONY XAC PENDANT CONTROL STATION XAC-A 6 PUSHBUTTONS | This Schneider Electric XACA pendant station is ideal to control single speed hoisting applications. It has 1 up , 1 down , 1 left , 1 right and 2 diagonal pushbuttons with 1 normally open contact per button. It is IP65. This pistol grip shaped pendant control station is ideal for direct control with heavy work gloves of mechanical handling applications such as overhead cranes, tower cranes, fixed hoists and beam hoists. It is shock and corrosion resistant thanks to its rugged, double insulated thermoplastic material. Its high endurance allows for 1 million operations. | Colour housing cover | Yellow
| 185 | Automation and Control | Industrial Switch | Pendant Control Stations | HARMONY XAC PENDANT CONTROL STATION 6 PB | 2074900 | XACA671 | SCHNEIDER ELECTRIC | 12800 | https://pim-kvc.soneparsea.com:3443/PictureServer/default.aspx/schneider-XACA671_Image1.jpg?A3889C9397807479A2A1C7A8BAA5959DB4AAC672AA787375867C85A49BA4919BB57682AFC29E | https://pim-kvc.soneparsea.com:3443/PictureServer/default.aspx/schneider-xaca671.pdf?81788B76AEAA939CBEAABDA9B7A95DACB1A8B57B89685EA4B4AB | HARMONY XAC PENDANT CONTROL STATION XAC-A 6 PUSHBUTTONS | This Schneider Electric XACA pendant station is ideal to control single speed hoisting applications. It has 1 up , 1 down , 1 left , 1 right and 2 diagonal pushbuttons with 1 normally open contact per button. It is IP65. This pistol grip shaped pendant control station is ideal for direct control with heavy work gloves of mechanical handling applications such as overhead cranes, tower cranes, fixed hoists and beam hoists. It is shock and corrosion resistant thanks to its rugged, double insulated thermoplastic material. Its high endurance allows for 1 million operations. | Degree of protection (IP) | IP65
| 185 | Automation and Control | Industrial Switch | Pendant Control Stations | HARMONY XAC PENDANT CONTROL STATION 6 PB | 2074900 | XACA671 | SCHNEIDER ELECTRIC | 12800 | https://pim-kvc.soneparsea.com:3443/PictureServer/default.aspx/schneider-XACA671_Image1.jpg?A3889C9397807479A2A1C7A8BAA5959DB4AAC672AA787375867C85A49BA4919BB57682AFC29E | https://pim-kvc.soneparsea.com:3443/PictureServer/default.aspx/schneider-xaca671.pdf?81788B76AEAA939CBEAABDA9B7A95DACB1A8B57B89685EA4B4AB | HARMONY XAC PENDANT CONTROL STATION XAC-A 6 PUSHBUTTONS | This Schneider Electric XACA pendant station is ideal to control single speed hoisting applications. It has 1 up , 1 down , 1 left , 1 right and 2 diagonal pushbuttons with 1 normally open contact per button. It is IP65. This pistol grip shaped pendant control station is ideal for direct control with heavy work gloves of mechanical handling applications such as overhead cranes, tower cranes, fixed hoists and beam hoists. It is shock and corrosion resistant thanks to its rugged, double insulated thermoplastic material. Its high endurance allows for 1 million operations. | Degree of protection (NEMA) | 13
| 185 | Automation and Control | Industrial Switch | Pendant Control Stations | HARMONY XAC PENDANT CONTROL STATION 6 PB | 2074900 | XACA671 | SCHNEIDER ELECTRIC | 12800 | https://pim-kvc.soneparsea.com:3443/PictureServer/default.aspx/schneider-XACA671_Image1.jpg?A3889C9397807479A2A1C7A8BAA5959DB4AAC672AA787375867C85A49BA4919BB57682AFC29E | https://pim-kvc.soneparsea.com:3443/PictureServer/default.aspx/schneider-xaca671.pdf?81788B76AEAA939CBEAABDA9B7A95DACB1A8B57B89685EA4B4AB | HARMONY XAC PENDANT CONTROL STATION XAC-A 6 PUSHBUTTONS | This Schneider Electric XACA pendant station is ideal to control single speed hoisting applications. It has 1 up , 1 down , 1 left , 1 right and 2 diagonal pushbuttons with 1 normally open contact per button. It is IP65. This pistol grip shaped pendant control station is ideal for direct control with heavy work gloves of mechanical handling applications such as overhead cranes, tower cranes, fixed hoists and beam hoists. It is shock and corrosion resistant thanks to its rugged, double insulated thermoplastic material. Its high endurance allows for 1 million operations. | Width | 80mm
| 185 | Automation and Control | Industrial Switch | Pendant Control Stations | HARMONY XAC PENDANT CONTROL STATION 6 PB | 2074900 | XACA671 | SCHNEIDER ELECTRIC | 12800 | https://pim-kvc.soneparsea.com:3443/PictureServer/default.aspx/schneider-XACA671_Image1.jpg?A3889C9397807479A2A1C7A8BAA5959DB4AAC672AA787375867C85A49BA4919BB57682AFC29E | https://pim-kvc.soneparsea.com:3443/PictureServer/default.aspx/schneider-xaca671.pdf?81788B76AEAA939CBEAABDA9B7A95DACB1A8B57B89685EA4B4AB | HARMONY XAC PENDANT CONTROL STATION XAC-A 6 PUSHBUTTONS | This Schneider Electric XACA pendant station is ideal to control single speed hoisting applications. It has 1 up , 1 down , 1 left , 1 right and 2 diagonal pushbuttons with 1 normally open contact per button. It is IP65. This pistol grip shaped pendant control station is ideal for direct control with heavy work gloves of mechanical handling applications such as overhead cranes, tower cranes, fixed hoists and beam hoists. It is shock and corrosion resistant thanks to its rugged, double insulated thermoplastic material. Its high endurance allows for 1 million operations. | Height | 500mm
| 185 | Automation and Control | Industrial Switch | Pendant Control Stations | HARMONY XAC PENDANT CONTROL STATION 6 PB | 2074900 | XACA671 | SCHNEIDER ELECTRIC | 12800 | https://pim-kvc.soneparsea.com:3443/PictureServer/default.aspx/schneider-XACA671_Image1.jpg?A3889C9397807479A2A1C7A8BAA5959DB4AAC672AA787375867C85A49BA4919BB57682AFC29E | https://pim-kvc.soneparsea.com:3443/PictureServer/default.aspx/schneider-xaca671.pdf?81788B76AEAA939CBEAABDA9B7A95DACB1A8B57B89685EA4B4AB | HARMONY XAC PENDANT CONTROL STATION XAC-A 6 PUSHBUTTONS | This Schneider Electric XACA pendant station is ideal to control single speed hoisting applications. It has 1 up , 1 down , 1 left , 1 right and 2 diagonal pushbuttons with 1 normally open contact per button. It is IP65. This pistol grip shaped pendant control station is ideal for direct control with heavy work gloves of mechanical handling applications such as overhead cranes, tower cranes, fixed hoists and beam hoists. It is shock and corrosion resistant thanks to its rugged, double insulated thermoplastic material. Its high endurance allows for 1 million operations. | Depth | 70mm
| 186 | Automation and Control | Industrial Switch | Control Switch | 56 SERIES SURFACE SWITCH LESS ENCLOSURE 1G 1P 250VAC 10A | 2086505 | S56SW110LEGY | SCHNEIDER ELECTRIC | 790 | https://pim-kvc.soneparsea.com:3443/PictureServer/default.aspx/schneider-56sw110legy_large.jpg?81788B76AEAA939CBEAABDA9B7A95D6986B8CB7683679C99B7BEB3B1B3A997997EAFC4AC | https://pim-kvc.soneparsea.com:3443/PictureServer/default.aspx/schneider-56sw110legy.pdf?81788B76AEAA939CBEAABDA9B7A95D6986B8CB7683679C99B7BE82B5B69D | 56 SERIES SURFACE SWITCH LESS ENCLOSURE 1G 1P 250VAC 10A | Designed to satisfy customer needs, precisely engineered and carefully manufactured. Clipsal industrial switchgear is as versatile as your requirements. The Clipsal 56 and 66 series satisfies these challenges with the use of durable engineering plastics | Number of poles | 1
| 186 | Automation and Control | Industrial Switch | Control Switch | 56 SERIES SURFACE SWITCH LESS ENCLOSURE 1G 1P 250VAC 10A | 2086505 | S56SW110LEGY | SCHNEIDER ELECTRIC | 790 | https://pim-kvc.soneparsea.com:3443/PictureServer/default.aspx/schneider-56sw110legy_large.jpg?81788B76AEAA939CBEAABDA9B7A95D6986B8CB7683679C99B7BEB3B1B3A997997EAFC4AC | https://pim-kvc.soneparsea.com:3443/PictureServer/default.aspx/schneider-56sw110legy.pdf?81788B76AEAA939CBEAABDA9B7A95D6986B8CB7683679C99B7BE82B5B69D | 56 SERIES SURFACE SWITCH LESS ENCLOSURE 1G 1P 250VAC 10A | Designed to satisfy customer needs, precisely engineered and carefully manufactured. Clipsal industrial switchgear is as versatile as your requirements. The Clipsal 56 and 66 series satisfies these challenges with the use of durable engineering plastics | Max. rated operation voltage Ue AC | 250V
| 186 | Automation and Control | Industrial Switch | Control Switch | 56 SERIES SURFACE SWITCH LESS ENCLOSURE 1G 1P 250VAC 10A | 2086505 | S56SW110LEGY | SCHNEIDER ELECTRIC | 790 | https://pim-kvc.soneparsea.com:3443/PictureServer/default.aspx/schneider-56sw110legy_large.jpg?81788B76AEAA939CBEAABDA9B7A95D6986B8CB7683679C99B7BEB3B1B3A997997EAFC4AC | https://pim-kvc.soneparsea.com:3443/PictureServer/default.aspx/schneider-56sw110legy.pdf?81788B76AEAA939CBEAABDA9B7A95D6986B8CB7683679C99B7BE82B5B69D | 56 SERIES SURFACE SWITCH LESS ENCLOSURE 1G 1P 250VAC 10A | Designed to satisfy customer needs, precisely engineered and carefully manufactured. Clipsal industrial switchgear is as versatile as your requirements. The Clipsal 56 and 66 series satisfies these challenges with the use of durable engineering plastics | Rated permanent current Iu | 10A
| 186 | Automation and Control | Industrial Switch | Control Switch | 56 SERIES SURFACE SWITCH LESS ENCLOSURE 1G 1P 250VAC 10A | 2086505 | S56SW110LEGY | SCHNEIDER ELECTRIC | 790 | https://pim-kvc.soneparsea.com:3443/PictureServer/default.aspx/schneider-56sw110legy_large.jpg?81788B76AEAA939CBEAABDA9B7A95D6986B8CB7683679C99B7BEB3B1B3A997997EAFC4AC | https://pim-kvc.soneparsea.com:3443/PictureServer/default.aspx/schneider-56sw110legy.pdf?81788B76AEAA939CBEAABDA9B7A95D6986B8CB7683679C99B7BE82B5B69D | 56 SERIES SURFACE SWITCH LESS ENCLOSURE 1G 1P 250VAC 10A | Designed to satisfy customer needs, precisely engineered and carefully manufactured. Clipsal industrial switchgear is as versatile as your requirements. The Clipsal 56 and 66 series satisfies these challenges with the use of durable engineering plastics | Number of switch positions | 2
| 186 | Automation and Control | Industrial Switch | Control Switch | 56 SERIES SURFACE SWITCH LESS ENCLOSURE 1G 1P 250VAC 10A | 2086505 | S56SW110LEGY | SCHNEIDER ELECTRIC | 790 | https://pim-kvc.soneparsea.com:3443/PictureServer/default.aspx/schneider-56sw110legy_large.jpg?81788B76AEAA939CBEAABDA9B7A95D6986B8CB7683679C99B7BEB3B1B3A997997EAFC4AC | https://pim-kvc.soneparsea.com:3443/PictureServer/default.aspx/schneider-56sw110legy.pdf?81788B76AEAA939CBEAABDA9B7A95D6986B8CB7683679C99B7BE82B5B69D | 56 SERIES SURFACE SWITCH LESS ENCLOSURE 1G 1P 250VAC 10A | Designed to satisfy customer needs, precisely engineered and carefully manufactured. Clipsal industrial switchgear is as versatile as your requirements. The Clipsal 56 and 66 series satisfies these challenges with the use of durable engineering plastics | Type of control element | Turn button
| 187 | Automation and Control | Industrial Switch | Control Switch | 56 SERIES SURFACE SWITCH LESS ENCLOSURE 1G 2P 500VAC 20A | 2086506 | 56SW220LE GY | SCHNEIDER ELECTRIC | 915 | https://pim-kvc.soneparsea.com:3443/PictureServer/default.aspx/schneider-56sw220legy_large.jpg?81788B76AEAA939CBEAABDA9B7A95D6986B8CB7784679C99B7BEB3B1B3A997997EAFC4AC | https://pim-kvc.soneparsea.com:3443/PictureServer/default.aspx/schneider-56sw220legy.pdf?81788B76AEAA939CBEAABDA9B7A95D6986B8CB7784679C99B7BE82B5B69D | 56 SERIES SURFACE SWITCH LESS ENCLOSURE 1G 2P 500VAC 20A | Designed to satisfy customer needs, precisely engineered and carefully manufactured. Clipsal industrial switchgear is as versatile as your requirements. The Clipsal 56 and 66 series satisfies these challenges with the use of durable engineering plastics | Number of poles | 2
| 187 | Automation and Control | Industrial Switch | Control Switch | 56 SERIES SURFACE SWITCH LESS ENCLOSURE 1G 2P 500VAC 20A | 2086506 | 56SW220LE GY | SCHNEIDER ELECTRIC | 915 | https://pim-kvc.soneparsea.com:3443/PictureServer/default.aspx/schneider-56sw220legy_large.jpg?81788B76AEAA939CBEAABDA9B7A95D6986B8CB7784679C99B7BEB3B1B3A997997EAFC4AC | https://pim-kvc.soneparsea.com:3443/PictureServer/default.aspx/schneider-56sw220legy.pdf?81788B76AEAA939CBEAABDA9B7A95D6986B8CB7784679C99B7BE82B5B69D | 56 SERIES SURFACE SWITCH LESS ENCLOSURE 1G 2P 500VAC 20A | Designed to satisfy customer needs, precisely engineered and carefully manufactured. Clipsal industrial switchgear is as versatile as your requirements. The Clipsal 56 and 66 series satisfies these challenges with the use of durable engineering plastics | Max. rated operation voltage Ue AC | 500V
| 187 | Automation and Control | Industrial Switch | Control Switch | 56 SERIES SURFACE SWITCH LESS ENCLOSURE 1G 2P 500VAC 20A | 2086506 | 56SW220LE GY | SCHNEIDER ELECTRIC | 915 | https://pim-kvc.soneparsea.com:3443/PictureServer/default.aspx/schneider-56sw220legy_large.jpg?81788B76AEAA939CBEAABDA9B7A95D6986B8CB7784679C99B7BEB3B1B3A997997EAFC4AC | https://pim-kvc.soneparsea.com:3443/PictureServer/default.aspx/schneider-56sw220legy.pdf?81788B76AEAA939CBEAABDA9B7A95D6986B8CB7784679C99B7BE82B5B69D | 56 SERIES SURFACE SWITCH LESS ENCLOSURE 1G 2P 500VAC 20A | Designed to satisfy customer needs, precisely engineered and carefully manufactured. Clipsal industrial switchgear is as versatile as your requirements. The Clipsal 56 and 66 series satisfies these challenges with the use of durable engineering plastics | Rated permanent current Iu | 20A
| 187 | Automation and Control | Industrial Switch | Control Switch | 56 SERIES SURFACE SWITCH LESS ENCLOSURE 1G 2P 500VAC 20A | 2086506 | 56SW220LE GY | SCHNEIDER ELECTRIC | 915 | https://pim-kvc.soneparsea.com:3443/PictureServer/default.aspx/schneider-56sw220legy_large.jpg?81788B76AEAA939CBEAABDA9B7A95D6986B8CB7784679C99B7BEB3B1B3A997997EAFC4AC | https://pim-kvc.soneparsea.com:3443/PictureServer/default.aspx/schneider-56sw220legy.pdf?81788B76AEAA939CBEAABDA9B7A95D6986B8CB7784679C99B7BE82B5B69D | 56 SERIES SURFACE SWITCH LESS ENCLOSURE 1G 2P 500VAC 20A | Designed to satisfy customer needs, precisely engineered and carefully manufactured. Clipsal industrial switchgear is as versatile as your requirements. The Clipsal 56 and 66 series satisfies these challenges with the use of durable engineering plastics | Number of switch positions | 2
| 187 | Automation and Control | Industrial Switch | Control Switch | 56 SERIES SURFACE SWITCH LESS ENCLOSURE 1G 2P 500VAC 20A | 2086506 | 56SW220LE GY | SCHNEIDER ELECTRIC | 915 | https://pim-kvc.soneparsea.com:3443/PictureServer/default.aspx/schneider-56sw220legy_large.jpg?81788B76AEAA939CBEAABDA9B7A95D6986B8CB7784679C99B7BEB3B1B3A997997EAFC4AC | https://pim-kvc.soneparsea.com:3443/PictureServer/default.aspx/schneider-56sw220legy.pdf?81788B76AEAA939CBEAABDA9B7A95D6986B8CB7784679C99B7BE82B5B69D | 56 SERIES SURFACE SWITCH LESS ENCLOSURE 1G 2P 500VAC 20A | Designed to satisfy customer needs, precisely engineered and carefully manufactured. Clipsal industrial switchgear is as versatile as your requirements. The Clipsal 56 and 66 series satisfies these challenges with the use of durable engineering plastics | Type of control element | Turn button
| 188 | Automation and Control | Industrial Switch | Control Switch | 56 SERIES SURFACE SWITCH LESS ENCLOSURE 1G 3P 250VAC 20A | 2086507 | S56SW320LEGY | SCHNEIDER ELECTRIC | 1060 | https://pim-kvc.soneparsea.com:3443/PictureServer/default.aspx/schneider-56sw320legy_large.jpg?81788B76AEAA939CBEAABDA9B7A95D6986B8CB7884679C99B7BEB3B1B3A997997EAFC4AC | https://pim-kvc.soneparsea.com:3443/PictureServer/default.aspx/schneider-56sw320legy.pdf?81788B76AEAA939CBEAABDA9B7A95D6986B8CB7884679C99B7BE82B5B69D | 56 SERIES SURFACE SWITCH LESS ENCLOSURE 1G 3P 250VAC 20A | Designed to satisfy customer needs, precisely engineered and carefully manufactured. Clipsal industrial switchgear is as versatile as your requirements. The Clipsal 56 and 66 series satisfies these challenges with the use of durable engineering plastics | Number of poles | 3
| 188 | Automation and Control | Industrial Switch | Control Switch | 56 SERIES SURFACE SWITCH LESS ENCLOSURE 1G 3P 250VAC 20A | 2086507 | S56SW320LEGY | SCHNEIDER ELECTRIC | 1060 | https://pim-kvc.soneparsea.com:3443/PictureServer/default.aspx/schneider-56sw320legy_large.jpg?81788B76AEAA939CBEAABDA9B7A95D6986B8CB7884679C99B7BEB3B1B3A997997EAFC4AC | https://pim-kvc.soneparsea.com:3443/PictureServer/default.aspx/schneider-56sw320legy.pdf?81788B76AEAA939CBEAABDA9B7A95D6986B8CB7884679C99B7BE82B5B69D | 56 SERIES SURFACE SWITCH LESS ENCLOSURE 1G 3P 250VAC 20A | Designed to satisfy customer needs, precisely engineered and carefully manufactured. Clipsal industrial switchgear is as versatile as your requirements. The Clipsal 56 and 66 series satisfies these challenges with the use of durable engineering plastics | Max. rated operation voltage Ue AC | 500V
| 188 | Automation and Control | Industrial Switch | Control Switch | 56 SERIES SURFACE SWITCH LESS ENCLOSURE 1G 3P 250VAC 20A | 2086507 | S56SW320LEGY | SCHNEIDER ELECTRIC | 1060 | https://pim-kvc.soneparsea.com:3443/PictureServer/default.aspx/schneider-56sw320legy_large.jpg?81788B76AEAA939CBEAABDA9B7A95D6986B8CB7884679C99B7BEB3B1B3A997997EAFC4AC | https://pim-kvc.soneparsea.com:3443/PictureServer/default.aspx/schneider-56sw320legy.pdf?81788B76AEAA939CBEAABDA9B7A95D6986B8CB7884679C99B7BE82B5B69D | 56 SERIES SURFACE SWITCH LESS ENCLOSURE 1G 3P 250VAC 20A | Designed to satisfy customer needs, precisely engineered and carefully manufactured. Clipsal industrial switchgear is as versatile as your requirements. The Clipsal 56 and 66 series satisfies these challenges with the use of durable engineering plastics | Rated permanent current Iu | 20A
| 188 | Automation and Control | Industrial Switch | Control Switch | 56 SERIES SURFACE SWITCH LESS ENCLOSURE 1G 3P 250VAC 20A | 2086507 | S56SW320LEGY | SCHNEIDER ELECTRIC | 1060 | https://pim-kvc.soneparsea.com:3443/PictureServer/default.aspx/schneider-56sw320legy_large.jpg?81788B76AEAA939CBEAABDA9B7A95D6986B8CB7884679C99B7BEB3B1B3A997997EAFC4AC | https://pim-kvc.soneparsea.com:3443/PictureServer/default.aspx/schneider-56sw320legy.pdf?81788B76AEAA939CBEAABDA9B7A95D6986B8CB7884679C99B7BE82B5B69D | 56 SERIES SURFACE SWITCH LESS ENCLOSURE 1G 3P 250VAC 20A | Designed to satisfy customer needs, precisely engineered and carefully manufactured. Clipsal industrial switchgear is as versatile as your requirements. The Clipsal 56 and 66 series satisfies these challenges with the use of durable engineering plastics | Number of switch positions | 2
| 188 | Automation and Control | Industrial Switch | Control Switch | 56 SERIES SURFACE SWITCH LESS ENCLOSURE 1G 3P 250VAC 20A | 2086507 | S56SW320LEGY | SCHNEIDER ELECTRIC | 1060 | https://pim-kvc.soneparsea.com:3443/PictureServer/default.aspx/schneider-56sw320legy_large.jpg?81788B76AEAA939CBEAABDA9B7A95D6986B8CB7884679C99B7BEB3B1B3A997997EAFC4AC | https://pim-kvc.soneparsea.com:3443/PictureServer/default.aspx/schneider-56sw320legy.pdf?81788B76AEAA939CBEAABDA9B7A95D6986B8CB7884679C99B7BE82B5B69D | 56 SERIES SURFACE SWITCH LESS ENCLOSURE 1G 3P 250VAC 20A | Designed to satisfy customer needs, precisely engineered and carefully manufactured. Clipsal industrial switchgear is as versatile as your requirements. The Clipsal 56 and 66 series satisfies these challenges with the use of durable engineering plastics | Type of control element | Turn button
| 189 | Automation and Control | Industrial Switch | Control Switch | 56 SERIES SURFACE SWITCH LESS ENCLOSURE 1G 3P 500VAC 32A | 2086508 | 56SW332LE GY | SCHNEIDER ELECTRIC | 2050 | https://pim-kvc.soneparsea.com:3443/PictureServer/default.aspx/schneider-56sw332legy_large.jpg?81788B76AEAA939CBEAABDA9B7A95D6986B8CB7885699C99B7BEB3B1B3A997997EAFC4AC | https://pim-kvc.soneparsea.com:3443/PictureServer/default.aspx/schneider-56sw332legy.pdf?81788B76AEAA939CBEAABDA9B7A95D6986B8CB7885699C99B7BE82B5B69D | 56 SERIES SURFACE SWITCH LESS ENCLOSURE 1G 3P 500VAC 32A | Designed to satisfy customer needs, precisely engineered and carefully manufactured. Clipsal industrial switchgear is as versatile as your requirements. The Clipsal 56 and 66 series satisfies these challenges with the use of durable engineering plastics | Number of poles | 3
| 189 | Automation and Control | Industrial Switch | Control Switch | 56 SERIES SURFACE SWITCH LESS ENCLOSURE 1G 3P 500VAC 32A | 2086508 | 56SW332LE GY | SCHNEIDER ELECTRIC | 2050 | https://pim-kvc.soneparsea.com:3443/PictureServer/default.aspx/schneider-56sw332legy_large.jpg?81788B76AEAA939CBEAABDA9B7A95D6986B8CB7885699C99B7BEB3B1B3A997997EAFC4AC | https://pim-kvc.soneparsea.com:3443/PictureServer/default.aspx/schneider-56sw332legy.pdf?81788B76AEAA939CBEAABDA9B7A95D6986B8CB7885699C99B7BE82B5B69D | 56 SERIES SURFACE SWITCH LESS ENCLOSURE 1G 3P 500VAC 32A | Designed to satisfy customer needs, precisely engineered and carefully manufactured. Clipsal industrial switchgear is as versatile as your requirements. The Clipsal 56 and 66 series satisfies these challenges with the use of durable engineering plastics | Max. rated operation voltage Ue AC | 500V
| 189 | Automation and Control | Industrial Switch | Control Switch | 56 SERIES SURFACE SWITCH LESS ENCLOSURE 1G 3P 500VAC 32A | 2086508 | 56SW332LE GY | SCHNEIDER ELECTRIC | 2050 | https://pim-kvc.soneparsea.com:3443/PictureServer/default.aspx/schneider-56sw332legy_large.jpg?81788B76AEAA939CBEAABDA9B7A95D6986B8CB7885699C99B7BEB3B1B3A997997EAFC4AC | https://pim-kvc.soneparsea.com:3443/PictureServer/default.aspx/schneider-56sw332legy.pdf?81788B76AEAA939CBEAABDA9B7A95D6986B8CB7885699C99B7BE82B5B69D | 56 SERIES SURFACE SWITCH LESS ENCLOSURE 1G 3P 500VAC 32A | Designed to satisfy customer needs, precisely engineered and carefully manufactured. Clipsal industrial switchgear is as versatile as your requirements. The Clipsal 56 and 66 series satisfies these challenges with the use of durable engineering plastics | Rated permanent current Iu | 32A
| 189 | Automation and Control | Industrial Switch | Control Switch | 56 SERIES SURFACE SWITCH LESS ENCLOSURE 1G 3P 500VAC 32A | 2086508 | 56SW332LE GY | SCHNEIDER ELECTRIC | 2050 | https://pim-kvc.soneparsea.com:3443/PictureServer/default.aspx/schneider-56sw332legy_large.jpg?81788B76AEAA939CBEAABDA9B7A95D6986B8CB7885699C99B7BEB3B1B3A997997EAFC4AC | https://pim-kvc.soneparsea.com:3443/PictureServer/default.aspx/schneider-56sw332legy.pdf?81788B76AEAA939CBEAABDA9B7A95D6986B8CB7885699C99B7BE82B5B69D | 56 SERIES SURFACE SWITCH LESS ENCLOSURE 1G 3P 500VAC 32A | Designed to satisfy customer needs, precisely engineered and carefully manufactured. Clipsal industrial switchgear is as versatile as your requirements. The Clipsal 56 and 66 series satisfies these challenges with the use of durable engineering plastics | Number of switch positions | 2
| 189 | Automation and Control | Industrial Switch | Control Switch | 56 SERIES SURFACE SWITCH LESS ENCLOSURE 1G 3P 500VAC 32A | 2086508 | 56SW332LE GY | SCHNEIDER ELECTRIC | 2050 | https://pim-kvc.soneparsea.com:3443/PictureServer/default.aspx/schneider-56sw332legy_large.jpg?81788B76AEAA939CBEAABDA9B7A95D6986B8CB7885699C99B7BEB3B1B3A997997EAFC4AC | https://pim-kvc.soneparsea.com:3443/PictureServer/default.aspx/schneider-56sw332legy.pdf?81788B76AEAA939CBEAABDA9B7A95D6986B8CB7885699C99B7BE82B5B69D | 56 SERIES SURFACE SWITCH LESS ENCLOSURE 1G 3P 500VAC 32A | Designed to satisfy customer needs, precisely engineered and carefully manufactured. Clipsal industrial switchgear is as versatile as your requirements. The Clipsal 56 and 66 series satisfies these challenges with the use of durable engineering plastics | Type of control element | Turn button
| 190 | Automation and Control | Industrial Switch | Control Switch | 56 SERIES SURFACE SWITCH LESS ENCLOSURE 1G 3P 500VAC 50A | 2086509 | S56SW350LEGY | SCHNEIDER ELECTRIC | 2650 | https://pim-kvc.soneparsea.com:3443/PictureServer/default.aspx/schneider-56sw350legy_large.jpg?81788B76AEAA939CBEAABDA9B7A95D6986B8CB7887679C99B7BEB3B1B3A997997EAFC4AC | https://pim-kvc.soneparsea.com:3443/PictureServer/default.aspx/schneider-56sw350legy.pdf?81788B76AEAA939CBEAABDA9B7A95D6986B8CB7887679C99B7BE82B5B69D | 56 SERIES SURFACE SWITCH LESS ENCLOSURE 1G 3P 500VAC 50A | Designed to satisfy customer needs, precisely engineered and carefully manufactured. Clipsal industrial switchgear is as versatile as your requirements. The Clipsal 56 and 66 series satisfies these challenges with the use of durable engineering plastics | Number of poles | 3
| 190 | Automation and Control | Industrial Switch | Control Switch | 56 SERIES SURFACE SWITCH LESS ENCLOSURE 1G 3P 500VAC 50A | 2086509 | S56SW350LEGY | SCHNEIDER ELECTRIC | 2650 | https://pim-kvc.soneparsea.com:3443/PictureServer/default.aspx/schneider-56sw350legy_large.jpg?81788B76AEAA939CBEAABDA9B7A95D6986B8CB7887679C99B7BEB3B1B3A997997EAFC4AC | https://pim-kvc.soneparsea.com:3443/PictureServer/default.aspx/schneider-56sw350legy.pdf?81788B76AEAA939CBEAABDA9B7A95D6986B8CB7887679C99B7BE82B5B69D | 56 SERIES SURFACE SWITCH LESS ENCLOSURE 1G 3P 500VAC 50A | Designed to satisfy customer needs, precisely engineered and carefully manufactured. Clipsal industrial switchgear is as versatile as your requirements. The Clipsal 56 and 66 series satisfies these challenges with the use of durable engineering plastics | Max. rated operation voltage Ue AC | 250V
| 190 | Automation and Control | Industrial Switch | Control Switch | 56 SERIES SURFACE SWITCH LESS ENCLOSURE 1G 3P 500VAC 50A | 2086509 | S56SW350LEGY | SCHNEIDER ELECTRIC | 2650 | https://pim-kvc.soneparsea.com:3443/PictureServer/default.aspx/schneider-56sw350legy_large.jpg?81788B76AEAA939CBEAABDA9B7A95D6986B8CB7887679C99B7BEB3B1B3A997997EAFC4AC | https://pim-kvc.soneparsea.com:3443/PictureServer/default.aspx/schneider-56sw350legy.pdf?81788B76AEAA939CBEAABDA9B7A95D6986B8CB7887679C99B7BE82B5B69D | 56 SERIES SURFACE SWITCH LESS ENCLOSURE 1G 3P 500VAC 50A | Designed to satisfy customer needs, precisely engineered and carefully manufactured. Clipsal industrial switchgear is as versatile as your requirements. The Clipsal 56 and 66 series satisfies these challenges with the use of durable engineering plastics | Rated permanent current Iu | 50A
| 190 | Automation and Control | Industrial Switch | Control Switch | 56 SERIES SURFACE SWITCH LESS ENCLOSURE 1G 3P 500VAC 50A | 2086509 | S56SW350LEGY | SCHNEIDER ELECTRIC | 2650 | https://pim-kvc.soneparsea.com:3443/PictureServer/default.aspx/schneider-56sw350legy_large.jpg?81788B76AEAA939CBEAABDA9B7A95D6986B8CB7887679C99B7BEB3B1B3A997997EAFC4AC | https://pim-kvc.soneparsea.com:3443/PictureServer/default.aspx/schneider-56sw350legy.pdf?81788B76AEAA939CBEAABDA9B7A95D6986B8CB7887679C99B7BE82B5B69D | 56 SERIES SURFACE SWITCH LESS ENCLOSURE 1G 3P 500VAC 50A | Designed to satisfy customer needs, precisely engineered and carefully manufactured. Clipsal industrial switchgear is as versatile as your requirements. The Clipsal 56 and 66 series satisfies these challenges with the use of durable engineering plastics | Number of switch positions | 2
| 190 | Automation and Control | Industrial Switch | Control Switch | 56 SERIES SURFACE SWITCH LESS ENCLOSURE 1G 3P 500VAC 50A | 2086509 | S56SW350LEGY | SCHNEIDER ELECTRIC | 2650 | https://pim-kvc.soneparsea.com:3443/PictureServer/default.aspx/schneider-56sw350legy_large.jpg?81788B76AEAA939CBEAABDA9B7A95D6986B8CB7887679C99B7BEB3B1B3A997997EAFC4AC | https://pim-kvc.soneparsea.com:3443/PictureServer/default.aspx/schneider-56sw350legy.pdf?81788B76AEAA939CBEAABDA9B7A95D6986B8CB7887679C99B7BE82B5B69D | 56 SERIES SURFACE SWITCH LESS ENCLOSURE 1G 3P 500VAC 50A | Designed to satisfy customer needs, precisely engineered and carefully manufactured. Clipsal industrial switchgear is as versatile as your requirements. The Clipsal 56 and 66 series satisfies these challenges with the use of durable engineering plastics | Type of control element | Turn button
| 191 | Automation and Control | Industrial Switch | Pressure Switches | ADW PRESSURE SWITCH 2 THRESHOLDS 210 BAR 1CO | 2086829 | ADW6M129012 | SCHNEIDER ELECTRIC | 26800 | https://pim-kvc.soneparsea.com:3443/PictureServer/default.aspx/SCHNEIDER-ADW6M129012_image1.jpg?A3889C9397807479A2A1A7889A85757D948AA672937B876A9D76867E82686293B9B2B5ACB7685E9EC0AC | https://pim-kvc.soneparsea.com:3443/PictureServer/default.aspx/schneider-adw-6m129012.pdf?81788B76AEAA939CBEAABDA9B7A95D95B4BC817BBF68626D80768673C29B96 | ADW PRESSURE SWITCH ADJUSTABLE SCALE 2 THRESHOLDS 210 BAR 1CO | Pressure switches OsiSense ACW and ADW are switches for control circuits, with an adjustable differential., Pressure switches OsiSense ACW are used to control the pressure of air, oils and other non corrosive fluids, up to 131 bar., Pressure switches OsiSense ADW are used to control the pressure of oils (including synthetic), up to 340 bar. | Suitable as guard | yes
| 191 | Automation and Control | Industrial Switch | Pressure Switches | ADW PRESSURE SWITCH 2 THRESHOLDS 210 BAR 1CO | 2086829 | ADW6M129012 | SCHNEIDER ELECTRIC | 26800 | https://pim-kvc.soneparsea.com:3443/PictureServer/default.aspx/SCHNEIDER-ADW6M129012_image1.jpg?A3889C9397807479A2A1A7889A85757D948AA672937B876A9D76867E82686293B9B2B5ACB7685E9EC0AC | https://pim-kvc.soneparsea.com:3443/PictureServer/default.aspx/schneider-adw-6m129012.pdf?81788B76AEAA939CBEAABDA9B7A95D95B4BC817BBF68626D80768673C29B96 | ADW PRESSURE SWITCH ADJUSTABLE SCALE 2 THRESHOLDS 210 BAR 1CO | Pressure switches OsiSense ACW and ADW are switches for control circuits, with an adjustable differential., Pressure switches OsiSense ACW are used to control the pressure of air, oils and other non corrosive fluids, up to 131 bar., Pressure switches OsiSense ADW are used to control the pressure of oils (including synthetic), up to 340 bar. | Suitable as 2-point controller | yes
| 191 | Automation and Control | Industrial Switch | Pressure Switches | ADW PRESSURE SWITCH 2 THRESHOLDS 210 BAR 1CO | 2086829 | ADW6M129012 | SCHNEIDER ELECTRIC | 26800 | https://pim-kvc.soneparsea.com:3443/PictureServer/default.aspx/SCHNEIDER-ADW6M129012_image1.jpg?A3889C9397807479A2A1A7889A85757D948AA672937B876A9D76867E82686293B9B2B5ACB7685E9EC0AC | https://pim-kvc.soneparsea.com:3443/PictureServer/default.aspx/schneider-adw-6m129012.pdf?81788B76AEAA939CBEAABDA9B7A95D95B4BC817BBF68626D80768673C29B96 | ADW PRESSURE SWITCH ADJUSTABLE SCALE 2 THRESHOLDS 210 BAR 1CO | Pressure switches OsiSense ACW and ADW are switches for control circuits, with an adjustable differential., Pressure switches OsiSense ACW are used to control the pressure of air, oils and other non corrosive fluids, up to 131 bar., Pressure switches OsiSense ADW are used to control the pressure of oils (including synthetic), up to 340 bar. | Suitable as limiter | yes
| 191 | Automation and Control | Industrial Switch | Pressure Switches | ADW PRESSURE SWITCH 2 THRESHOLDS 210 BAR 1CO | 2086829 | ADW6M129012 | SCHNEIDER ELECTRIC | 26800 | https://pim-kvc.soneparsea.com:3443/PictureServer/default.aspx/SCHNEIDER-ADW6M129012_image1.jpg?A3889C9397807479A2A1A7889A85757D948AA672937B876A9D76867E82686293B9B2B5ACB7685E9EC0AC | https://pim-kvc.soneparsea.com:3443/PictureServer/default.aspx/schneider-adw-6m129012.pdf?81788B76AEAA939CBEAABDA9B7A95D95B4BC817BBF68626D80768673C29B96 | ADW PRESSURE SWITCH ADJUSTABLE SCALE 2 THRESHOLDS 210 BAR 1CO | Pressure switches OsiSense ACW and ADW are switches for control circuits, with an adjustable differential., Pressure switches OsiSense ACW are used to control the pressure of air, oils and other non corrosive fluids, up to 131 bar., Pressure switches OsiSense ADW are used to control the pressure of oils (including synthetic), up to 340 bar. | Max. operating pressure | 690000hPa
| 191 | Automation and Control | Industrial Switch | Pressure Switches | ADW PRESSURE SWITCH 2 THRESHOLDS 210 BAR 1CO | 2086829 | ADW6M129012 | SCHNEIDER ELECTRIC | 26800 | https://pim-kvc.soneparsea.com:3443/PictureServer/default.aspx/SCHNEIDER-ADW6M129012_image1.jpg?A3889C9397807479A2A1A7889A85757D948AA672937B876A9D76867E82686293B9B2B5ACB7685E9EC0AC | https://pim-kvc.soneparsea.com:3443/PictureServer/default.aspx/schneider-adw-6m129012.pdf?81788B76AEAA939CBEAABDA9B7A95D95B4BC817BBF68626D80768673C29B96 | ADW PRESSURE SWITCH ADJUSTABLE SCALE 2 THRESHOLDS 210 BAR 1CO | Pressure switches OsiSense ACW and ADW are switches for control circuits, with an adjustable differential., Pressure switches OsiSense ACW are used to control the pressure of air, oils and other non corrosive fluids, up to 131 bar., Pressure switches OsiSense ADW are used to control the pressure of oils (including synthetic), up to 340 bar. | Engaging pressure | 7...182bar
| 191 | Automation and Control | Industrial Switch | Pressure Switches | ADW PRESSURE SWITCH 2 THRESHOLDS 210 BAR 1CO | 2086829 | ADW6M129012 | SCHNEIDER ELECTRIC | 26800 | https://pim-kvc.soneparsea.com:3443/PictureServer/default.aspx/SCHNEIDER-ADW6M129012_image1.jpg?A3889C9397807479A2A1A7889A85757D948AA672937B876A9D76867E82686293B9B2B5ACB7685E9EC0AC | https://pim-kvc.soneparsea.com:3443/PictureServer/default.aspx/schneider-adw-6m129012.pdf?81788B76AEAA939CBEAABDA9B7A95D95B4BC817BBF68626D80768673C29B96 | ADW PRESSURE SWITCH ADJUSTABLE SCALE 2 THRESHOLDS 210 BAR 1CO | Pressure switches OsiSense ACW and ADW are switches for control circuits, with an adjustable differential., Pressure switches OsiSense ACW are used to control the pressure of air, oils and other non corrosive fluids, up to 131 bar., Pressure switches OsiSense ADW are used to control the pressure of oils (including synthetic), up to 340 bar. | Initial setting | 28000...210000hPa
| 191 | Automation and Control | Industrial Switch | Pressure Switches | ADW PRESSURE SWITCH 2 THRESHOLDS 210 BAR 1CO | 2086829 | ADW6M129012 | SCHNEIDER ELECTRIC | 26800 | https://pim-kvc.soneparsea.com:3443/PictureServer/default.aspx/SCHNEIDER-ADW6M129012_image1.jpg?A3889C9397807479A2A1A7889A85757D948AA672937B876A9D76867E82686293B9B2B5ACB7685E9EC0AC | https://pim-kvc.soneparsea.com:3443/PictureServer/default.aspx/schneider-adw-6m129012.pdf?81788B76AEAA939CBEAABDA9B7A95D95B4BC817BBF68626D80768673C29B96 | ADW PRESSURE SWITCH ADJUSTABLE SCALE 2 THRESHOLDS 210 BAR 1CO | Pressure switches OsiSense ACW and ADW are switches for control circuits, with an adjustable differential., Pressure switches OsiSense ACW are used to control the pressure of air, oils and other non corrosive fluids, up to 131 bar., Pressure switches OsiSense ADW are used to control the pressure of oils (including synthetic), up to 340 bar. | Switch off pressure | 7...182bar
| 191 | Automation and Control | Industrial Switch | Pressure Switches | ADW PRESSURE SWITCH 2 THRESHOLDS 210 BAR 1CO | 2086829 | ADW6M129012 | SCHNEIDER ELECTRIC | 26800 | https://pim-kvc.soneparsea.com:3443/PictureServer/default.aspx/SCHNEIDER-ADW6M129012_image1.jpg?A3889C9397807479A2A1A7889A85757D948AA672937B876A9D76867E82686293B9B2B5ACB7685E9EC0AC | https://pim-kvc.soneparsea.com:3443/PictureServer/default.aspx/schneider-adw-6m129012.pdf?81788B76AEAA939CBEAABDA9B7A95D95B4BC817BBF68626D80768673C29B96 | ADW PRESSURE SWITCH ADJUSTABLE SCALE 2 THRESHOLDS 210 BAR 1CO | Pressure switches OsiSense ACW and ADW are switches for control circuits, with an adjustable differential., Pressure switches OsiSense ACW are used to control the pressure of air, oils and other non corrosive fluids, up to 131 bar., Pressure switches OsiSense ADW are used to control the pressure of oils (including synthetic), up to 340 bar. | End setting | 7000...182000hPa
| 191 | Automation and Control | Industrial Switch | Pressure Switches | ADW PRESSURE SWITCH 2 THRESHOLDS 210 BAR 1CO | 2086829 | ADW6M129012 | SCHNEIDER ELECTRIC | 26800 | https://pim-kvc.soneparsea.com:3443/PictureServer/default.aspx/SCHNEIDER-ADW6M129012_image1.jpg?A3889C9397807479A2A1A7889A85757D948AA672937B876A9D76867E82686293B9B2B5ACB7685E9EC0AC | https://pim-kvc.soneparsea.com:3443/PictureServer/default.aspx/schneider-adw-6m129012.pdf?81788B76AEAA939CBEAABDA9B7A95D95B4BC817BBF68626D80768673C29B96 | ADW PRESSURE SWITCH ADJUSTABLE SCALE 2 THRESHOLDS 210 BAR 1CO | Pressure switches OsiSense ACW and ADW are switches for control circuits, with an adjustable differential., Pressure switches OsiSense ACW are used to control the pressure of air, oils and other non corrosive fluids, up to 131 bar., Pressure switches OsiSense ADW are used to control the pressure of oils (including synthetic), up to 340 bar. | Pressure-switching differential | 21bar
| 191 | Automation and Control | Industrial Switch | Pressure Switches | ADW PRESSURE SWITCH 2 THRESHOLDS 210 BAR 1CO | 2086829 | ADW6M129012 | SCHNEIDER ELECTRIC | 26800 | https://pim-kvc.soneparsea.com:3443/PictureServer/default.aspx/SCHNEIDER-ADW6M129012_image1.jpg?A3889C9397807479A2A1A7889A85757D948AA672937B876A9D76867E82686293B9B2B5ACB7685E9EC0AC | https://pim-kvc.soneparsea.com:3443/PictureServer/default.aspx/schneider-adw-6m129012.pdf?81788B76AEAA939CBEAABDA9B7A95D95B4BC817BBF68626D80768673C29B96 | ADW PRESSURE SWITCH ADJUSTABLE SCALE 2 THRESHOLDS 210 BAR 1CO | Pressure switches OsiSense ACW and ADW are switches for control circuits, with an adjustable differential., Pressure switches OsiSense ACW are used to control the pressure of air, oils and other non corrosive fluids, up to 131 bar., Pressure switches OsiSense ADW are used to control the pressure of oils (including synthetic), up to 340 bar. | Max. test pressure | 34bar
| 191 | Automation and Control | Industrial Switch | Pressure Switches | ADW PRESSURE SWITCH 2 THRESHOLDS 210 BAR 1CO | 2086829 | ADW6M129012 | SCHNEIDER ELECTRIC | 26800 | https://pim-kvc.soneparsea.com:3443/PictureServer/default.aspx/SCHNEIDER-ADW6M129012_image1.jpg?A3889C9397807479A2A1A7889A85757D948AA672937B876A9D76867E82686293B9B2B5ACB7685E9EC0AC | https://pim-kvc.soneparsea.com:3443/PictureServer/default.aspx/schneider-adw-6m129012.pdf?81788B76AEAA939CBEAABDA9B7A95D95B4BC817BBF68626D80768673C29B96 | ADW PRESSURE SWITCH ADJUSTABLE SCALE 2 THRESHOLDS 210 BAR 1CO | Pressure switches OsiSense ACW and ADW are switches for control circuits, with an adjustable differential., Pressure switches OsiSense ACW are used to control the pressure of air, oils and other non corrosive fluids, up to 131 bar., Pressure switches OsiSense ADW are used to control the pressure of oils (including synthetic), up to 340 bar. | Bursting pressure | 690bar
| 191 | Automation and Control | Industrial Switch | Pressure Switches | ADW PRESSURE SWITCH 2 THRESHOLDS 210 BAR 1CO | 2086829 | ADW6M129012 | SCHNEIDER ELECTRIC | 26800 | https://pim-kvc.soneparsea.com:3443/PictureServer/default.aspx/SCHNEIDER-ADW6M129012_image1.jpg?A3889C9397807479A2A1A7889A85757D948AA672937B876A9D76867E82686293B9B2B5ACB7685E9EC0AC | https://pim-kvc.soneparsea.com:3443/PictureServer/default.aspx/schneider-adw-6m129012.pdf?81788B76AEAA939CBEAABDA9B7A95D95B4BC817BBF68626D80768673C29B96 | ADW PRESSURE SWITCH ADJUSTABLE SCALE 2 THRESHOLDS 210 BAR 1CO | Pressure switches OsiSense ACW and ADW are switches for control circuits, with an adjustable differential., Pressure switches OsiSense ACW are used to control the pressure of air, oils and other non corrosive fluids, up to 131 bar., Pressure switches OsiSense ADW are used to control the pressure of oils (including synthetic), up to 340 bar. | Medium temperature | -25...120°C
| 191 | Automation and Control | Industrial Switch | Pressure Switches | ADW PRESSURE SWITCH 2 THRESHOLDS 210 BAR 1CO | 2086829 | ADW6M129012 | SCHNEIDER ELECTRIC | 26800 | https://pim-kvc.soneparsea.com:3443/PictureServer/default.aspx/SCHNEIDER-ADW6M129012_image1.jpg?A3889C9397807479A2A1A7889A85757D948AA672937B876A9D76867E82686293B9B2B5ACB7685E9EC0AC | https://pim-kvc.soneparsea.com:3443/PictureServer/default.aspx/schneider-adw-6m129012.pdf?81788B76AEAA939CBEAABDA9B7A95D95B4BC817BBF68626D80768673C29B96 | ADW PRESSURE SWITCH ADJUSTABLE SCALE 2 THRESHOLDS 210 BAR 1CO | Pressure switches OsiSense ACW and ADW are switches for control circuits, with an adjustable differential., Pressure switches OsiSense ACW are used to control the pressure of air, oils and other non corrosive fluids, up to 131 bar., Pressure switches OsiSense ADW are used to control the pressure of oils (including synthetic), up to 340 bar. | Thread size | Other
| 191 | Automation and Control | Industrial Switch | Pressure Switches | ADW PRESSURE SWITCH 2 THRESHOLDS 210 BAR 1CO | 2086829 | ADW6M129012 | SCHNEIDER ELECTRIC | 26800 | https://pim-kvc.soneparsea.com:3443/PictureServer/default.aspx/SCHNEIDER-ADW6M129012_image1.jpg?A3889C9397807479A2A1A7889A85757D948AA672937B876A9D76867E82686293B9B2B5ACB7685E9EC0AC | https://pim-kvc.soneparsea.com:3443/PictureServer/default.aspx/schneider-adw-6m129012.pdf?81788B76AEAA939CBEAABDA9B7A95D95B4BC817BBF68626D80768673C29B96 | ADW PRESSURE SWITCH ADJUSTABLE SCALE 2 THRESHOLDS 210 BAR 1CO | Pressure switches OsiSense ACW and ADW are switches for control circuits, with an adjustable differential., Pressure switches OsiSense ACW are used to control the pressure of air, oils and other non corrosive fluids, up to 131 bar., Pressure switches OsiSense ADW are used to control the pressure of oils (including synthetic), up to 340 bar. | Rated voltage Ue at AC 50 Hz | 24...500V
| 191 | Automation and Control | Industrial Switch | Pressure Switches | ADW PRESSURE SWITCH 2 THRESHOLDS 210 BAR 1CO | 2086829 | ADW6M129012 | SCHNEIDER ELECTRIC | 26800 | https://pim-kvc.soneparsea.com:3443/PictureServer/default.aspx/SCHNEIDER-ADW6M129012_image1.jpg?A3889C9397807479A2A1A7889A85757D948AA672937B876A9D76867E82686293B9B2B5ACB7685E9EC0AC | https://pim-kvc.soneparsea.com:3443/PictureServer/default.aspx/schneider-adw-6m129012.pdf?81788B76AEAA939CBEAABDA9B7A95D95B4BC817BBF68626D80768673C29B96 | ADW PRESSURE SWITCH ADJUSTABLE SCALE 2 THRESHOLDS 210 BAR 1CO | Pressure switches OsiSense ACW and ADW are switches for control circuits, with an adjustable differential., Pressure switches OsiSense ACW are used to control the pressure of air, oils and other non corrosive fluids, up to 131 bar., Pressure switches OsiSense ADW are used to control the pressure of oils (including synthetic), up to 340 bar. | Rated voltage Ue at AC 60 Hz | 0...500V
| 191 | Automation and Control | Industrial Switch | Pressure Switches | ADW PRESSURE SWITCH 2 THRESHOLDS 210 BAR 1CO | 2086829 | ADW6M129012 | SCHNEIDER ELECTRIC | 26800 | https://pim-kvc.soneparsea.com:3443/PictureServer/default.aspx/SCHNEIDER-ADW6M129012_image1.jpg?A3889C9397807479A2A1A7889A85757D948AA672937B876A9D76867E82686293B9B2B5ACB7685E9EC0AC | https://pim-kvc.soneparsea.com:3443/PictureServer/default.aspx/schneider-adw-6m129012.pdf?81788B76AEAA939CBEAABDA9B7A95D95B4BC817BBF68626D80768673C29B96 | ADW PRESSURE SWITCH ADJUSTABLE SCALE 2 THRESHOLDS 210 BAR 1CO | Pressure switches OsiSense ACW and ADW are switches for control circuits, with an adjustable differential., Pressure switches OsiSense ACW are used to control the pressure of air, oils and other non corrosive fluids, up to 131 bar., Pressure switches OsiSense ADW are used to control the pressure of oils (including synthetic), up to 340 bar. | Rated voltage Ue at DC | 24...600V
| 191 | Automation and Control | Industrial Switch | Pressure Switches | ADW PRESSURE SWITCH 2 THRESHOLDS 210 BAR 1CO | 2086829 | ADW6M129012 | SCHNEIDER ELECTRIC | 26800 | https://pim-kvc.soneparsea.com:3443/PictureServer/default.aspx/SCHNEIDER-ADW6M129012_image1.jpg?A3889C9397807479A2A1A7889A85757D948AA672937B876A9D76867E82686293B9B2B5ACB7685E9EC0AC | https://pim-kvc.soneparsea.com:3443/PictureServer/default.aspx/schneider-adw-6m129012.pdf?81788B76AEAA939CBEAABDA9B7A95D95B4BC817BBF68626D80768673C29B96 | ADW PRESSURE SWITCH ADJUSTABLE SCALE 2 THRESHOLDS 210 BAR 1CO | Pressure switches OsiSense ACW and ADW are switches for control circuits, with an adjustable differential., Pressure switches OsiSense ACW are used to control the pressure of air, oils and other non corrosive fluids, up to 131 bar., Pressure switches OsiSense ADW are used to control the pressure of oils (including synthetic), up to 340 bar. | Initial value measuring range pressure | 2800000Pa
| 191 | Automation and Control | Industrial Switch | Pressure Switches | ADW PRESSURE SWITCH 2 THRESHOLDS 210 BAR 1CO | 2086829 | ADW6M129012 | SCHNEIDER ELECTRIC | 26800 | https://pim-kvc.soneparsea.com:3443/PictureServer/default.aspx/SCHNEIDER-ADW6M129012_image1.jpg?A3889C9397807479A2A1A7889A85757D948AA672937B876A9D76867E82686293B9B2B5ACB7685E9EC0AC | https://pim-kvc.soneparsea.com:3443/PictureServer/default.aspx/schneider-adw-6m129012.pdf?81788B76AEAA939CBEAABDA9B7A95D95B4BC817BBF68626D80768673C29B96 | ADW PRESSURE SWITCH ADJUSTABLE SCALE 2 THRESHOLDS 210 BAR 1CO | Pressure switches OsiSense ACW and ADW are switches for control circuits, with an adjustable differential., Pressure switches OsiSense ACW are used to control the pressure of air, oils and other non corrosive fluids, up to 131 bar., Pressure switches OsiSense ADW are used to control the pressure of oils (including synthetic), up to 340 bar. | End value measuring range pressure | 21000000Pa
| 191 | Automation and Control | Industrial Switch | Pressure Switches | ADW PRESSURE SWITCH 2 THRESHOLDS 210 BAR 1CO | 2086829 | ADW6M129012 | SCHNEIDER ELECTRIC | 26800 | https://pim-kvc.soneparsea.com:3443/PictureServer/default.aspx/SCHNEIDER-ADW6M129012_image1.jpg?A3889C9397807479A2A1A7889A85757D948AA672937B876A9D76867E82686293B9B2B5ACB7685E9EC0AC | https://pim-kvc.soneparsea.com:3443/PictureServer/default.aspx/schneider-adw-6m129012.pdf?81788B76AEAA939CBEAABDA9B7A95D95B4BC817BBF68626D80768673C29B96 | ADW PRESSURE SWITCH ADJUSTABLE SCALE 2 THRESHOLDS 210 BAR 1CO | Pressure switches OsiSense ACW and ADW are switches for control circuits, with an adjustable differential., Pressure switches OsiSense ACW are used to control the pressure of air, oils and other non corrosive fluids, up to 131 bar., Pressure switches OsiSense ADW are used to control the pressure of oils (including synthetic), up to 340 bar. | Rated operation power at AC-3, 400 V | 0kW
| 191 | Automation and Control | Industrial Switch | Pressure Switches | ADW PRESSURE SWITCH 2 THRESHOLDS 210 BAR 1CO | 2086829 | ADW6M129012 | SCHNEIDER ELECTRIC | 26800 | https://pim-kvc.soneparsea.com:3443/PictureServer/default.aspx/SCHNEIDER-ADW6M129012_image1.jpg?A3889C9397807479A2A1A7889A85757D948AA672937B876A9D76867E82686293B9B2B5ACB7685E9EC0AC | https://pim-kvc.soneparsea.com:3443/PictureServer/default.aspx/schneider-adw-6m129012.pdf?81788B76AEAA939CBEAABDA9B7A95D95B4BC817BBF68626D80768673C29B96 | ADW PRESSURE SWITCH ADJUSTABLE SCALE 2 THRESHOLDS 210 BAR 1CO | Pressure switches OsiSense ACW and ADW are switches for control circuits, with an adjustable differential., Pressure switches OsiSense ACW are used to control the pressure of air, oils and other non corrosive fluids, up to 131 bar., Pressure switches OsiSense ADW are used to control the pressure of oils (including synthetic), up to 340 bar. | Switching capacity at AC-3, 240 V | 0kA
| 192 | Automation and Control | Industrial Switch | Control Switch | S-SW. NON-FUSE OUTDOOR 240V 30A 2POLE | 2086964 | DU221RB | SCHNEIDER ELECTRIC | 5300 | https://pim-kvc.soneparsea.com:3443/PictureServer/default.aspx/schneider-DU221RB_Image1.jpg?A3889C9397807479A2A1C7A8BAA5959DB4AAC672968C6266819796A49BA4919BB57682AFC29E | https://pim-kvc.soneparsea.com:3443/PictureServer/default.aspx/squared-du221rb.pdf?81788B76AEAAA1A9B1B7B9A97F9BA5668276C6A780A7949A | S-SW. NON-FUSE OUTDOOR 240V 30A 2POLE | General Duty Safety Switches designed for residential and commercial applications where durability and economy are prime considerations. An excellent choice for disconnecting lighting, air conditioning and appliances. When equipped with fuses, over-current and short circuit protection is provided. | Max. rated operation voltage Ue AC | 240V
| 192 | Automation and Control | Industrial Switch | Control Switch | S-SW. NON-FUSE OUTDOOR 240V 30A 2POLE | 2086964 | DU221RB | SCHNEIDER ELECTRIC | 5300 | https://pim-kvc.soneparsea.com:3443/PictureServer/default.aspx/schneider-DU221RB_Image1.jpg?A3889C9397807479A2A1C7A8BAA5959DB4AAC672968C6266819796A49BA4919BB57682AFC29E | https://pim-kvc.soneparsea.com:3443/PictureServer/default.aspx/squared-du221rb.pdf?81788B76AEAAA1A9B1B7B9A97F9BA5668276C6A780A7949A | S-SW. NON-FUSE OUTDOOR 240V 30A 2POLE | General Duty Safety Switches designed for residential and commercial applications where durability and economy are prime considerations. An excellent choice for disconnecting lighting, air conditioning and appliances. When equipped with fuses, over-current and short circuit protection is provided. | Rated operating voltage | 240...240V
| 192 | Automation and Control | Industrial Switch | Control Switch | S-SW. NON-FUSE OUTDOOR 240V 30A 2POLE | 2086964 | DU221RB | SCHNEIDER ELECTRIC | 5300 | https://pim-kvc.soneparsea.com:3443/PictureServer/default.aspx/schneider-DU221RB_Image1.jpg?A3889C9397807479A2A1C7A8BAA5959DB4AAC672968C6266819796A49BA4919BB57682AFC29E | https://pim-kvc.soneparsea.com:3443/PictureServer/default.aspx/squared-du221rb.pdf?81788B76AEAAA1A9B1B7B9A97F9BA5668276C6A780A7949A | S-SW. NON-FUSE OUTDOOR 240V 30A 2POLE | General Duty Safety Switches designed for residential and commercial applications where durability and economy are prime considerations. An excellent choice for disconnecting lighting, air conditioning and appliances. When equipped with fuses, over-current and short circuit protection is provided. | Rated permanent current Iu | 30A
| 192 | Automation and Control | Industrial Switch | Control Switch | S-SW. NON-FUSE OUTDOOR 240V 30A 2POLE | 2086964 | DU221RB | SCHNEIDER ELECTRIC | 5300 | https://pim-kvc.soneparsea.com:3443/PictureServer/default.aspx/schneider-DU221RB_Image1.jpg?A3889C9397807479A2A1C7A8BAA5959DB4AAC672968C6266819796A49BA4919BB57682AFC29E | https://pim-kvc.soneparsea.com:3443/PictureServer/default.aspx/squared-du221rb.pdf?81788B76AEAAA1A9B1B7B9A97F9BA5668276C6A780A7949A | S-SW. NON-FUSE OUTDOOR 240V 30A 2POLE | General Duty Safety Switches designed for residential and commercial applications where durability and economy are prime considerations. An excellent choice for disconnecting lighting, air conditioning and appliances. When equipped with fuses, over-current and short circuit protection is provided. | Rated operation power at AC-3, 400 V | 2.2kW
| 192 | Automation and Control | Industrial Switch | Control Switch | S-SW. NON-FUSE OUTDOOR 240V 30A 2POLE | 2086964 | DU221RB | SCHNEIDER ELECTRIC | 5300 | https://pim-kvc.soneparsea.com:3443/PictureServer/default.aspx/schneider-DU221RB_Image1.jpg?A3889C9397807479A2A1C7A8BAA5959DB4AAC672968C6266819796A49BA4919BB57682AFC29E | https://pim-kvc.soneparsea.com:3443/PictureServer/default.aspx/squared-du221rb.pdf?81788B76AEAAA1A9B1B7B9A97F9BA5668276C6A780A7949A | S-SW. NON-FUSE OUTDOOR 240V 30A 2POLE | General Duty Safety Switches designed for residential and commercial applications where durability and economy are prime considerations. An excellent choice for disconnecting lighting, air conditioning and appliances. When equipped with fuses, over-current and short circuit protection is provided. | Number of poles | 2
| 193 | Automation and Control | Industrial Switch | Control Switch | S-SW. NON-FUSE OUTDOOR 240V 1P 60A | 2086965 | DU222RB | SCHNEIDER ELECTRIC | 9300 | https://pim-kvc.soneparsea.com:3443/PictureServer/default.aspx/schneider-du222rb_Image1.jpg?A3889C9397807479A2A1C7A8BAA5959DB4AAC672B6AC626682B7B6A49BA4919BB57682AFC29E | https://pim-kvc.soneparsea.com:3443/PictureServer/default.aspx/squared-du222rb.pdf?81788B76AEAAA1A9B1B7B9A97F9BA5668277C6A780A7949A | S-SW. NON-FUSE OUTDOOR 240V 1P 60A | General Duty Safety Switches designed for residential and commercial applications where durability and economy are prime considerations. An excellent choice for disconnecting lighting, air conditioning and appliances. When equipped with fuses, over-current and short circuit protection is provided. | Max. rated operation voltage Ue AC | 240V
| 193 | Automation and Control | Industrial Switch | Control Switch | S-SW. NON-FUSE OUTDOOR 240V 1P 60A | 2086965 | DU222RB | SCHNEIDER ELECTRIC | 9300 | https://pim-kvc.soneparsea.com:3443/PictureServer/default.aspx/schneider-du222rb_Image1.jpg?A3889C9397807479A2A1C7A8BAA5959DB4AAC672B6AC626682B7B6A49BA4919BB57682AFC29E | https://pim-kvc.soneparsea.com:3443/PictureServer/default.aspx/squared-du222rb.pdf?81788B76AEAAA1A9B1B7B9A97F9BA5668277C6A780A7949A | S-SW. NON-FUSE OUTDOOR 240V 1P 60A | General Duty Safety Switches designed for residential and commercial applications where durability and economy are prime considerations. An excellent choice for disconnecting lighting, air conditioning and appliances. When equipped with fuses, over-current and short circuit protection is provided. | Rated operating voltage | 240...240V
| 193 | Automation and Control | Industrial Switch | Control Switch | S-SW. NON-FUSE OUTDOOR 240V 1P 60A | 2086965 | DU222RB | SCHNEIDER ELECTRIC | 9300 | https://pim-kvc.soneparsea.com:3443/PictureServer/default.aspx/schneider-du222rb_Image1.jpg?A3889C9397807479A2A1C7A8BAA5959DB4AAC672B6AC626682B7B6A49BA4919BB57682AFC29E | https://pim-kvc.soneparsea.com:3443/PictureServer/default.aspx/squared-du222rb.pdf?81788B76AEAAA1A9B1B7B9A97F9BA5668277C6A780A7949A | S-SW. NON-FUSE OUTDOOR 240V 1P 60A | General Duty Safety Switches designed for residential and commercial applications where durability and economy are prime considerations. An excellent choice for disconnecting lighting, air conditioning and appliances. When equipped with fuses, over-current and short circuit protection is provided. | Rated permanent current Iu | 60A
| 193 | Automation and Control | Industrial Switch | Control Switch | S-SW. NON-FUSE OUTDOOR 240V 1P 60A | 2086965 | DU222RB | SCHNEIDER ELECTRIC | 9300 | https://pim-kvc.soneparsea.com:3443/PictureServer/default.aspx/schneider-du222rb_Image1.jpg?A3889C9397807479A2A1C7A8BAA5959DB4AAC672B6AC626682B7B6A49BA4919BB57682AFC29E | https://pim-kvc.soneparsea.com:3443/PictureServer/default.aspx/squared-du222rb.pdf?81788B76AEAAA1A9B1B7B9A97F9BA5668277C6A780A7949A | S-SW. NON-FUSE OUTDOOR 240V 1P 60A | General Duty Safety Switches designed for residential and commercial applications where durability and economy are prime considerations. An excellent choice for disconnecting lighting, air conditioning and appliances. When equipped with fuses, over-current and short circuit protection is provided. | Rated operation power at AC-3, 400 V | 7.5kW
| 193 | Automation and Control | Industrial Switch | Control Switch | S-SW. NON-FUSE OUTDOOR 240V 1P 60A | 2086965 | DU222RB | SCHNEIDER ELECTRIC | 9300 | https://pim-kvc.soneparsea.com:3443/PictureServer/default.aspx/schneider-du222rb_Image1.jpg?A3889C9397807479A2A1C7A8BAA5959DB4AAC672B6AC626682B7B6A49BA4919BB57682AFC29E | https://pim-kvc.soneparsea.com:3443/PictureServer/default.aspx/squared-du222rb.pdf?81788B76AEAAA1A9B1B7B9A97F9BA5668277C6A780A7949A | S-SW. NON-FUSE OUTDOOR 240V 1P 60A | General Duty Safety Switches designed for residential and commercial applications where durability and economy are prime considerations. An excellent choice for disconnecting lighting, air conditioning and appliances. When equipped with fuses, over-current and short circuit protection is provided. | Number of poles | 2
| 194 | Automation and Control | Industrial Switch | Control Switch | S-SW. NON-FUSE INDOOR 240V 3P 30A | 2086966 | DU321 | SCHNEIDER ELECTRIC | 5430 | https://pim-kvc.soneparsea.com:3443/PictureServer/default.aspx/schneider-DU321_Image1.jpg?A3889C9397807479A2A1C7A8BAA5959DB4AAC672968C636681A49DB2B39E95657EAFC4AC | https://pim-kvc.soneparsea.com:3443/PictureServer/default.aspx/squared-du321.pdf?81788B76AEAAA1A9B1B7B9A97F9BA567827682B5B69D | S-SW. NON-FUSE INDOOR 240V 3P 30A | General duty safety switches are designed for residential and commercial applications where durability and economy are prime considerations. Typical loads are lighting, air conditioning and appliances. When equipped with fuses, over-current and short circuit protection is also available. The switches are also suitable as service equipment when equipped with a factory-installed neutral assembly or a field-installed equipment grounding kit. | Version as safety switch | yes
| 194 | Automation and Control | Industrial Switch | Control Switch | S-SW. NON-FUSE INDOOR 240V 3P 30A | 2086966 | DU321 | SCHNEIDER ELECTRIC | 5430 | https://pim-kvc.soneparsea.com:3443/PictureServer/default.aspx/schneider-DU321_Image1.jpg?A3889C9397807479A2A1C7A8BAA5959DB4AAC672968C636681A49DB2B39E95657EAFC4AC | https://pim-kvc.soneparsea.com:3443/PictureServer/default.aspx/squared-du321.pdf?81788B76AEAAA1A9B1B7B9A97F9BA567827682B5B69D | S-SW. NON-FUSE INDOOR 240V 3P 30A | General duty safety switches are designed for residential and commercial applications where durability and economy are prime considerations. Typical loads are lighting, air conditioning and appliances. When equipped with fuses, over-current and short circuit protection is also available. The switches are also suitable as service equipment when equipped with a factory-installed neutral assembly or a field-installed equipment grounding kit. | Max. rated operation voltage Ue AC | 240V
| 194 | Automation and Control | Industrial Switch | Control Switch | S-SW. NON-FUSE INDOOR 240V 3P 30A | 2086966 | DU321 | SCHNEIDER ELECTRIC | 5430 | https://pim-kvc.soneparsea.com:3443/PictureServer/default.aspx/schneider-DU321_Image1.jpg?A3889C9397807479A2A1C7A8BAA5959DB4AAC672968C636681A49DB2B39E95657EAFC4AC | https://pim-kvc.soneparsea.com:3443/PictureServer/default.aspx/squared-du321.pdf?81788B76AEAAA1A9B1B7B9A97F9BA567827682B5B69D | S-SW. NON-FUSE INDOOR 240V 3P 30A | General duty safety switches are designed for residential and commercial applications where durability and economy are prime considerations. Typical loads are lighting, air conditioning and appliances. When equipped with fuses, over-current and short circuit protection is also available. The switches are also suitable as service equipment when equipped with a factory-installed neutral assembly or a field-installed equipment grounding kit. | Rated operating voltage | 240...240V
| 194 | Automation and Control | Industrial Switch | Control Switch | S-SW. NON-FUSE INDOOR 240V 3P 30A | 2086966 | DU321 | SCHNEIDER ELECTRIC | 5430 | https://pim-kvc.soneparsea.com:3443/PictureServer/default.aspx/schneider-DU321_Image1.jpg?A3889C9397807479A2A1C7A8BAA5959DB4AAC672968C636681A49DB2B39E95657EAFC4AC | https://pim-kvc.soneparsea.com:3443/PictureServer/default.aspx/squared-du321.pdf?81788B76AEAAA1A9B1B7B9A97F9BA567827682B5B69D | S-SW. NON-FUSE INDOOR 240V 3P 30A | General duty safety switches are designed for residential and commercial applications where durability and economy are prime considerations. Typical loads are lighting, air conditioning and appliances. When equipped with fuses, over-current and short circuit protection is also available. The switches are also suitable as service equipment when equipped with a factory-installed neutral assembly or a field-installed equipment grounding kit. | Rated permanent current Iu | 30A
| 194 | Automation and Control | Industrial Switch | Control Switch | S-SW. NON-FUSE INDOOR 240V 3P 30A | 2086966 | DU321 | SCHNEIDER ELECTRIC | 5430 | https://pim-kvc.soneparsea.com:3443/PictureServer/default.aspx/schneider-DU321_Image1.jpg?A3889C9397807479A2A1C7A8BAA5959DB4AAC672968C636681A49DB2B39E95657EAFC4AC | https://pim-kvc.soneparsea.com:3443/PictureServer/default.aspx/squared-du321.pdf?81788B76AEAAA1A9B1B7B9A97F9BA567827682B5B69D | S-SW. NON-FUSE INDOOR 240V 3P 30A | General duty safety switches are designed for residential and commercial applications where durability and economy are prime considerations. Typical loads are lighting, air conditioning and appliances. When equipped with fuses, over-current and short circuit protection is also available. The switches are also suitable as service equipment when equipped with a factory-installed neutral assembly or a field-installed equipment grounding kit. | Rated operation power at AC-3, 400 V | 2.2kW
| 194 | Automation and Control | Industrial Switch | Control Switch | S-SW. NON-FUSE INDOOR 240V 3P 30A | 2086966 | DU321 | SCHNEIDER ELECTRIC | 5430 | https://pim-kvc.soneparsea.com:3443/PictureServer/default.aspx/schneider-DU321_Image1.jpg?A3889C9397807479A2A1C7A8BAA5959DB4AAC672968C636681A49DB2B39E95657EAFC4AC | https://pim-kvc.soneparsea.com:3443/PictureServer/default.aspx/squared-du321.pdf?81788B76AEAAA1A9B1B7B9A97F9BA567827682B5B69D | S-SW. NON-FUSE INDOOR 240V 3P 30A | General duty safety switches are designed for residential and commercial applications where durability and economy are prime considerations. Typical loads are lighting, air conditioning and appliances. When equipped with fuses, over-current and short circuit protection is also available. The switches are also suitable as service equipment when equipped with a factory-installed neutral assembly or a field-installed equipment grounding kit. | Number of poles | 3
| 195 | Automation and Control | Industrial Switch | Control Switch | S-SW. NON-FUSE OUTDOOR 240V 3P 30A | 2086967 | DU321RB | SCHNEIDER ELECTRIC | 8130 | https://pim-kvc.soneparsea.com:3443/PictureServer/default.aspx/schneider-DU321RB_Image1.JPG?A3889C9397807479A2A1C7A8BAA5959DB4AAC672968C6366819796A49BA4919BB576828FA27E | https://pim-kvc.soneparsea.com:3443/PictureServer/default.aspx/squared-du321rb.pdf?81788B76AEAAA1A9B1B7B9A97F9BA5678276C6A780A7949A | S-SW. NON-FUSE OUTDOOR 240V 3P 30A | General Duty Safety Switches designed for residential and commercial applications where durability and economy are prime considerations. An excellent choice for disconnecting lighting, air conditioning and appliances. When equipped with fuses, over-current and short circuit protection is provided. | Version as safety switch | yes
| 195 | Automation and Control | Industrial Switch | Control Switch | S-SW. NON-FUSE OUTDOOR 240V 3P 30A | 2086967 | DU321RB | SCHNEIDER ELECTRIC | 8130 | https://pim-kvc.soneparsea.com:3443/PictureServer/default.aspx/schneider-DU321RB_Image1.JPG?A3889C9397807479A2A1C7A8BAA5959DB4AAC672968C6366819796A49BA4919BB576828FA27E | https://pim-kvc.soneparsea.com:3443/PictureServer/default.aspx/squared-du321rb.pdf?81788B76AEAAA1A9B1B7B9A97F9BA5678276C6A780A7949A | S-SW. NON-FUSE OUTDOOR 240V 3P 30A | General Duty Safety Switches designed for residential and commercial applications where durability and economy are prime considerations. An excellent choice for disconnecting lighting, air conditioning and appliances. When equipped with fuses, over-current and short circuit protection is provided. | Max. rated operation voltage Ue AC | 240V
| 195 | Automation and Control | Industrial Switch | Control Switch | S-SW. NON-FUSE OUTDOOR 240V 3P 30A | 2086967 | DU321RB | SCHNEIDER ELECTRIC | 8130 | https://pim-kvc.soneparsea.com:3443/PictureServer/default.aspx/schneider-DU321RB_Image1.JPG?A3889C9397807479A2A1C7A8BAA5959DB4AAC672968C6366819796A49BA4919BB576828FA27E | https://pim-kvc.soneparsea.com:3443/PictureServer/default.aspx/squared-du321rb.pdf?81788B76AEAAA1A9B1B7B9A97F9BA5678276C6A780A7949A | S-SW. NON-FUSE OUTDOOR 240V 3P 30A | General Duty Safety Switches designed for residential and commercial applications where durability and economy are prime considerations. An excellent choice for disconnecting lighting, air conditioning and appliances. When equipped with fuses, over-current and short circuit protection is provided. | Rated operating voltage | 240...240V
| 195 | Automation and Control | Industrial Switch | Control Switch | S-SW. NON-FUSE OUTDOOR 240V 3P 30A | 2086967 | DU321RB | SCHNEIDER ELECTRIC | 8130 | https://pim-kvc.soneparsea.com:3443/PictureServer/default.aspx/schneider-DU321RB_Image1.JPG?A3889C9397807479A2A1C7A8BAA5959DB4AAC672968C6366819796A49BA4919BB576828FA27E | https://pim-kvc.soneparsea.com:3443/PictureServer/default.aspx/squared-du321rb.pdf?81788B76AEAAA1A9B1B7B9A97F9BA5678276C6A780A7949A | S-SW. NON-FUSE OUTDOOR 240V 3P 30A | General Duty Safety Switches designed for residential and commercial applications where durability and economy are prime considerations. An excellent choice for disconnecting lighting, air conditioning and appliances. When equipped with fuses, over-current and short circuit protection is provided. | Rated permanent current Iu | 30A
| 195 | Automation and Control | Industrial Switch | Control Switch | S-SW. NON-FUSE OUTDOOR 240V 3P 30A | 2086967 | DU321RB | SCHNEIDER ELECTRIC | 8130 | https://pim-kvc.soneparsea.com:3443/PictureServer/default.aspx/schneider-DU321RB_Image1.JPG?A3889C9397807479A2A1C7A8BAA5959DB4AAC672968C6366819796A49BA4919BB576828FA27E | https://pim-kvc.soneparsea.com:3443/PictureServer/default.aspx/squared-du321rb.pdf?81788B76AEAAA1A9B1B7B9A97F9BA5678276C6A780A7949A | S-SW. NON-FUSE OUTDOOR 240V 3P 30A | General Duty Safety Switches designed for residential and commercial applications where durability and economy are prime considerations. An excellent choice for disconnecting lighting, air conditioning and appliances. When equipped with fuses, over-current and short circuit protection is provided. | Rated operation power at AC-3, 400 V | 0kW
| 195 | Automation and Control | Industrial Switch | Control Switch | S-SW. NON-FUSE OUTDOOR 240V 3P 30A | 2086967 | DU321RB | SCHNEIDER ELECTRIC | 8130 | https://pim-kvc.soneparsea.com:3443/PictureServer/default.aspx/schneider-DU321RB_Image1.JPG?A3889C9397807479A2A1C7A8BAA5959DB4AAC672968C6366819796A49BA4919BB576828FA27E | https://pim-kvc.soneparsea.com:3443/PictureServer/default.aspx/squared-du321rb.pdf?81788B76AEAAA1A9B1B7B9A97F9BA5678276C6A780A7949A | S-SW. NON-FUSE OUTDOOR 240V 3P 30A | General Duty Safety Switches designed for residential and commercial applications where durability and economy are prime considerations. An excellent choice for disconnecting lighting, air conditioning and appliances. When equipped with fuses, over-current and short circuit protection is provided. | Number of poles | 3
| 196 | Automation and Control | Industrial Switch | Control Switch | S-SW. NON-FUSE OUTDOOR 240V 3P 60A | 2086969 | DU322RB | SCHNEIDER ELECTRIC | 12500 | https://pim-kvc.soneparsea.com:3443/PictureServer/default.aspx/schneider-DU322RB_Image1.JPG?A3889C9397807479A2A1C7A8BAA5959DB4AAC672968C6366829796A49BA4919BB576828FA27E | https://pim-kvc.soneparsea.com:3443/PictureServer/default.aspx/squared-du322rb.pdf?81788B76AEAAA1A9B1B7B9A97F9BA5678277C6A780A7949A | S-SW. NON-FUSE OUTDOOR 240V 3P 60A | General Duty Safety Switches designed for residential and commercial applications where durability and economy are prime considerations. An excellent choice for disconnecting lighting, air conditioning and appliances. When equipped with fuses, over-current and short circuit protection is provided. | Version as safety switch | yes
| 196 | Automation and Control | Industrial Switch | Control Switch | S-SW. NON-FUSE OUTDOOR 240V 3P 60A | 2086969 | DU322RB | SCHNEIDER ELECTRIC | 12500 | https://pim-kvc.soneparsea.com:3443/PictureServer/default.aspx/schneider-DU322RB_Image1.JPG?A3889C9397807479A2A1C7A8BAA5959DB4AAC672968C6366829796A49BA4919BB576828FA27E | https://pim-kvc.soneparsea.com:3443/PictureServer/default.aspx/squared-du322rb.pdf?81788B76AEAAA1A9B1B7B9A97F9BA5678277C6A780A7949A | S-SW. NON-FUSE OUTDOOR 240V 3P 60A | General Duty Safety Switches designed for residential and commercial applications where durability and economy are prime considerations. An excellent choice for disconnecting lighting, air conditioning and appliances. When equipped with fuses, over-current and short circuit protection is provided. | Max. rated operation voltage Ue AC | 240V
| 196 | Automation and Control | Industrial Switch | Control Switch | S-SW. NON-FUSE OUTDOOR 240V 3P 60A | 2086969 | DU322RB | SCHNEIDER ELECTRIC | 12500 | https://pim-kvc.soneparsea.com:3443/PictureServer/default.aspx/schneider-DU322RB_Image1.JPG?A3889C9397807479A2A1C7A8BAA5959DB4AAC672968C6366829796A49BA4919BB576828FA27E | https://pim-kvc.soneparsea.com:3443/PictureServer/default.aspx/squared-du322rb.pdf?81788B76AEAAA1A9B1B7B9A97F9BA5678277C6A780A7949A | S-SW. NON-FUSE OUTDOOR 240V 3P 60A | General Duty Safety Switches designed for residential and commercial applications where durability and economy are prime considerations. An excellent choice for disconnecting lighting, air conditioning and appliances. When equipped with fuses, over-current and short circuit protection is provided. | Rated operating voltage | 240...240V
| 196 | Automation and Control | Industrial Switch | Control Switch | S-SW. NON-FUSE OUTDOOR 240V 3P 60A | 2086969 | DU322RB | SCHNEIDER ELECTRIC | 12500 | https://pim-kvc.soneparsea.com:3443/PictureServer/default.aspx/schneider-DU322RB_Image1.JPG?A3889C9397807479A2A1C7A8BAA5959DB4AAC672968C6366829796A49BA4919BB576828FA27E | https://pim-kvc.soneparsea.com:3443/PictureServer/default.aspx/squared-du322rb.pdf?81788B76AEAAA1A9B1B7B9A97F9BA5678277C6A780A7949A | S-SW. NON-FUSE OUTDOOR 240V 3P 60A | General Duty Safety Switches designed for residential and commercial applications where durability and economy are prime considerations. An excellent choice for disconnecting lighting, air conditioning and appliances. When equipped with fuses, over-current and short circuit protection is provided. | Rated permanent current Iu | 60A
| 196 | Automation and Control | Industrial Switch | Control Switch | S-SW. NON-FUSE OUTDOOR 240V 3P 60A | 2086969 | DU322RB | SCHNEIDER ELECTRIC | 12500 | https://pim-kvc.soneparsea.com:3443/PictureServer/default.aspx/schneider-DU322RB_Image1.JPG?A3889C9397807479A2A1C7A8BAA5959DB4AAC672968C6366829796A49BA4919BB576828FA27E | https://pim-kvc.soneparsea.com:3443/PictureServer/default.aspx/squared-du322rb.pdf?81788B76AEAAA1A9B1B7B9A97F9BA5678277C6A780A7949A | S-SW. NON-FUSE OUTDOOR 240V 3P 60A | General Duty Safety Switches designed for residential and commercial applications where durability and economy are prime considerations. An excellent choice for disconnecting lighting, air conditioning and appliances. When equipped with fuses, over-current and short circuit protection is provided. | Rated operation power at AC-3, 400 V | 149kW
| 196 | Automation and Control | Industrial Switch | Control Switch | S-SW. NON-FUSE OUTDOOR 240V 3P 60A | 2086969 | DU322RB | SCHNEIDER ELECTRIC | 12500 | https://pim-kvc.soneparsea.com:3443/PictureServer/default.aspx/schneider-DU322RB_Image1.JPG?A3889C9397807479A2A1C7A8BAA5959DB4AAC672968C6366829796A49BA4919BB576828FA27E | https://pim-kvc.soneparsea.com:3443/PictureServer/default.aspx/squared-du322rb.pdf?81788B76AEAAA1A9B1B7B9A97F9BA5678277C6A780A7949A | S-SW. NON-FUSE OUTDOOR 240V 3P 60A | General Duty Safety Switches designed for residential and commercial applications where durability and economy are prime considerations. An excellent choice for disconnecting lighting, air conditioning and appliances. When equipped with fuses, over-current and short circuit protection is provided. | Number of poles | 3
| 197 | Automation and Control | Industrial Switch | Control Switch | S-SW. NON-FUSE OUTDOOR 240V 3P 100A | 2086971 | DU323RB | SCHNEIDER ELECTRIC | 22300 | https://pim-kvc.soneparsea.com:3443/PictureServer/default.aspx/schneider-DU323RB_Image1.JPG?A3889C9397807479A2A1C7A8BAA5959DB4AAC672968C6366839796A49BA4919BB576828FA27E | https://pim-kvc.soneparsea.com:3443/PictureServer/default.aspx/squared-du323rb.pdf?81788B76AEAAA1A9B1B7B9A97F9BA5678278C6A780A7949A | S-SW. NON-FUSE OUTDOOR 240V 3P 100A | General Duty Safety Switches designed for residential and commercial applications where durability and economy are prime considerations. An excellent choice for disconnecting lighting, air conditioning and appliances. When equipped with fuses, over-current and short circuit protection is provided. | Version as safety switch | yes
| 197 | Automation and Control | Industrial Switch | Control Switch | S-SW. NON-FUSE OUTDOOR 240V 3P 100A | 2086971 | DU323RB | SCHNEIDER ELECTRIC | 22300 | https://pim-kvc.soneparsea.com:3443/PictureServer/default.aspx/schneider-DU323RB_Image1.JPG?A3889C9397807479A2A1C7A8BAA5959DB4AAC672968C6366839796A49BA4919BB576828FA27E | https://pim-kvc.soneparsea.com:3443/PictureServer/default.aspx/squared-du323rb.pdf?81788B76AEAAA1A9B1B7B9A97F9BA5678278C6A780A7949A | S-SW. NON-FUSE OUTDOOR 240V 3P 100A | General Duty Safety Switches designed for residential and commercial applications where durability and economy are prime considerations. An excellent choice for disconnecting lighting, air conditioning and appliances. When equipped with fuses, over-current and short circuit protection is provided. | Max. rated operation voltage Ue AC | 240V
| 197 | Automation and Control | Industrial Switch | Control Switch | S-SW. NON-FUSE OUTDOOR 240V 3P 100A | 2086971 | DU323RB | SCHNEIDER ELECTRIC | 22300 | https://pim-kvc.soneparsea.com:3443/PictureServer/default.aspx/schneider-DU323RB_Image1.JPG?A3889C9397807479A2A1C7A8BAA5959DB4AAC672968C6366839796A49BA4919BB576828FA27E | https://pim-kvc.soneparsea.com:3443/PictureServer/default.aspx/squared-du323rb.pdf?81788B76AEAAA1A9B1B7B9A97F9BA5678278C6A780A7949A | S-SW. NON-FUSE OUTDOOR 240V 3P 100A | General Duty Safety Switches designed for residential and commercial applications where durability and economy are prime considerations. An excellent choice for disconnecting lighting, air conditioning and appliances. When equipped with fuses, over-current and short circuit protection is provided. | Rated operating voltage | 240...240V
| 197 | Automation and Control | Industrial Switch | Control Switch | S-SW. NON-FUSE OUTDOOR 240V 3P 100A | 2086971 | DU323RB | SCHNEIDER ELECTRIC | 22300 | https://pim-kvc.soneparsea.com:3443/PictureServer/default.aspx/schneider-DU323RB_Image1.JPG?A3889C9397807479A2A1C7A8BAA5959DB4AAC672968C6366839796A49BA4919BB576828FA27E | https://pim-kvc.soneparsea.com:3443/PictureServer/default.aspx/squared-du323rb.pdf?81788B76AEAAA1A9B1B7B9A97F9BA5678278C6A780A7949A | S-SW. NON-FUSE OUTDOOR 240V 3P 100A | General Duty Safety Switches designed for residential and commercial applications where durability and economy are prime considerations. An excellent choice for disconnecting lighting, air conditioning and appliances. When equipped with fuses, over-current and short circuit protection is provided. | Rated permanent current Iu | 100A
| 197 | Automation and Control | Industrial Switch | Control Switch | S-SW. NON-FUSE OUTDOOR 240V 3P 100A | 2086971 | DU323RB | SCHNEIDER ELECTRIC | 22300 | https://pim-kvc.soneparsea.com:3443/PictureServer/default.aspx/schneider-DU323RB_Image1.JPG?A3889C9397807479A2A1C7A8BAA5959DB4AAC672968C6366839796A49BA4919BB576828FA27E | https://pim-kvc.soneparsea.com:3443/PictureServer/default.aspx/squared-du323rb.pdf?81788B76AEAAA1A9B1B7B9A97F9BA5678278C6A780A7949A | S-SW. NON-FUSE OUTDOOR 240V 3P 100A | General Duty Safety Switches designed for residential and commercial applications where durability and economy are prime considerations. An excellent choice for disconnecting lighting, air conditioning and appliances. When equipped with fuses, over-current and short circuit protection is provided. | Rated operation power at AC-3, 400 V | 0kW
| 197 | Automation and Control | Industrial Switch | Control Switch | S-SW. NON-FUSE OUTDOOR 240V 3P 100A | 2086971 | DU323RB | SCHNEIDER ELECTRIC | 22300 | https://pim-kvc.soneparsea.com:3443/PictureServer/default.aspx/schneider-DU323RB_Image1.JPG?A3889C9397807479A2A1C7A8BAA5959DB4AAC672968C6366839796A49BA4919BB576828FA27E | https://pim-kvc.soneparsea.com:3443/PictureServer/default.aspx/squared-du323rb.pdf?81788B76AEAAA1A9B1B7B9A97F9BA5678278C6A780A7949A | S-SW. NON-FUSE OUTDOOR 240V 3P 100A | General Duty Safety Switches designed for residential and commercial applications where durability and economy are prime considerations. An excellent choice for disconnecting lighting, air conditioning and appliances. When equipped with fuses, over-current and short circuit protection is provided. | Number of poles | 3
| 198 | Automation and Control | Industrial Switch | Control Switch | S-SWITCH NON-FUSE HD INDOOR 600V 30A 3P NEMA1 | 2087319 | HU361 | SCHNEIDER ELECTRIC | 8260 | https://pim-kvc.soneparsea.com:3443/PictureServer/default.aspx/schneider-HU361_Image1.jpg?A3889C9397807479A2A1C7A8BAA5959DB4AAC6729A8C636A81A49DB2B39E95657EAFC4AC | https://pim-kvc.soneparsea.com:3443/PictureServer/default.aspx/squared-hu361.pdf?81788B76AEAAA1A9B1B7B9A97F9FA567867682B5B69D | S-SWITCH NON-FUSE HD INDOOR 600V 30A 3P NEMA1 | Heavy Duty Safety Switches designed to be tough, reliable and provide exceptional performance in the most grueling conditions. Play a crucial role in today’s commercial and industrial settings, isolate power in daily activities, provide an effective way to interrupt power in an emergency, provide lockout on sight disconnect. | Version as safety switch | yes
| 198 | Automation and Control | Industrial Switch | Control Switch | S-SWITCH NON-FUSE HD INDOOR 600V 30A 3P NEMA1 | 2087319 | HU361 | SCHNEIDER ELECTRIC | 8260 | https://pim-kvc.soneparsea.com:3443/PictureServer/default.aspx/schneider-HU361_Image1.jpg?A3889C9397807479A2A1C7A8BAA5959DB4AAC6729A8C636A81A49DB2B39E95657EAFC4AC | https://pim-kvc.soneparsea.com:3443/PictureServer/default.aspx/squared-hu361.pdf?81788B76AEAAA1A9B1B7B9A97F9FA567867682B5B69D | S-SWITCH NON-FUSE HD INDOOR 600V 30A 3P NEMA1 | Heavy Duty Safety Switches designed to be tough, reliable and provide exceptional performance in the most grueling conditions. Play a crucial role in today’s commercial and industrial settings, isolate power in daily activities, provide an effective way to interrupt power in an emergency, provide lockout on sight disconnect. | Max. rated operation voltage Ue AC | 600V
| 198 | Automation and Control | Industrial Switch | Control Switch | S-SWITCH NON-FUSE HD INDOOR 600V 30A 3P NEMA1 | 2087319 | HU361 | SCHNEIDER ELECTRIC | 8260 | https://pim-kvc.soneparsea.com:3443/PictureServer/default.aspx/schneider-HU361_Image1.jpg?A3889C9397807479A2A1C7A8BAA5959DB4AAC6729A8C636A81A49DB2B39E95657EAFC4AC | https://pim-kvc.soneparsea.com:3443/PictureServer/default.aspx/squared-hu361.pdf?81788B76AEAAA1A9B1B7B9A97F9FA567867682B5B69D | S-SWITCH NON-FUSE HD INDOOR 600V 30A 3P NEMA1 | Heavy Duty Safety Switches designed to be tough, reliable and provide exceptional performance in the most grueling conditions. Play a crucial role in today’s commercial and industrial settings, isolate power in daily activities, provide an effective way to interrupt power in an emergency, provide lockout on sight disconnect. | Rated operating voltage | 600...600V
| 198 | Automation and Control | Industrial Switch | Control Switch | S-SWITCH NON-FUSE HD INDOOR 600V 30A 3P NEMA1 | 2087319 | HU361 | SCHNEIDER ELECTRIC | 8260 | https://pim-kvc.soneparsea.com:3443/PictureServer/default.aspx/schneider-HU361_Image1.jpg?A3889C9397807479A2A1C7A8BAA5959DB4AAC6729A8C636A81A49DB2B39E95657EAFC4AC | https://pim-kvc.soneparsea.com:3443/PictureServer/default.aspx/squared-hu361.pdf?81788B76AEAAA1A9B1B7B9A97F9FA567867682B5B69D | S-SWITCH NON-FUSE HD INDOOR 600V 30A 3P NEMA1 | Heavy Duty Safety Switches designed to be tough, reliable and provide exceptional performance in the most grueling conditions. Play a crucial role in today’s commercial and industrial settings, isolate power in daily activities, provide an effective way to interrupt power in an emergency, provide lockout on sight disconnect. | Rated permanent current Iu | 30A
| 198 | Automation and Control | Industrial Switch | Control Switch | S-SWITCH NON-FUSE HD INDOOR 600V 30A 3P NEMA1 | 2087319 | HU361 | SCHNEIDER ELECTRIC | 8260 | https://pim-kvc.soneparsea.com:3443/PictureServer/default.aspx/schneider-HU361_Image1.jpg?A3889C9397807479A2A1C7A8BAA5959DB4AAC6729A8C636A81A49DB2B39E95657EAFC4AC | https://pim-kvc.soneparsea.com:3443/PictureServer/default.aspx/squared-hu361.pdf?81788B76AEAAA1A9B1B7B9A97F9FA567867682B5B69D | S-SWITCH NON-FUSE HD INDOOR 600V 30A 3P NEMA1 | Heavy Duty Safety Switches designed to be tough, reliable and provide exceptional performance in the most grueling conditions. Play a crucial role in today’s commercial and industrial settings, isolate power in daily activities, provide an effective way to interrupt power in an emergency, provide lockout on sight disconnect. | Rated operation power at AC-3, 400 V | 0kW
| 198 | Automation and Control | Industrial Switch | Control Switch | S-SWITCH NON-FUSE HD INDOOR 600V 30A 3P NEMA1 | 2087319 | HU361 | SCHNEIDER ELECTRIC | 8260 | https://pim-kvc.soneparsea.com:3443/PictureServer/default.aspx/schneider-HU361_Image1.jpg?A3889C9397807479A2A1C7A8BAA5959DB4AAC6729A8C636A81A49DB2B39E95657EAFC4AC | https://pim-kvc.soneparsea.com:3443/PictureServer/default.aspx/squared-hu361.pdf?81788B76AEAAA1A9B1B7B9A97F9FA567867682B5B69D | S-SWITCH NON-FUSE HD INDOOR 600V 30A 3P NEMA1 | Heavy Duty Safety Switches designed to be tough, reliable and provide exceptional performance in the most grueling conditions. Play a crucial role in today’s commercial and industrial settings, isolate power in daily activities, provide an effective way to interrupt power in an emergency, provide lockout on sight disconnect. | Number of poles | 3
| 199 | Automation and Control | Industrial Switch | Control Switch | S-SWITCH NON-FUSE OUTDOOR HD 600V 30A 3P NEMA3R | 2087320 | HU361RB | SCHNEIDER ELECTRIC | 12000 | https://pim-kvc.soneparsea.com:3443/PictureServer/default.aspx/schneider-hu361rb_Image1.JPG?A3889C9397807479A2A1C7A8BAA5959DB4AAC672BAAC636A81B7B6A49BA4919BB576828FA27E | https://pim-kvc.soneparsea.com:3443/PictureServer/default.aspx/squared-hu361rb.pdf?81788B76AEAAA1A9B1B7B9A97F9FA5678676C6A780A7949A | S-SWITCH NON-FUSE OUTDOOR HD 600V 30A 3P NEMA3R | Heavy Duty Safety Switches designed to be tough, reliable and provide exceptional performance in the most grueling conditions. Play a crucial role in today’s commercial and industrial settings, isolate power in daily activities, provide an effective way to interrupt power in an emergency, provide lockout on sight disconnect. | Version as safety switch | yes
| 199 | Automation and Control | Industrial Switch | Control Switch | S-SWITCH NON-FUSE OUTDOOR HD 600V 30A 3P NEMA3R | 2087320 | HU361RB | SCHNEIDER ELECTRIC | 12000 | https://pim-kvc.soneparsea.com:3443/PictureServer/default.aspx/schneider-hu361rb_Image1.JPG?A3889C9397807479A2A1C7A8BAA5959DB4AAC672BAAC636A81B7B6A49BA4919BB576828FA27E | https://pim-kvc.soneparsea.com:3443/PictureServer/default.aspx/squared-hu361rb.pdf?81788B76AEAAA1A9B1B7B9A97F9FA5678676C6A780A7949A | S-SWITCH NON-FUSE OUTDOOR HD 600V 30A 3P NEMA3R | Heavy Duty Safety Switches designed to be tough, reliable and provide exceptional performance in the most grueling conditions. Play a crucial role in today’s commercial and industrial settings, isolate power in daily activities, provide an effective way to interrupt power in an emergency, provide lockout on sight disconnect. | Max. rated operation voltage Ue AC | 600V
| 199 | Automation and Control | Industrial Switch | Control Switch | S-SWITCH NON-FUSE OUTDOOR HD 600V 30A 3P NEMA3R | 2087320 | HU361RB | SCHNEIDER ELECTRIC | 12000 | https://pim-kvc.soneparsea.com:3443/PictureServer/default.aspx/schneider-hu361rb_Image1.JPG?A3889C9397807479A2A1C7A8BAA5959DB4AAC672BAAC636A81B7B6A49BA4919BB576828FA27E | https://pim-kvc.soneparsea.com:3443/PictureServer/default.aspx/squared-hu361rb.pdf?81788B76AEAAA1A9B1B7B9A97F9FA5678676C6A780A7949A | S-SWITCH NON-FUSE OUTDOOR HD 600V 30A 3P NEMA3R | Heavy Duty Safety Switches designed to be tough, reliable and provide exceptional performance in the most grueling conditions. Play a crucial role in today’s commercial and industrial settings, isolate power in daily activities, provide an effective way to interrupt power in an emergency, provide lockout on sight disconnect. | Rated operating voltage | 600...600V
| 199 | Automation and Control | Industrial Switch | Control Switch | S-SWITCH NON-FUSE OUTDOOR HD 600V 30A 3P NEMA3R | 2087320 | HU361RB | SCHNEIDER ELECTRIC | 12000 | https://pim-kvc.soneparsea.com:3443/PictureServer/default.aspx/schneider-hu361rb_Image1.JPG?A3889C9397807479A2A1C7A8BAA5959DB4AAC672BAAC636A81B7B6A49BA4919BB576828FA27E | https://pim-kvc.soneparsea.com:3443/PictureServer/default.aspx/squared-hu361rb.pdf?81788B76AEAAA1A9B1B7B9A97F9FA5678676C6A780A7949A | S-SWITCH NON-FUSE OUTDOOR HD 600V 30A 3P NEMA3R | Heavy Duty Safety Switches designed to be tough, reliable and provide exceptional performance in the most grueling conditions. Play a crucial role in today’s commercial and industrial settings, isolate power in daily activities, provide an effective way to interrupt power in an emergency, provide lockout on sight disconnect. | Rated permanent current Iu | 30A
| 199 | Automation and Control | Industrial Switch | Control Switch | S-SWITCH NON-FUSE OUTDOOR HD 600V 30A 3P NEMA3R | 2087320 | HU361RB | SCHNEIDER ELECTRIC | 12000 | https://pim-kvc.soneparsea.com:3443/PictureServer/default.aspx/schneider-hu361rb_Image1.JPG?A3889C9397807479A2A1C7A8BAA5959DB4AAC672BAAC636A81B7B6A49BA4919BB576828FA27E | https://pim-kvc.soneparsea.com:3443/PictureServer/default.aspx/squared-hu361rb.pdf?81788B76AEAAA1A9B1B7B9A97F9FA5678676C6A780A7949A | S-SWITCH NON-FUSE OUTDOOR HD 600V 30A 3P NEMA3R | Heavy Duty Safety Switches designed to be tough, reliable and provide exceptional performance in the most grueling conditions. Play a crucial role in today’s commercial and industrial settings, isolate power in daily activities, provide an effective way to interrupt power in an emergency, provide lockout on sight disconnect. | Rated operation power at AC-3, 400 V | 0kW
| 199 | Automation and Control | Industrial Switch | Control Switch | S-SWITCH NON-FUSE OUTDOOR HD 600V 30A 3P NEMA3R | 2087320 | HU361RB | SCHNEIDER ELECTRIC | 12000 | https://pim-kvc.soneparsea.com:3443/PictureServer/default.aspx/schneider-hu361rb_Image1.JPG?A3889C9397807479A2A1C7A8BAA5959DB4AAC672BAAC636A81B7B6A49BA4919BB576828FA27E | https://pim-kvc.soneparsea.com:3443/PictureServer/default.aspx/squared-hu361rb.pdf?81788B76AEAAA1A9B1B7B9A97F9FA5678676C6A780A7949A | S-SWITCH NON-FUSE OUTDOOR HD 600V 30A 3P NEMA3R | Heavy Duty Safety Switches designed to be tough, reliable and provide exceptional performance in the most grueling conditions. Play a crucial role in today’s commercial and industrial settings, isolate power in daily activities, provide an effective way to interrupt power in an emergency, provide lockout on sight disconnect. | Number of poles | 3
| 200 | Automation and Control | Industrial Switch | Control Switch | S-SWITCH NON-FUSE INDOOR HD 600V 60A 3P NEMA1 | 2087321 | HU362 | SCHNEIDER ELECTRIC | 12700 | https://pim-kvc.soneparsea.com:3443/PictureServer/default.aspx/squared-hu362_large.jpg?81788B76AEAAA1A9B1B7B9A97F9FA5678677B3B1B3A997997EAFC4AC | https://pim-kvc.soneparsea.com:3443/PictureServer/default.aspx/squared-hu362.pdf?81788B76AEAAA1A9B1B7B9A97F9FA567867782B5B69D | S-SWITCH NON-FUSE INDOOR HD 600V 60A 3P NEMA1 | Play a crucial role in today’s commercial and industrial settings, isolate power in daily activities, provide an effective way to interrupt power in an emergency, provide lockout on sight disconnect. | Version as safety switch | yes
| 200 | Automation and Control | Industrial Switch | Control Switch | S-SWITCH NON-FUSE INDOOR HD 600V 60A 3P NEMA1 | 2087321 | HU362 | SCHNEIDER ELECTRIC | 12700 | https://pim-kvc.soneparsea.com:3443/PictureServer/default.aspx/squared-hu362_large.jpg?81788B76AEAAA1A9B1B7B9A97F9FA5678677B3B1B3A997997EAFC4AC | https://pim-kvc.soneparsea.com:3443/PictureServer/default.aspx/squared-hu362.pdf?81788B76AEAAA1A9B1B7B9A97F9FA567867782B5B69D | S-SWITCH NON-FUSE INDOOR HD 600V 60A 3P NEMA1 | Play a crucial role in today’s commercial and industrial settings, isolate power in daily activities, provide an effective way to interrupt power in an emergency, provide lockout on sight disconnect. | Max. rated operation voltage Ue AC | 600V
| 200 | Automation and Control | Industrial Switch | Control Switch | S-SWITCH NON-FUSE INDOOR HD 600V 60A 3P NEMA1 | 2087321 | HU362 | SCHNEIDER ELECTRIC | 12700 | https://pim-kvc.soneparsea.com:3443/PictureServer/default.aspx/squared-hu362_large.jpg?81788B76AEAAA1A9B1B7B9A97F9FA5678677B3B1B3A997997EAFC4AC | https://pim-kvc.soneparsea.com:3443/PictureServer/default.aspx/squared-hu362.pdf?81788B76AEAAA1A9B1B7B9A97F9FA567867782B5B69D | S-SWITCH NON-FUSE INDOOR HD 600V 60A 3P NEMA1 | Play a crucial role in today’s commercial and industrial settings, isolate power in daily activities, provide an effective way to interrupt power in an emergency, provide lockout on sight disconnect. | Rated operating voltage | 600...600V
| 200 | Automation and Control | Industrial Switch | Control Switch | S-SWITCH NON-FUSE INDOOR HD 600V 60A 3P NEMA1 | 2087321 | HU362 | SCHNEIDER ELECTRIC | 12700 | https://pim-kvc.soneparsea.com:3443/PictureServer/default.aspx/squared-hu362_large.jpg?81788B76AEAAA1A9B1B7B9A97F9FA5678677B3B1B3A997997EAFC4AC | https://pim-kvc.soneparsea.com:3443/PictureServer/default.aspx/squared-hu362.pdf?81788B76AEAAA1A9B1B7B9A97F9FA567867782B5B69D | S-SWITCH NON-FUSE INDOOR HD 600V 60A 3P NEMA1 | Play a crucial role in today’s commercial and industrial settings, isolate power in daily activities, provide an effective way to interrupt power in an emergency, provide lockout on sight disconnect. | Rated permanent current Iu | 30A
| 200 | Automation and Control | Industrial Switch | Control Switch | S-SWITCH NON-FUSE INDOOR HD 600V 60A 3P NEMA1 | 2087321 | HU362 | SCHNEIDER ELECTRIC | 12700 | https://pim-kvc.soneparsea.com:3443/PictureServer/default.aspx/squared-hu362_large.jpg?81788B76AEAAA1A9B1B7B9A97F9FA5678677B3B1B3A997997EAFC4AC | https://pim-kvc.soneparsea.com:3443/PictureServer/default.aspx/squared-hu362.pdf?81788B76AEAAA1A9B1B7B9A97F9FA567867782B5B69D | S-SWITCH NON-FUSE INDOOR HD 600V 60A 3P NEMA1 | Play a crucial role in today’s commercial and industrial settings, isolate power in daily activities, provide an effective way to interrupt power in an emergency, provide lockout on sight disconnect. | Rated operation power at AC-3, 400 V | 0kW
| 200 | Automation and Control | Industrial Switch | Control Switch | S-SWITCH NON-FUSE INDOOR HD 600V 60A 3P NEMA1 | 2087321 | HU362 | SCHNEIDER ELECTRIC | 12700 | https://pim-kvc.soneparsea.com:3443/PictureServer/default.aspx/squared-hu362_large.jpg?81788B76AEAAA1A9B1B7B9A97F9FA5678677B3B1B3A997997EAFC4AC | https://pim-kvc.soneparsea.com:3443/PictureServer/default.aspx/squared-hu362.pdf?81788B76AEAAA1A9B1B7B9A97F9FA567867782B5B69D | S-SWITCH NON-FUSE INDOOR HD 600V 60A 3P NEMA1 | Play a crucial role in today’s commercial and industrial settings, isolate power in daily activities, provide an effective way to interrupt power in an emergency, provide lockout on sight disconnect. | Number of poles | 3
| 201 | Automation and Control | Industrial Switch | Control Switch | S-SWITCH NON-FUSE OUTDOOR HD 600V 60A 3P NEMA3R | 2087322 | HU362RB | SCHNEIDER ELECTRIC | 22200 | https://pim-kvc.soneparsea.com:3443/PictureServer/default.aspx/schneider-HU362RB_Image1.JPG?A3889C9397807479A2A1C7A8BAA5959DB4AAC6729A8C636A829796A49BA4919BB576828FA27E | https://pim-kvc.soneparsea.com:3443/PictureServer/default.aspx/schneider-HU362RB_Datasheet1.pdf?A3889C9397807479A2A1C7A8BAA5959DB4AAC6729A8C636A829796A49698A495C3ADB9AAC6685EA4B4AB | S-SWITCH NON-FUSE OUTDOOR HD 600V 60A 3P NEMA3R | Heavy Duty Safety Switches designed to be tough, reliable and provide exceptional performance in the most grueling conditions. Play a crucial role in today’s commercial and industrial settings, isolate power in daily activities, provide an effective way to interrupt power in an emergency, provide lockout on sight disconnect. | Version as safety switch | yes
| 201 | Automation and Control | Industrial Switch | Control Switch | S-SWITCH NON-FUSE OUTDOOR HD 600V 60A 3P NEMA3R | 2087322 | HU362RB | SCHNEIDER ELECTRIC | 22200 | https://pim-kvc.soneparsea.com:3443/PictureServer/default.aspx/schneider-HU362RB_Image1.JPG?A3889C9397807479A2A1C7A8BAA5959DB4AAC6729A8C636A829796A49BA4919BB576828FA27E | https://pim-kvc.soneparsea.com:3443/PictureServer/default.aspx/schneider-HU362RB_Datasheet1.pdf?A3889C9397807479A2A1C7A8BAA5959DB4AAC6729A8C636A829796A49698A495C3ADB9AAC6685EA4B4AB | S-SWITCH NON-FUSE OUTDOOR HD 600V 60A 3P NEMA3R | Heavy Duty Safety Switches designed to be tough, reliable and provide exceptional performance in the most grueling conditions. Play a crucial role in today’s commercial and industrial settings, isolate power in daily activities, provide an effective way to interrupt power in an emergency, provide lockout on sight disconnect. | Max. rated operation voltage Ue AC | 600V
| 201 | Automation and Control | Industrial Switch | Control Switch | S-SWITCH NON-FUSE OUTDOOR HD 600V 60A 3P NEMA3R | 2087322 | HU362RB | SCHNEIDER ELECTRIC | 22200 | https://pim-kvc.soneparsea.com:3443/PictureServer/default.aspx/schneider-HU362RB_Image1.JPG?A3889C9397807479A2A1C7A8BAA5959DB4AAC6729A8C636A829796A49BA4919BB576828FA27E | https://pim-kvc.soneparsea.com:3443/PictureServer/default.aspx/schneider-HU362RB_Datasheet1.pdf?A3889C9397807479A2A1C7A8BAA5959DB4AAC6729A8C636A829796A49698A495C3ADB9AAC6685EA4B4AB | S-SWITCH NON-FUSE OUTDOOR HD 600V 60A 3P NEMA3R | Heavy Duty Safety Switches designed to be tough, reliable and provide exceptional performance in the most grueling conditions. Play a crucial role in today’s commercial and industrial settings, isolate power in daily activities, provide an effective way to interrupt power in an emergency, provide lockout on sight disconnect. | Rated operating voltage | 600...600V
| 201 | Automation and Control | Industrial Switch | Control Switch | S-SWITCH NON-FUSE OUTDOOR HD 600V 60A 3P NEMA3R | 2087322 | HU362RB | SCHNEIDER ELECTRIC | 22200 | https://pim-kvc.soneparsea.com:3443/PictureServer/default.aspx/schneider-HU362RB_Image1.JPG?A3889C9397807479A2A1C7A8BAA5959DB4AAC6729A8C636A829796A49BA4919BB576828FA27E | https://pim-kvc.soneparsea.com:3443/PictureServer/default.aspx/schneider-HU362RB_Datasheet1.pdf?A3889C9397807479A2A1C7A8BAA5959DB4AAC6729A8C636A829796A49698A495C3ADB9AAC6685EA4B4AB | S-SWITCH NON-FUSE OUTDOOR HD 600V 60A 3P NEMA3R | Heavy Duty Safety Switches designed to be tough, reliable and provide exceptional performance in the most grueling conditions. Play a crucial role in today’s commercial and industrial settings, isolate power in daily activities, provide an effective way to interrupt power in an emergency, provide lockout on sight disconnect. | Rated permanent current Iu | 60A
| 201 | Automation and Control | Industrial Switch | Control Switch | S-SWITCH NON-FUSE OUTDOOR HD 600V 60A 3P NEMA3R | 2087322 | HU362RB | SCHNEIDER ELECTRIC | 22200 | https://pim-kvc.soneparsea.com:3443/PictureServer/default.aspx/schneider-HU362RB_Image1.JPG?A3889C9397807479A2A1C7A8BAA5959DB4AAC6729A8C636A829796A49BA4919BB576828FA27E | https://pim-kvc.soneparsea.com:3443/PictureServer/default.aspx/schneider-HU362RB_Datasheet1.pdf?A3889C9397807479A2A1C7A8BAA5959DB4AAC6729A8C636A829796A49698A495C3ADB9AAC6685EA4B4AB | S-SWITCH NON-FUSE OUTDOOR HD 600V 60A 3P NEMA3R | Heavy Duty Safety Switches designed to be tough, reliable and provide exceptional performance in the most grueling conditions. Play a crucial role in today’s commercial and industrial settings, isolate power in daily activities, provide an effective way to interrupt power in an emergency, provide lockout on sight disconnect. | Rated operation power at AC-3, 400 V | 0kW
| 201 | Automation and Control | Industrial Switch | Control Switch | S-SWITCH NON-FUSE OUTDOOR HD 600V 60A 3P NEMA3R | 2087322 | HU362RB | SCHNEIDER ELECTRIC | 22200 | https://pim-kvc.soneparsea.com:3443/PictureServer/default.aspx/schneider-HU362RB_Image1.JPG?A3889C9397807479A2A1C7A8BAA5959DB4AAC6729A8C636A829796A49BA4919BB576828FA27E | https://pim-kvc.soneparsea.com:3443/PictureServer/default.aspx/schneider-HU362RB_Datasheet1.pdf?A3889C9397807479A2A1C7A8BAA5959DB4AAC6729A8C636A829796A49698A495C3ADB9AAC6685EA4B4AB | S-SWITCH NON-FUSE OUTDOOR HD 600V 60A 3P NEMA3R | Heavy Duty Safety Switches designed to be tough, reliable and provide exceptional performance in the most grueling conditions. Play a crucial role in today’s commercial and industrial settings, isolate power in daily activities, provide an effective way to interrupt power in an emergency, provide lockout on sight disconnect. | Number of poles | 3
| 202 | Automation and Control | Industrial Switch | Control Switch | S-SWITCH NON-FUSE INDOOR HD 600V 100A 3P NEMA1 | 2087323 | HU363 | SCHNEIDER ELECTRIC | 19800 | https://pim-kvc.soneparsea.com:3443/PictureServer/default.aspx/squared-hu363_large.jpg?81788B76AEAAA1A9B1B7B9A97F9FA5678678B3B1B3A997997EAFC4AC | https://pim-kvc.soneparsea.com:3443/PictureServer/default.aspx/squared-hu363.pdf?81788B76AEAAA1A9B1B7B9A97F9FA567867882B5B69D | S-SWITCH NON-FUSE INDOOR HD 600V 100A 3P NEMA1 | Heavy Duty Safety Switches that are designed for commercial and industrial applications where maximum performance and continuity of service is vital. Like our general duty switches, they too can provide over-current and short circuit protection when equipped with fuses. When equipped with either a factory-installed solid neutral assembly or a field-installed equipment grounding kit (some exceptions apply), the switches are also suitable for use as service equipment. | Version as safety switch | yes
| 202 | Automation and Control | Industrial Switch | Control Switch | S-SWITCH NON-FUSE INDOOR HD 600V 100A 3P NEMA1 | 2087323 | HU363 | SCHNEIDER ELECTRIC | 19800 | https://pim-kvc.soneparsea.com:3443/PictureServer/default.aspx/squared-hu363_large.jpg?81788B76AEAAA1A9B1B7B9A97F9FA5678678B3B1B3A997997EAFC4AC | https://pim-kvc.soneparsea.com:3443/PictureServer/default.aspx/squared-hu363.pdf?81788B76AEAAA1A9B1B7B9A97F9FA567867882B5B69D | S-SWITCH NON-FUSE INDOOR HD 600V 100A 3P NEMA1 | Heavy Duty Safety Switches that are designed for commercial and industrial applications where maximum performance and continuity of service is vital. Like our general duty switches, they too can provide over-current and short circuit protection when equipped with fuses. When equipped with either a factory-installed solid neutral assembly or a field-installed equipment grounding kit (some exceptions apply), the switches are also suitable for use as service equipment. | Max. rated operation voltage Ue AC | 600V
| 202 | Automation and Control | Industrial Switch | Control Switch | S-SWITCH NON-FUSE INDOOR HD 600V 100A 3P NEMA1 | 2087323 | HU363 | SCHNEIDER ELECTRIC | 19800 | https://pim-kvc.soneparsea.com:3443/PictureServer/default.aspx/squared-hu363_large.jpg?81788B76AEAAA1A9B1B7B9A97F9FA5678678B3B1B3A997997EAFC4AC | https://pim-kvc.soneparsea.com:3443/PictureServer/default.aspx/squared-hu363.pdf?81788B76AEAAA1A9B1B7B9A97F9FA567867882B5B69D | S-SWITCH NON-FUSE INDOOR HD 600V 100A 3P NEMA1 | Heavy Duty Safety Switches that are designed for commercial and industrial applications where maximum performance and continuity of service is vital. Like our general duty switches, they too can provide over-current and short circuit protection when equipped with fuses. When equipped with either a factory-installed solid neutral assembly or a field-installed equipment grounding kit (some exceptions apply), the switches are also suitable for use as service equipment. | Rated operating voltage | 600...600V
| 202 | Automation and Control | Industrial Switch | Control Switch | S-SWITCH NON-FUSE INDOOR HD 600V 100A 3P NEMA1 | 2087323 | HU363 | SCHNEIDER ELECTRIC | 19800 | https://pim-kvc.soneparsea.com:3443/PictureServer/default.aspx/squared-hu363_large.jpg?81788B76AEAAA1A9B1B7B9A97F9FA5678678B3B1B3A997997EAFC4AC | https://pim-kvc.soneparsea.com:3443/PictureServer/default.aspx/squared-hu363.pdf?81788B76AEAAA1A9B1B7B9A97F9FA567867882B5B69D | S-SWITCH NON-FUSE INDOOR HD 600V 100A 3P NEMA1 | Heavy Duty Safety Switches that are designed for commercial and industrial applications where maximum performance and continuity of service is vital. Like our general duty switches, they too can provide over-current and short circuit protection when equipped with fuses. When equipped with either a factory-installed solid neutral assembly or a field-installed equipment grounding kit (some exceptions apply), the switches are also suitable for use as service equipment. | Rated permanent current Iu | 100A
| 202 | Automation and Control | Industrial Switch | Control Switch | S-SWITCH NON-FUSE INDOOR HD 600V 100A 3P NEMA1 | 2087323 | HU363 | SCHNEIDER ELECTRIC | 19800 | https://pim-kvc.soneparsea.com:3443/PictureServer/default.aspx/squared-hu363_large.jpg?81788B76AEAAA1A9B1B7B9A97F9FA5678678B3B1B3A997997EAFC4AC | https://pim-kvc.soneparsea.com:3443/PictureServer/default.aspx/squared-hu363.pdf?81788B76AEAAA1A9B1B7B9A97F9FA567867882B5B69D | S-SWITCH NON-FUSE INDOOR HD 600V 100A 3P NEMA1 | Heavy Duty Safety Switches that are designed for commercial and industrial applications where maximum performance and continuity of service is vital. Like our general duty switches, they too can provide over-current and short circuit protection when equipped with fuses. When equipped with either a factory-installed solid neutral assembly or a field-installed equipment grounding kit (some exceptions apply), the switches are also suitable for use as service equipment. | Rated operation power at AC-3, 400 V | 0kW
| 202 | Automation and Control | Industrial Switch | Control Switch | S-SWITCH NON-FUSE INDOOR HD 600V 100A 3P NEMA1 | 2087323 | HU363 | SCHNEIDER ELECTRIC | 19800 | https://pim-kvc.soneparsea.com:3443/PictureServer/default.aspx/squared-hu363_large.jpg?81788B76AEAAA1A9B1B7B9A97F9FA5678678B3B1B3A997997EAFC4AC | https://pim-kvc.soneparsea.com:3443/PictureServer/default.aspx/squared-hu363.pdf?81788B76AEAAA1A9B1B7B9A97F9FA567867882B5B69D | S-SWITCH NON-FUSE INDOOR HD 600V 100A 3P NEMA1 | Heavy Duty Safety Switches that are designed for commercial and industrial applications where maximum performance and continuity of service is vital. Like our general duty switches, they too can provide over-current and short circuit protection when equipped with fuses. When equipped with either a factory-installed solid neutral assembly or a field-installed equipment grounding kit (some exceptions apply), the switches are also suitable for use as service equipment. | Number of poles | 3
| 203 | Automation and Control | Industrial Switch | Control Switch | S-SWITCH NON-FUSE OUTDOOR HD 600V 100A 3P NEMA3R | 2087324 | HU363RB | SCHNEIDER ELECTRIC | 30100 | https://pim-kvc.soneparsea.com:3443/PictureServer/default.aspx/schneider-HU363RB_Image1.JPG?A3889C9397807479A2A1C7A8BAA5959DB4AAC6729A8C636A839796A49BA4919BB576828FA27E | https://pim-kvc.soneparsea.com:3443/PictureServer/default.aspx/schneider-HU363RB_Datasheet1.pdf?A3889C9397807479A2A1C7A8BAA5959DB4AAC6729A8C636A839796A49698A495C3ADB9AAC6685EA4B4AB | S-SWITCH NON-FUSE OUTDOOR HD 600V 100A 3P NEMA3R | Heavy Duty Safety Switches designed to be tough, reliable and provide exceptional performance in the most grueling conditions. Play a crucial role in today’s commercial and industrial settings, isolate power in daily activities, provide an effective way to interrupt power in an emergency, provide lockout on sight disconnect. | Version as safety switch | yes
| 203 | Automation and Control | Industrial Switch | Control Switch | S-SWITCH NON-FUSE OUTDOOR HD 600V 100A 3P NEMA3R | 2087324 | HU363RB | SCHNEIDER ELECTRIC | 30100 | https://pim-kvc.soneparsea.com:3443/PictureServer/default.aspx/schneider-HU363RB_Image1.JPG?A3889C9397807479A2A1C7A8BAA5959DB4AAC6729A8C636A839796A49BA4919BB576828FA27E | https://pim-kvc.soneparsea.com:3443/PictureServer/default.aspx/schneider-HU363RB_Datasheet1.pdf?A3889C9397807479A2A1C7A8BAA5959DB4AAC6729A8C636A839796A49698A495C3ADB9AAC6685EA4B4AB | S-SWITCH NON-FUSE OUTDOOR HD 600V 100A 3P NEMA3R | Heavy Duty Safety Switches designed to be tough, reliable and provide exceptional performance in the most grueling conditions. Play a crucial role in today’s commercial and industrial settings, isolate power in daily activities, provide an effective way to interrupt power in an emergency, provide lockout on sight disconnect. | Max. rated operation voltage Ue AC | 600V
| 203 | Automation and Control | Industrial Switch | Control Switch | S-SWITCH NON-FUSE OUTDOOR HD 600V 100A 3P NEMA3R | 2087324 | HU363RB | SCHNEIDER ELECTRIC | 30100 | https://pim-kvc.soneparsea.com:3443/PictureServer/default.aspx/schneider-HU363RB_Image1.JPG?A3889C9397807479A2A1C7A8BAA5959DB4AAC6729A8C636A839796A49BA4919BB576828FA27E | https://pim-kvc.soneparsea.com:3443/PictureServer/default.aspx/schneider-HU363RB_Datasheet1.pdf?A3889C9397807479A2A1C7A8BAA5959DB4AAC6729A8C636A839796A49698A495C3ADB9AAC6685EA4B4AB | S-SWITCH NON-FUSE OUTDOOR HD 600V 100A 3P NEMA3R | Heavy Duty Safety Switches designed to be tough, reliable and provide exceptional performance in the most grueling conditions. Play a crucial role in today’s commercial and industrial settings, isolate power in daily activities, provide an effective way to interrupt power in an emergency, provide lockout on sight disconnect. | Rated operating voltage | 600...600V
| 203 | Automation and Control | Industrial Switch | Control Switch | S-SWITCH NON-FUSE OUTDOOR HD 600V 100A 3P NEMA3R | 2087324 | HU363RB | SCHNEIDER ELECTRIC | 30100 | https://pim-kvc.soneparsea.com:3443/PictureServer/default.aspx/schneider-HU363RB_Image1.JPG?A3889C9397807479A2A1C7A8BAA5959DB4AAC6729A8C636A839796A49BA4919BB576828FA27E | https://pim-kvc.soneparsea.com:3443/PictureServer/default.aspx/schneider-HU363RB_Datasheet1.pdf?A3889C9397807479A2A1C7A8BAA5959DB4AAC6729A8C636A839796A49698A495C3ADB9AAC6685EA4B4AB | S-SWITCH NON-FUSE OUTDOOR HD 600V 100A 3P NEMA3R | Heavy Duty Safety Switches designed to be tough, reliable and provide exceptional performance in the most grueling conditions. Play a crucial role in today’s commercial and industrial settings, isolate power in daily activities, provide an effective way to interrupt power in an emergency, provide lockout on sight disconnect. | Rated permanent current Iu | 100A
| 203 | Automation and Control | Industrial Switch | Control Switch | S-SWITCH NON-FUSE OUTDOOR HD 600V 100A 3P NEMA3R | 2087324 | HU363RB | SCHNEIDER ELECTRIC | 30100 | https://pim-kvc.soneparsea.com:3443/PictureServer/default.aspx/schneider-HU363RB_Image1.JPG?A3889C9397807479A2A1C7A8BAA5959DB4AAC6729A8C636A839796A49BA4919BB576828FA27E | https://pim-kvc.soneparsea.com:3443/PictureServer/default.aspx/schneider-HU363RB_Datasheet1.pdf?A3889C9397807479A2A1C7A8BAA5959DB4AAC6729A8C636A839796A49698A495C3ADB9AAC6685EA4B4AB | S-SWITCH NON-FUSE OUTDOOR HD 600V 100A 3P NEMA3R | Heavy Duty Safety Switches designed to be tough, reliable and provide exceptional performance in the most grueling conditions. Play a crucial role in today’s commercial and industrial settings, isolate power in daily activities, provide an effective way to interrupt power in an emergency, provide lockout on sight disconnect. | Rated operation power at AC-3, 400 V | 0kW
| 203 | Automation and Control | Industrial Switch | Control Switch | S-SWITCH NON-FUSE OUTDOOR HD 600V 100A 3P NEMA3R | 2087324 | HU363RB | SCHNEIDER ELECTRIC | 30100 | https://pim-kvc.soneparsea.com:3443/PictureServer/default.aspx/schneider-HU363RB_Image1.JPG?A3889C9397807479A2A1C7A8BAA5959DB4AAC6729A8C636A839796A49BA4919BB576828FA27E | https://pim-kvc.soneparsea.com:3443/PictureServer/default.aspx/schneider-HU363RB_Datasheet1.pdf?A3889C9397807479A2A1C7A8BAA5959DB4AAC6729A8C636A839796A49698A495C3ADB9AAC6685EA4B4AB | S-SWITCH NON-FUSE OUTDOOR HD 600V 100A 3P NEMA3R | Heavy Duty Safety Switches designed to be tough, reliable and provide exceptional performance in the most grueling conditions. Play a crucial role in today’s commercial and industrial settings, isolate power in daily activities, provide an effective way to interrupt power in an emergency, provide lockout on sight disconnect. | Rated operation power at AC-23, 400 V | 3kW
| 203 | Automation and Control | Industrial Switch | Control Switch | S-SWITCH NON-FUSE OUTDOOR HD 600V 100A 3P NEMA3R | 2087324 | HU363RB | SCHNEIDER ELECTRIC | 30100 | https://pim-kvc.soneparsea.com:3443/PictureServer/default.aspx/schneider-HU363RB_Image1.JPG?A3889C9397807479A2A1C7A8BAA5959DB4AAC6729A8C636A839796A49BA4919BB576828FA27E | https://pim-kvc.soneparsea.com:3443/PictureServer/default.aspx/schneider-HU363RB_Datasheet1.pdf?A3889C9397807479A2A1C7A8BAA5959DB4AAC6729A8C636A839796A49698A495C3ADB9AAC6685EA4B4AB | S-SWITCH NON-FUSE OUTDOOR HD 600V 100A 3P NEMA3R | Heavy Duty Safety Switches designed to be tough, reliable and provide exceptional performance in the most grueling conditions. Play a crucial role in today’s commercial and industrial settings, isolate power in daily activities, provide an effective way to interrupt power in an emergency, provide lockout on sight disconnect. | Number of poles | 3
| 204 | Automation and Control | Industrial Switch | Control Switch | S-SWITCH NON-FUSE OUTDOOR HD 600V 200A 3P NEMA3R | 2087326 | HU364RB | SCHNEIDER ELECTRIC | 48100 | https://pim-kvc.soneparsea.com:3443/PictureServer/default.aspx/schneider-hu364rb_Image1.JPG?A3889C9397807479A2A1C7A8BAA5959DB4AAC672BAAC636A84B7B6A49BA4919BB576828FA27E | https://pim-kvc.soneparsea.com:3443/PictureServer/default.aspx/squared-hu364rb.pdf?81788B76AEAAA1A9B1B7B9A97F9FA5678679C6A780A7949A | S-SWITCH NON-FUSE OUTDOOR HD 600V 200A 3P NEMA3R | Heavy Duty Safety Switches designed to be tough, reliable and provide exceptional performance in the most grueling conditions. Play a crucial role in today’s commercial and industrial settings, isolate power in daily activities, provide an effective way to interrupt power in an emergency, provide lockout on sight disconnect. | Version as safety switch | yes
| 204 | Automation and Control | Industrial Switch | Control Switch | S-SWITCH NON-FUSE OUTDOOR HD 600V 200A 3P NEMA3R | 2087326 | HU364RB | SCHNEIDER ELECTRIC | 48100 | https://pim-kvc.soneparsea.com:3443/PictureServer/default.aspx/schneider-hu364rb_Image1.JPG?A3889C9397807479A2A1C7A8BAA5959DB4AAC672BAAC636A84B7B6A49BA4919BB576828FA27E | https://pim-kvc.soneparsea.com:3443/PictureServer/default.aspx/squared-hu364rb.pdf?81788B76AEAAA1A9B1B7B9A97F9FA5678679C6A780A7949A | S-SWITCH NON-FUSE OUTDOOR HD 600V 200A 3P NEMA3R | Heavy Duty Safety Switches designed to be tough, reliable and provide exceptional performance in the most grueling conditions. Play a crucial role in today’s commercial and industrial settings, isolate power in daily activities, provide an effective way to interrupt power in an emergency, provide lockout on sight disconnect. | Max. rated operation voltage Ue AC | 600V
| 204 | Automation and Control | Industrial Switch | Control Switch | S-SWITCH NON-FUSE OUTDOOR HD 600V 200A 3P NEMA3R | 2087326 | HU364RB | SCHNEIDER ELECTRIC | 48100 | https://pim-kvc.soneparsea.com:3443/PictureServer/default.aspx/schneider-hu364rb_Image1.JPG?A3889C9397807479A2A1C7A8BAA5959DB4AAC672BAAC636A84B7B6A49BA4919BB576828FA27E | https://pim-kvc.soneparsea.com:3443/PictureServer/default.aspx/squared-hu364rb.pdf?81788B76AEAAA1A9B1B7B9A97F9FA5678679C6A780A7949A | S-SWITCH NON-FUSE OUTDOOR HD 600V 200A 3P NEMA3R | Heavy Duty Safety Switches designed to be tough, reliable and provide exceptional performance in the most grueling conditions. Play a crucial role in today’s commercial and industrial settings, isolate power in daily activities, provide an effective way to interrupt power in an emergency, provide lockout on sight disconnect. | Rated operating voltage | 600...600V
| 204 | Automation and Control | Industrial Switch | Control Switch | S-SWITCH NON-FUSE OUTDOOR HD 600V 200A 3P NEMA3R | 2087326 | HU364RB | SCHNEIDER ELECTRIC | 48100 | https://pim-kvc.soneparsea.com:3443/PictureServer/default.aspx/schneider-hu364rb_Image1.JPG?A3889C9397807479A2A1C7A8BAA5959DB4AAC672BAAC636A84B7B6A49BA4919BB576828FA27E | https://pim-kvc.soneparsea.com:3443/PictureServer/default.aspx/squared-hu364rb.pdf?81788B76AEAAA1A9B1B7B9A97F9FA5678679C6A780A7949A | S-SWITCH NON-FUSE OUTDOOR HD 600V 200A 3P NEMA3R | Heavy Duty Safety Switches designed to be tough, reliable and provide exceptional performance in the most grueling conditions. Play a crucial role in today’s commercial and industrial settings, isolate power in daily activities, provide an effective way to interrupt power in an emergency, provide lockout on sight disconnect. | Rated permanent current Iu | 200A
| 204 | Automation and Control | Industrial Switch | Control Switch | S-SWITCH NON-FUSE OUTDOOR HD 600V 200A 3P NEMA3R | 2087326 | HU364RB | SCHNEIDER ELECTRIC | 48100 | https://pim-kvc.soneparsea.com:3443/PictureServer/default.aspx/schneider-hu364rb_Image1.JPG?A3889C9397807479A2A1C7A8BAA5959DB4AAC672BAAC636A84B7B6A49BA4919BB576828FA27E | https://pim-kvc.soneparsea.com:3443/PictureServer/default.aspx/squared-hu364rb.pdf?81788B76AEAAA1A9B1B7B9A97F9FA5678679C6A780A7949A | S-SWITCH NON-FUSE OUTDOOR HD 600V 200A 3P NEMA3R | Heavy Duty Safety Switches designed to be tough, reliable and provide exceptional performance in the most grueling conditions. Play a crucial role in today’s commercial and industrial settings, isolate power in daily activities, provide an effective way to interrupt power in an emergency, provide lockout on sight disconnect. | Rated operation power at AC-3, 400 V | 0kW
| 204 | Automation and Control | Industrial Switch | Control Switch | S-SWITCH NON-FUSE OUTDOOR HD 600V 200A 3P NEMA3R | 2087326 | HU364RB | SCHNEIDER ELECTRIC | 48100 | https://pim-kvc.soneparsea.com:3443/PictureServer/default.aspx/schneider-hu364rb_Image1.JPG?A3889C9397807479A2A1C7A8BAA5959DB4AAC672BAAC636A84B7B6A49BA4919BB576828FA27E | https://pim-kvc.soneparsea.com:3443/PictureServer/default.aspx/squared-hu364rb.pdf?81788B76AEAAA1A9B1B7B9A97F9FA5678679C6A780A7949A | S-SWITCH NON-FUSE OUTDOOR HD 600V 200A 3P NEMA3R | Heavy Duty Safety Switches designed to be tough, reliable and provide exceptional performance in the most grueling conditions. Play a crucial role in today’s commercial and industrial settings, isolate power in daily activities, provide an effective way to interrupt power in an emergency, provide lockout on sight disconnect. | Number of poles | 3
| 205 | Automation and Control | Industrial Switch | Control Switch | S-SWITCH NON-FUSE OUTDOOR HD 600V 400A 3P NEMA3R | 2087327 | HU365R | SCHNEIDER ELECTRIC | 122000 | https://pim-kvc.soneparsea.com:3443/PictureServer/default.aspx/squared-hu365r_large.jpg?81788B76AEAAA1A9B1B7B9A97F9FA567867AC6A4BE98A29BB573BEB5B9 | https://pim-kvc.soneparsea.com:3443/PictureServer/default.aspx/squared-hu365r.pdf?81788B76AEAAA1A9B1B7B9A97F9FA567867AC673C29B96 | S-SWITCH NON-FUSE OUTDOOR HD 600V 400A 3P NEMA3R | Heavy Duty Safety Switches that are designed for commercial and industrial applications where maximum performance and continuity of service is vital. Like our general duty switches, they too can provide over-current and short circuit protection when equipped with fuses. When equipped with either a factory-installed solid neutral assembly or a field-installed equipment grounding kit (some exceptions apply), the switches are also suitable for use as service equipment. | Version as safety switch | yes
| 205 | Automation and Control | Industrial Switch | Control Switch | S-SWITCH NON-FUSE OUTDOOR HD 600V 400A 3P NEMA3R | 2087327 | HU365R | SCHNEIDER ELECTRIC | 122000 | https://pim-kvc.soneparsea.com:3443/PictureServer/default.aspx/squared-hu365r_large.jpg?81788B76AEAAA1A9B1B7B9A97F9FA567867AC6A4BE98A29BB573BEB5B9 | https://pim-kvc.soneparsea.com:3443/PictureServer/default.aspx/squared-hu365r.pdf?81788B76AEAAA1A9B1B7B9A97F9FA567867AC673C29B96 | S-SWITCH NON-FUSE OUTDOOR HD 600V 400A 3P NEMA3R | Heavy Duty Safety Switches that are designed for commercial and industrial applications where maximum performance and continuity of service is vital. Like our general duty switches, they too can provide over-current and short circuit protection when equipped with fuses. When equipped with either a factory-installed solid neutral assembly or a field-installed equipment grounding kit (some exceptions apply), the switches are also suitable for use as service equipment. | Max. rated operation voltage Ue AC | 600V
| 205 | Automation and Control | Industrial Switch | Control Switch | S-SWITCH NON-FUSE OUTDOOR HD 600V 400A 3P NEMA3R | 2087327 | HU365R | SCHNEIDER ELECTRIC | 122000 | https://pim-kvc.soneparsea.com:3443/PictureServer/default.aspx/squared-hu365r_large.jpg?81788B76AEAAA1A9B1B7B9A97F9FA567867AC6A4BE98A29BB573BEB5B9 | https://pim-kvc.soneparsea.com:3443/PictureServer/default.aspx/squared-hu365r.pdf?81788B76AEAAA1A9B1B7B9A97F9FA567867AC673C29B96 | S-SWITCH NON-FUSE OUTDOOR HD 600V 400A 3P NEMA3R | Heavy Duty Safety Switches that are designed for commercial and industrial applications where maximum performance and continuity of service is vital. Like our general duty switches, they too can provide over-current and short circuit protection when equipped with fuses. When equipped with either a factory-installed solid neutral assembly or a field-installed equipment grounding kit (some exceptions apply), the switches are also suitable for use as service equipment. | Rated operating voltage | 600...600V
| 205 | Automation and Control | Industrial Switch | Control Switch | S-SWITCH NON-FUSE OUTDOOR HD 600V 400A 3P NEMA3R | 2087327 | HU365R | SCHNEIDER ELECTRIC | 122000 | https://pim-kvc.soneparsea.com:3443/PictureServer/default.aspx/squared-hu365r_large.jpg?81788B76AEAAA1A9B1B7B9A97F9FA567867AC6A4BE98A29BB573BEB5B9 | https://pim-kvc.soneparsea.com:3443/PictureServer/default.aspx/squared-hu365r.pdf?81788B76AEAAA1A9B1B7B9A97F9FA567867AC673C29B96 | S-SWITCH NON-FUSE OUTDOOR HD 600V 400A 3P NEMA3R | Heavy Duty Safety Switches that are designed for commercial and industrial applications where maximum performance and continuity of service is vital. Like our general duty switches, they too can provide over-current and short circuit protection when equipped with fuses. When equipped with either a factory-installed solid neutral assembly or a field-installed equipment grounding kit (some exceptions apply), the switches are also suitable for use as service equipment. | Rated permanent current Iu | 400A
| 205 | Automation and Control | Industrial Switch | Control Switch | S-SWITCH NON-FUSE OUTDOOR HD 600V 400A 3P NEMA3R | 2087327 | HU365R | SCHNEIDER ELECTRIC | 122000 | https://pim-kvc.soneparsea.com:3443/PictureServer/default.aspx/squared-hu365r_large.jpg?81788B76AEAAA1A9B1B7B9A97F9FA567867AC6A4BE98A29BB573BEB5B9 | https://pim-kvc.soneparsea.com:3443/PictureServer/default.aspx/squared-hu365r.pdf?81788B76AEAAA1A9B1B7B9A97F9FA567867AC673C29B96 | S-SWITCH NON-FUSE OUTDOOR HD 600V 400A 3P NEMA3R | Heavy Duty Safety Switches that are designed for commercial and industrial applications where maximum performance and continuity of service is vital. Like our general duty switches, they too can provide over-current and short circuit protection when equipped with fuses. When equipped with either a factory-installed solid neutral assembly or a field-installed equipment grounding kit (some exceptions apply), the switches are also suitable for use as service equipment. | Rated operation power at AC-3, 400 V | 0kW
| 205 | Automation and Control | Industrial Switch | Control Switch | S-SWITCH NON-FUSE OUTDOOR HD 600V 400A 3P NEMA3R | 2087327 | HU365R | SCHNEIDER ELECTRIC | 122000 | https://pim-kvc.soneparsea.com:3443/PictureServer/default.aspx/squared-hu365r_large.jpg?81788B76AEAAA1A9B1B7B9A97F9FA567867AC6A4BE98A29BB573BEB5B9 | https://pim-kvc.soneparsea.com:3443/PictureServer/default.aspx/squared-hu365r.pdf?81788B76AEAAA1A9B1B7B9A97F9FA567867AC673C29B96 | S-SWITCH NON-FUSE OUTDOOR HD 600V 400A 3P NEMA3R | Heavy Duty Safety Switches that are designed for commercial and industrial applications where maximum performance and continuity of service is vital. Like our general duty switches, they too can provide over-current and short circuit protection when equipped with fuses. When equipped with either a factory-installed solid neutral assembly or a field-installed equipment grounding kit (some exceptions apply), the switches are also suitable for use as service equipment. | Number of poles | 3
| 206 | Automation and Control | Industrial Switch | Selector Switches | CAM STEPPING SWITCH 1 POLE 45° 12 A SCREW MOUNTING | 2087330 | K1C003NLH | SCHNEIDER ELECTRIC | 2450 | https://pim-kvc.soneparsea.com:3443/PictureServer/default.aspx/schneider-K1C003NLH_Image1.jpg?A3889C9397807479A2A1C7A8BAA5959DB4AAC6729D6873648078A2919A9679A1B1ACB97680A1A09B | https://pim-kvc.soneparsea.com:3443/PictureServer/default.aspx/schneider-k1c-003nlh.pdf?81788B76AEAA939CBEAABDA9B7A95D9F81A88175826A9EA0B873C4A9B8 | CAM STEPPING SWITCH - 1 POLE - 45° - 12 A - SCREW MOUNTING | Rotary cam switches from 10 to 150A. Modular switches with plastic and metal heads to meet most industrial applications | Model | Level switch
| 206 | Automation and Control | Industrial Switch | Selector Switches | CAM STEPPING SWITCH 1 POLE 45° 12 A SCREW MOUNTING | 2087330 | K1C003NLH | SCHNEIDER ELECTRIC | 2450 | https://pim-kvc.soneparsea.com:3443/PictureServer/default.aspx/schneider-K1C003NLH_Image1.jpg?A3889C9397807479A2A1C7A8BAA5959DB4AAC6729D6873648078A2919A9679A1B1ACB97680A1A09B | https://pim-kvc.soneparsea.com:3443/PictureServer/default.aspx/schneider-k1c-003nlh.pdf?81788B76AEAA939CBEAABDA9B7A95D9F81A88175826A9EA0B873C4A9B8 | CAM STEPPING SWITCH - 1 POLE - 45° - 12 A - SCREW MOUNTING | Rotary cam switches from 10 to 150A. Modular switches with plastic and metal heads to meet most industrial applications | Number of poles | 1
| 206 | Automation and Control | Industrial Switch | Selector Switches | CAM STEPPING SWITCH 1 POLE 45° 12 A SCREW MOUNTING | 2087330 | K1C003NLH | SCHNEIDER ELECTRIC | 2450 | https://pim-kvc.soneparsea.com:3443/PictureServer/default.aspx/schneider-K1C003NLH_Image1.jpg?A3889C9397807479A2A1C7A8BAA5959DB4AAC6729D6873648078A2919A9679A1B1ACB97680A1A09B | https://pim-kvc.soneparsea.com:3443/PictureServer/default.aspx/schneider-k1c-003nlh.pdf?81788B76AEAA939CBEAABDA9B7A95D9F81A88175826A9EA0B873C4A9B8 | CAM STEPPING SWITCH - 1 POLE - 45° - 12 A - SCREW MOUNTING | Rotary cam switches from 10 to 150A. Modular switches with plastic and metal heads to meet most industrial applications | With zero (off) position | no
| 206 | Automation and Control | Industrial Switch | Selector Switches | CAM STEPPING SWITCH 1 POLE 45° 12 A SCREW MOUNTING | 2087330 | K1C003NLH | SCHNEIDER ELECTRIC | 2450 | https://pim-kvc.soneparsea.com:3443/PictureServer/default.aspx/schneider-K1C003NLH_Image1.jpg?A3889C9397807479A2A1C7A8BAA5959DB4AAC6729D6873648078A2919A9679A1B1ACB97680A1A09B | https://pim-kvc.soneparsea.com:3443/PictureServer/default.aspx/schneider-k1c-003nlh.pdf?81788B76AEAA939CBEAABDA9B7A95D9F81A88175826A9EA0B873C4A9B8 | CAM STEPPING SWITCH - 1 POLE - 45° - 12 A - SCREW MOUNTING | Rotary cam switches from 10 to 150A. Modular switches with plastic and metal heads to meet most industrial applications | With retraction in 0-position | no
| 206 | Automation and Control | Industrial Switch | Selector Switches | CAM STEPPING SWITCH 1 POLE 45° 12 A SCREW MOUNTING | 2087330 | K1C003NLH | SCHNEIDER ELECTRIC | 2450 | https://pim-kvc.soneparsea.com:3443/PictureServer/default.aspx/schneider-K1C003NLH_Image1.jpg?A3889C9397807479A2A1C7A8BAA5959DB4AAC6729D6873648078A2919A9679A1B1ACB97680A1A09B | https://pim-kvc.soneparsea.com:3443/PictureServer/default.aspx/schneider-k1c-003nlh.pdf?81788B76AEAA939CBEAABDA9B7A95D9F81A88175826A9EA0B873C4A9B8 | CAM STEPPING SWITCH - 1 POLE - 45° - 12 A - SCREW MOUNTING | Rotary cam switches from 10 to 150A. Modular switches with plastic and metal heads to meet most industrial applications | Rated permanent current Iu | 12A
| 206 | Automation and Control | Industrial Switch | Selector Switches | CAM STEPPING SWITCH 1 POLE 45° 12 A SCREW MOUNTING | 2087330 | K1C003NLH | SCHNEIDER ELECTRIC | 2450 | https://pim-kvc.soneparsea.com:3443/PictureServer/default.aspx/schneider-K1C003NLH_Image1.jpg?A3889C9397807479A2A1C7A8BAA5959DB4AAC6729D6873648078A2919A9679A1B1ACB97680A1A09B | https://pim-kvc.soneparsea.com:3443/PictureServer/default.aspx/schneider-k1c-003nlh.pdf?81788B76AEAA939CBEAABDA9B7A95D9F81A88175826A9EA0B873C4A9B8 | CAM STEPPING SWITCH - 1 POLE - 45° - 12 A - SCREW MOUNTING | Rotary cam switches from 10 to 150A. Modular switches with plastic and metal heads to meet most industrial applications | Rated operation current Ie at AC-3, 400 V | 3.3A
| 206 | Automation and Control | Industrial Switch | Selector Switches | CAM STEPPING SWITCH 1 POLE 45° 12 A SCREW MOUNTING | 2087330 | K1C003NLH | SCHNEIDER ELECTRIC | 2450 | https://pim-kvc.soneparsea.com:3443/PictureServer/default.aspx/schneider-K1C003NLH_Image1.jpg?A3889C9397807479A2A1C7A8BAA5959DB4AAC6729D6873648078A2919A9679A1B1ACB97680A1A09B | https://pim-kvc.soneparsea.com:3443/PictureServer/default.aspx/schneider-k1c-003nlh.pdf?81788B76AEAA939CBEAABDA9B7A95D9F81A88175826A9EA0B873C4A9B8 | CAM STEPPING SWITCH - 1 POLE - 45° - 12 A - SCREW MOUNTING | Rotary cam switches from 10 to 150A. Modular switches with plastic and metal heads to meet most industrial applications | Rated operation power at AC-3, 400 V | 1.5kW
| 206 | Automation and Control | Industrial Switch | Selector Switches | CAM STEPPING SWITCH 1 POLE 45° 12 A SCREW MOUNTING | 2087330 | K1C003NLH | SCHNEIDER ELECTRIC | 2450 | https://pim-kvc.soneparsea.com:3443/PictureServer/default.aspx/schneider-K1C003NLH_Image1.jpg?A3889C9397807479A2A1C7A8BAA5959DB4AAC6729D6873648078A2919A9679A1B1ACB97680A1A09B | https://pim-kvc.soneparsea.com:3443/PictureServer/default.aspx/schneider-k1c-003nlh.pdf?81788B76AEAA939CBEAABDA9B7A95D9F81A88175826A9EA0B873C4A9B8 | CAM STEPPING SWITCH - 1 POLE - 45° - 12 A - SCREW MOUNTING | Rotary cam switches from 10 to 150A. Modular switches with plastic and metal heads to meet most industrial applications | Degree of protection (IP), front side | IP40
| 206 | Automation and Control | Industrial Switch | Selector Switches | CAM STEPPING SWITCH 1 POLE 45° 12 A SCREW MOUNTING | 2087330 | K1C003NLH | SCHNEIDER ELECTRIC | 2450 | https://pim-kvc.soneparsea.com:3443/PictureServer/default.aspx/schneider-K1C003NLH_Image1.jpg?A3889C9397807479A2A1C7A8BAA5959DB4AAC6729D6873648078A2919A9679A1B1ACB97680A1A09B | https://pim-kvc.soneparsea.com:3443/PictureServer/default.aspx/schneider-k1c-003nlh.pdf?81788B76AEAA939CBEAABDA9B7A95D9F81A88175826A9EA0B873C4A9B8 | CAM STEPPING SWITCH - 1 POLE - 45° - 12 A - SCREW MOUNTING | Rotary cam switches from 10 to 150A. Modular switches with plastic and metal heads to meet most industrial applications | Number of auxiliary contacts as normally closed contact | 0
| 206 | Automation and Control | Industrial Switch | Selector Switches | CAM STEPPING SWITCH 1 POLE 45° 12 A SCREW MOUNTING | 2087330 | K1C003NLH | SCHNEIDER ELECTRIC | 2450 | https://pim-kvc.soneparsea.com:3443/PictureServer/default.aspx/schneider-K1C003NLH_Image1.jpg?A3889C9397807479A2A1C7A8BAA5959DB4AAC6729D6873648078A2919A9679A1B1ACB97680A1A09B | https://pim-kvc.soneparsea.com:3443/PictureServer/default.aspx/schneider-k1c-003nlh.pdf?81788B76AEAA939CBEAABDA9B7A95D9F81A88175826A9EA0B873C4A9B8 | CAM STEPPING SWITCH - 1 POLE - 45° - 12 A - SCREW MOUNTING | Rotary cam switches from 10 to 150A. Modular switches with plastic and metal heads to meet most industrial applications | Number of auxiliary contacts as normally open contact | 0
| 206 | Automation and Control | Industrial Switch | Selector Switches | CAM STEPPING SWITCH 1 POLE 45° 12 A SCREW MOUNTING | 2087330 | K1C003NLH | SCHNEIDER ELECTRIC | 2450 | https://pim-kvc.soneparsea.com:3443/PictureServer/default.aspx/schneider-K1C003NLH_Image1.jpg?A3889C9397807479A2A1C7A8BAA5959DB4AAC6729D6873648078A2919A9679A1B1ACB97680A1A09B | https://pim-kvc.soneparsea.com:3443/PictureServer/default.aspx/schneider-k1c-003nlh.pdf?81788B76AEAA939CBEAABDA9B7A95D9F81A88175826A9EA0B873C4A9B8 | CAM STEPPING SWITCH - 1 POLE - 45° - 12 A - SCREW MOUNTING | Rotary cam switches from 10 to 150A. Modular switches with plastic and metal heads to meet most industrial applications | Number of auxiliary contacts as change-over contact | 0
| 206 | Automation and Control | Industrial Switch | Selector Switches | CAM STEPPING SWITCH 1 POLE 45° 12 A SCREW MOUNTING | 2087330 | K1C003NLH | SCHNEIDER ELECTRIC | 2450 | https://pim-kvc.soneparsea.com:3443/PictureServer/default.aspx/schneider-K1C003NLH_Image1.jpg?A3889C9397807479A2A1C7A8BAA5959DB4AAC6729D6873648078A2919A9679A1B1ACB97680A1A09B | https://pim-kvc.soneparsea.com:3443/PictureServer/default.aspx/schneider-k1c-003nlh.pdf?81788B76AEAA939CBEAABDA9B7A95D9F81A88175826A9EA0B873C4A9B8 | CAM STEPPING SWITCH - 1 POLE - 45° - 12 A - SCREW MOUNTING | Rotary cam switches from 10 to 150A. Modular switches with plastic and metal heads to meet most industrial applications | Suitable for floor mounting | no
| 206 | Automation and Control | Industrial Switch | Selector Switches | CAM STEPPING SWITCH 1 POLE 45° 12 A SCREW MOUNTING | 2087330 | K1C003NLH | SCHNEIDER ELECTRIC | 2450 | https://pim-kvc.soneparsea.com:3443/PictureServer/default.aspx/schneider-K1C003NLH_Image1.jpg?A3889C9397807479A2A1C7A8BAA5959DB4AAC6729D6873648078A2919A9679A1B1ACB97680A1A09B | https://pim-kvc.soneparsea.com:3443/PictureServer/default.aspx/schneider-k1c-003nlh.pdf?81788B76AEAA939CBEAABDA9B7A95D9F81A88175826A9EA0B873C4A9B8 | CAM STEPPING SWITCH - 1 POLE - 45° - 12 A - SCREW MOUNTING | Rotary cam switches from 10 to 150A. Modular switches with plastic and metal heads to meet most industrial applications | Suitable for front mounting | yes
| 206 | Automation and Control | Industrial Switch | Selector Switches | CAM STEPPING SWITCH 1 POLE 45° 12 A SCREW MOUNTING | 2087330 | K1C003NLH | SCHNEIDER ELECTRIC | 2450 | https://pim-kvc.soneparsea.com:3443/PictureServer/default.aspx/schneider-K1C003NLH_Image1.jpg?A3889C9397807479A2A1C7A8BAA5959DB4AAC6729D6873648078A2919A9679A1B1ACB97680A1A09B | https://pim-kvc.soneparsea.com:3443/PictureServer/default.aspx/schneider-k1c-003nlh.pdf?81788B76AEAA939CBEAABDA9B7A95D9F81A88175826A9EA0B873C4A9B8 | CAM STEPPING SWITCH - 1 POLE - 45° - 12 A - SCREW MOUNTING | Rotary cam switches from 10 to 150A. Modular switches with plastic and metal heads to meet most industrial applications | Suitable for distribution board installation | no
| 206 | Automation and Control | Industrial Switch | Selector Switches | CAM STEPPING SWITCH 1 POLE 45° 12 A SCREW MOUNTING | 2087330 | K1C003NLH | SCHNEIDER ELECTRIC | 2450 | https://pim-kvc.soneparsea.com:3443/PictureServer/default.aspx/schneider-K1C003NLH_Image1.jpg?A3889C9397807479A2A1C7A8BAA5959DB4AAC6729D6873648078A2919A9679A1B1ACB97680A1A09B | https://pim-kvc.soneparsea.com:3443/PictureServer/default.aspx/schneider-k1c-003nlh.pdf?81788B76AEAA939CBEAABDA9B7A95D9F81A88175826A9EA0B873C4A9B8 | CAM STEPPING SWITCH - 1 POLE - 45° - 12 A - SCREW MOUNTING | Rotary cam switches from 10 to 150A. Modular switches with plastic and metal heads to meet most industrial applications | Suitable for intermediate mounting | yes
| 206 | Automation and Control | Industrial Switch | Selector Switches | CAM STEPPING SWITCH 1 POLE 45° 12 A SCREW MOUNTING | 2087330 | K1C003NLH | SCHNEIDER ELECTRIC | 2450 | https://pim-kvc.soneparsea.com:3443/PictureServer/default.aspx/schneider-K1C003NLH_Image1.jpg?A3889C9397807479A2A1C7A8BAA5959DB4AAC6729D6873648078A2919A9679A1B1ACB97680A1A09B | https://pim-kvc.soneparsea.com:3443/PictureServer/default.aspx/schneider-k1c-003nlh.pdf?81788B76AEAA939CBEAABDA9B7A95D9F81A88175826A9EA0B873C4A9B8 | CAM STEPPING SWITCH - 1 POLE - 45° - 12 A - SCREW MOUNTING | Rotary cam switches from 10 to 150A. Modular switches with plastic and metal heads to meet most industrial applications | Complete device in housing | yes
| 206 | Automation and Control | Industrial Switch | Selector Switches | CAM STEPPING SWITCH 1 POLE 45° 12 A SCREW MOUNTING | 2087330 | K1C003NLH | SCHNEIDER ELECTRIC | 2450 | https://pim-kvc.soneparsea.com:3443/PictureServer/default.aspx/schneider-K1C003NLH_Image1.jpg?A3889C9397807479A2A1C7A8BAA5959DB4AAC6729D6873648078A2919A9679A1B1ACB97680A1A09B | https://pim-kvc.soneparsea.com:3443/PictureServer/default.aspx/schneider-k1c-003nlh.pdf?81788B76AEAA939CBEAABDA9B7A95D9F81A88175826A9EA0B873C4A9B8 | CAM STEPPING SWITCH - 1 POLE - 45° - 12 A - SCREW MOUNTING | Rotary cam switches from 10 to 150A. Modular switches with plastic and metal heads to meet most industrial applications | Type of control element | Long turning handle
| 206 | Automation and Control | Industrial Switch | Selector Switches | CAM STEPPING SWITCH 1 POLE 45° 12 A SCREW MOUNTING | 2087330 | K1C003NLH | SCHNEIDER ELECTRIC | 2450 | https://pim-kvc.soneparsea.com:3443/PictureServer/default.aspx/schneider-K1C003NLH_Image1.jpg?A3889C9397807479A2A1C7A8BAA5959DB4AAC6729D6873648078A2919A9679A1B1ACB97680A1A09B | https://pim-kvc.soneparsea.com:3443/PictureServer/default.aspx/schneider-k1c-003nlh.pdf?81788B76AEAA939CBEAABDA9B7A95D9F81A88175826A9EA0B873C4A9B8 | CAM STEPPING SWITCH - 1 POLE - 45° - 12 A - SCREW MOUNTING | Rotary cam switches from 10 to 150A. Modular switches with plastic and metal heads to meet most industrial applications | Type of electrical connection of main circuit | Screw connection
| 207 | Automation and Control | Industrial Switch | Selector Switches | HARMONY XB4 ILLUM SELECTOR SWITCH Ø22 2POS 1NO+1NC 24V GREEN | 2088691 | XB4BK123B5 | SCHNEIDER ELECTRIC | 1870 | https://pim-kvc.soneparsea.com:3443/PictureServer/default.aspx/schneider-XB4BK123B5_Image1.jpg?A3889C9397807479A2A1C7A8BAA5959DB4AAC672AA7964769B768678946C8F7DBDA6BBAA83659AA4B7 | https://pim-kvc.soneparsea.com:3443/PictureServer/default.aspx/schneider-xb4-bk123b5.pdf?81788B76AEAA939CBEAABDA9B7A95DACB27981A7BD686267B27A82B5B69D | HARMONY XB4 COMPLETE ILLUMINATED SELECTOR SWITCH Ø22 2-POSITION 1NO+1NC 24V GREEN | This Schneider Electric Harmony XB4 illuminated modular green selector switch has 2 positions, operates with a stay-put mechanism, a 24Vac integral LED and uses screw clamp terminals. It has 1 x NO + 1 x NC contacts and a chromium-plated metal bezel. This illuminated selector switch provides a versatile and highly visible interface for controlling your machines. It is easily installed into standard 22 mm diameter cut-outs and connected to your control circuits with simple screw-clamp connections. It provides a clear help in setting your machines in various operating modes, even in darker control rooms, and with a clear visual feedback. It is impact resistant, dust proof, waterproof and vibration resistant thanks to its IP66 / IP67 / IP69 / IP69K, making it ideal for operation in harsh environments. | Number of switch positions | 2
| 207 | Automation and Control | Industrial Switch | Selector Switches | HARMONY XB4 ILLUM SELECTOR SWITCH Ø22 2POS 1NO+1NC 24V GREEN | 2088691 | XB4BK123B5 | SCHNEIDER ELECTRIC | 1870 | https://pim-kvc.soneparsea.com:3443/PictureServer/default.aspx/schneider-XB4BK123B5_Image1.jpg?A3889C9397807479A2A1C7A8BAA5959DB4AAC672AA7964769B768678946C8F7DBDA6BBAA83659AA4B7 | https://pim-kvc.soneparsea.com:3443/PictureServer/default.aspx/schneider-xb4-bk123b5.pdf?81788B76AEAA939CBEAABDA9B7A95DACB27981A7BD686267B27A82B5B69D | HARMONY XB4 COMPLETE ILLUMINATED SELECTOR SWITCH Ø22 2-POSITION 1NO+1NC 24V GREEN | This Schneider Electric Harmony XB4 illuminated modular green selector switch has 2 positions, operates with a stay-put mechanism, a 24Vac integral LED and uses screw clamp terminals. It has 1 x NO + 1 x NC contacts and a chromium-plated metal bezel. This illuminated selector switch provides a versatile and highly visible interface for controlling your machines. It is easily installed into standard 22 mm diameter cut-outs and connected to your control circuits with simple screw-clamp connections. It provides a clear help in setting your machines in various operating modes, even in darker control rooms, and with a clear visual feedback. It is impact resistant, dust proof, waterproof and vibration resistant thanks to its IP66 / IP67 / IP69 / IP69K, making it ideal for operation in harsh environments. | Type of control element | Short thumb-grip
| 207 | Automation and Control | Industrial Switch | Selector Switches | HARMONY XB4 ILLUM SELECTOR SWITCH Ø22 2POS 1NO+1NC 24V GREEN | 2088691 | XB4BK123B5 | SCHNEIDER ELECTRIC | 1870 | https://pim-kvc.soneparsea.com:3443/PictureServer/default.aspx/schneider-XB4BK123B5_Image1.jpg?A3889C9397807479A2A1C7A8BAA5959DB4AAC672AA7964769B768678946C8F7DBDA6BBAA83659AA4B7 | https://pim-kvc.soneparsea.com:3443/PictureServer/default.aspx/schneider-xb4-bk123b5.pdf?81788B76AEAA939CBEAABDA9B7A95DACB27981A7BD686267B27A82B5B69D | HARMONY XB4 COMPLETE ILLUMINATED SELECTOR SWITCH Ø22 2-POSITION 1NO+1NC 24V GREEN | This Schneider Electric Harmony XB4 illuminated modular green selector switch has 2 positions, operates with a stay-put mechanism, a 24Vac integral LED and uses screw clamp terminals. It has 1 x NO + 1 x NC contacts and a chromium-plated metal bezel. This illuminated selector switch provides a versatile and highly visible interface for controlling your machines. It is easily installed into standard 22 mm diameter cut-outs and connected to your control circuits with simple screw-clamp connections. It provides a clear help in setting your machines in various operating modes, even in darker control rooms, and with a clear visual feedback. It is impact resistant, dust proof, waterproof and vibration resistant thanks to its IP66 / IP67 / IP69 / IP69K, making it ideal for operation in harsh environments. | Suitable for illumination | yes
| 207 | Automation and Control | Industrial Switch | Selector Switches | HARMONY XB4 ILLUM SELECTOR SWITCH Ø22 2POS 1NO+1NC 24V GREEN | 2088691 | XB4BK123B5 | SCHNEIDER ELECTRIC | 1870 | https://pim-kvc.soneparsea.com:3443/PictureServer/default.aspx/schneider-XB4BK123B5_Image1.jpg?A3889C9397807479A2A1C7A8BAA5959DB4AAC672AA7964769B768678946C8F7DBDA6BBAA83659AA4B7 | https://pim-kvc.soneparsea.com:3443/PictureServer/default.aspx/schneider-xb4-bk123b5.pdf?81788B76AEAA939CBEAABDA9B7A95DACB27981A7BD686267B27A82B5B69D | HARMONY XB4 COMPLETE ILLUMINATED SELECTOR SWITCH Ø22 2-POSITION 1NO+1NC 24V GREEN | This Schneider Electric Harmony XB4 illuminated modular green selector switch has 2 positions, operates with a stay-put mechanism, a 24Vac integral LED and uses screw clamp terminals. It has 1 x NO + 1 x NC contacts and a chromium-plated metal bezel. This illuminated selector switch provides a versatile and highly visible interface for controlling your machines. It is easily installed into standard 22 mm diameter cut-outs and connected to your control circuits with simple screw-clamp connections. It provides a clear help in setting your machines in various operating modes, even in darker control rooms, and with a clear visual feedback. It is impact resistant, dust proof, waterproof and vibration resistant thanks to its IP66 / IP67 / IP69 / IP69K, making it ideal for operation in harsh environments. | With light source | yes
| 207 | Automation and Control | Industrial Switch | Selector Switches | HARMONY XB4 ILLUM SELECTOR SWITCH Ø22 2POS 1NO+1NC 24V GREEN | 2088691 | XB4BK123B5 | SCHNEIDER ELECTRIC | 1870 | https://pim-kvc.soneparsea.com:3443/PictureServer/default.aspx/schneider-XB4BK123B5_Image1.jpg?A3889C9397807479A2A1C7A8BAA5959DB4AAC672AA7964769B768678946C8F7DBDA6BBAA83659AA4B7 | https://pim-kvc.soneparsea.com:3443/PictureServer/default.aspx/schneider-xb4-bk123b5.pdf?81788B76AEAA939CBEAABDA9B7A95DACB27981A7BD686267B27A82B5B69D | HARMONY XB4 COMPLETE ILLUMINATED SELECTOR SWITCH Ø22 2-POSITION 1NO+1NC 24V GREEN | This Schneider Electric Harmony XB4 illuminated modular green selector switch has 2 positions, operates with a stay-put mechanism, a 24Vac integral LED and uses screw clamp terminals. It has 1 x NO + 1 x NC contacts and a chromium-plated metal bezel. This illuminated selector switch provides a versatile and highly visible interface for controlling your machines. It is easily installed into standard 22 mm diameter cut-outs and connected to your control circuits with simple screw-clamp connections. It provides a clear help in setting your machines in various operating modes, even in darker control rooms, and with a clear visual feedback. It is impact resistant, dust proof, waterproof and vibration resistant thanks to its IP66 / IP67 / IP69 / IP69K, making it ideal for operation in harsh environments. | Colour button | Green
| 207 | Automation and Control | Industrial Switch | Selector Switches | HARMONY XB4 ILLUM SELECTOR SWITCH Ø22 2POS 1NO+1NC 24V GREEN | 2088691 | XB4BK123B5 | SCHNEIDER ELECTRIC | 1870 | https://pim-kvc.soneparsea.com:3443/PictureServer/default.aspx/schneider-XB4BK123B5_Image1.jpg?A3889C9397807479A2A1C7A8BAA5959DB4AAC672AA7964769B768678946C8F7DBDA6BBAA83659AA4B7 | https://pim-kvc.soneparsea.com:3443/PictureServer/default.aspx/schneider-xb4-bk123b5.pdf?81788B76AEAA939CBEAABDA9B7A95DACB27981A7BD686267B27A82B5B69D | HARMONY XB4 COMPLETE ILLUMINATED SELECTOR SWITCH Ø22 2-POSITION 1NO+1NC 24V GREEN | This Schneider Electric Harmony XB4 illuminated modular green selector switch has 2 positions, operates with a stay-put mechanism, a 24Vac integral LED and uses screw clamp terminals. It has 1 x NO + 1 x NC contacts and a chromium-plated metal bezel. This illuminated selector switch provides a versatile and highly visible interface for controlling your machines. It is easily installed into standard 22 mm diameter cut-outs and connected to your control circuits with simple screw-clamp connections. It provides a clear help in setting your machines in various operating modes, even in darker control rooms, and with a clear visual feedback. It is impact resistant, dust proof, waterproof and vibration resistant thanks to its IP66 / IP67 / IP69 / IP69K, making it ideal for operation in harsh environments. | Hole diameter | 22.5mm
| 207 | Automation and Control | Industrial Switch | Selector Switches | HARMONY XB4 ILLUM SELECTOR SWITCH Ø22 2POS 1NO+1NC 24V GREEN | 2088691 | XB4BK123B5 | SCHNEIDER ELECTRIC | 1870 | https://pim-kvc.soneparsea.com:3443/PictureServer/default.aspx/schneider-XB4BK123B5_Image1.jpg?A3889C9397807479A2A1C7A8BAA5959DB4AAC672AA7964769B768678946C8F7DBDA6BBAA83659AA4B7 | https://pim-kvc.soneparsea.com:3443/PictureServer/default.aspx/schneider-xb4-bk123b5.pdf?81788B76AEAA939CBEAABDA9B7A95DACB27981A7BD686267B27A82B5B69D | HARMONY XB4 COMPLETE ILLUMINATED SELECTOR SWITCH Ø22 2-POSITION 1NO+1NC 24V GREEN | This Schneider Electric Harmony XB4 illuminated modular green selector switch has 2 positions, operates with a stay-put mechanism, a 24Vac integral LED and uses screw clamp terminals. It has 1 x NO + 1 x NC contacts and a chromium-plated metal bezel. This illuminated selector switch provides a versatile and highly visible interface for controlling your machines. It is easily installed into standard 22 mm diameter cut-outs and connected to your control circuits with simple screw-clamp connections. It provides a clear help in setting your machines in various operating modes, even in darker control rooms, and with a clear visual feedback. It is impact resistant, dust proof, waterproof and vibration resistant thanks to its IP66 / IP67 / IP69 / IP69K, making it ideal for operation in harsh environments. | Width opening | 0mm
| 207 | Automation and Control | Industrial Switch | Selector Switches | HARMONY XB4 ILLUM SELECTOR SWITCH Ø22 2POS 1NO+1NC 24V GREEN | 2088691 | XB4BK123B5 | SCHNEIDER ELECTRIC | 1870 | https://pim-kvc.soneparsea.com:3443/PictureServer/default.aspx/schneider-XB4BK123B5_Image1.jpg?A3889C9397807479A2A1C7A8BAA5959DB4AAC672AA7964769B768678946C8F7DBDA6BBAA83659AA4B7 | https://pim-kvc.soneparsea.com:3443/PictureServer/default.aspx/schneider-xb4-bk123b5.pdf?81788B76AEAA939CBEAABDA9B7A95DACB27981A7BD686267B27A82B5B69D | HARMONY XB4 COMPLETE ILLUMINATED SELECTOR SWITCH Ø22 2-POSITION 1NO+1NC 24V GREEN | This Schneider Electric Harmony XB4 illuminated modular green selector switch has 2 positions, operates with a stay-put mechanism, a 24Vac integral LED and uses screw clamp terminals. It has 1 x NO + 1 x NC contacts and a chromium-plated metal bezel. This illuminated selector switch provides a versatile and highly visible interface for controlling your machines. It is easily installed into standard 22 mm diameter cut-outs and connected to your control circuits with simple screw-clamp connections. It provides a clear help in setting your machines in various operating modes, even in darker control rooms, and with a clear visual feedback. It is impact resistant, dust proof, waterproof and vibration resistant thanks to its IP66 / IP67 / IP69 / IP69K, making it ideal for operation in harsh environments. | Height opening | 0mm
| 207 | Automation and Control | Industrial Switch | Selector Switches | HARMONY XB4 ILLUM SELECTOR SWITCH Ø22 2POS 1NO+1NC 24V GREEN | 2088691 | XB4BK123B5 | SCHNEIDER ELECTRIC | 1870 | https://pim-kvc.soneparsea.com:3443/PictureServer/default.aspx/schneider-XB4BK123B5_Image1.jpg?A3889C9397807479A2A1C7A8BAA5959DB4AAC672AA7964769B768678946C8F7DBDA6BBAA83659AA4B7 | https://pim-kvc.soneparsea.com:3443/PictureServer/default.aspx/schneider-xb4-bk123b5.pdf?81788B76AEAA939CBEAABDA9B7A95DACB27981A7BD686267B27A82B5B69D | HARMONY XB4 COMPLETE ILLUMINATED SELECTOR SWITCH Ø22 2-POSITION 1NO+1NC 24V GREEN | This Schneider Electric Harmony XB4 illuminated modular green selector switch has 2 positions, operates with a stay-put mechanism, a 24Vac integral LED and uses screw clamp terminals. It has 1 x NO + 1 x NC contacts and a chromium-plated metal bezel. This illuminated selector switch provides a versatile and highly visible interface for controlling your machines. It is easily installed into standard 22 mm diameter cut-outs and connected to your control circuits with simple screw-clamp connections. It provides a clear help in setting your machines in various operating modes, even in darker control rooms, and with a clear visual feedback. It is impact resistant, dust proof, waterproof and vibration resistant thanks to its IP66 / IP67 / IP69 / IP69K, making it ideal for operation in harsh environments. | Switching function latching | yes
| 207 | Automation and Control | Industrial Switch | Selector Switches | HARMONY XB4 ILLUM SELECTOR SWITCH Ø22 2POS 1NO+1NC 24V GREEN | 2088691 | XB4BK123B5 | SCHNEIDER ELECTRIC | 1870 | https://pim-kvc.soneparsea.com:3443/PictureServer/default.aspx/schneider-XB4BK123B5_Image1.jpg?A3889C9397807479A2A1C7A8BAA5959DB4AAC672AA7964769B768678946C8F7DBDA6BBAA83659AA4B7 | https://pim-kvc.soneparsea.com:3443/PictureServer/default.aspx/schneider-xb4-bk123b5.pdf?81788B76AEAA939CBEAABDA9B7A95DACB27981A7BD686267B27A82B5B69D | HARMONY XB4 COMPLETE ILLUMINATED SELECTOR SWITCH Ø22 2-POSITION 1NO+1NC 24V GREEN | This Schneider Electric Harmony XB4 illuminated modular green selector switch has 2 positions, operates with a stay-put mechanism, a 24Vac integral LED and uses screw clamp terminals. It has 1 x NO + 1 x NC contacts and a chromium-plated metal bezel. This illuminated selector switch provides a versatile and highly visible interface for controlling your machines. It is easily installed into standard 22 mm diameter cut-outs and connected to your control circuits with simple screw-clamp connections. It provides a clear help in setting your machines in various operating modes, even in darker control rooms, and with a clear visual feedback. It is impact resistant, dust proof, waterproof and vibration resistant thanks to its IP66 / IP67 / IP69 / IP69K, making it ideal for operation in harsh environments. | Spring-return | no
| 207 | Automation and Control | Industrial Switch | Selector Switches | HARMONY XB4 ILLUM SELECTOR SWITCH Ø22 2POS 1NO+1NC 24V GREEN | 2088691 | XB4BK123B5 | SCHNEIDER ELECTRIC | 1870 | https://pim-kvc.soneparsea.com:3443/PictureServer/default.aspx/schneider-XB4BK123B5_Image1.jpg?A3889C9397807479A2A1C7A8BAA5959DB4AAC672AA7964769B768678946C8F7DBDA6BBAA83659AA4B7 | https://pim-kvc.soneparsea.com:3443/PictureServer/default.aspx/schneider-xb4-bk123b5.pdf?81788B76AEAA939CBEAABDA9B7A95DACB27981A7BD686267B27A82B5B69D | HARMONY XB4 COMPLETE ILLUMINATED SELECTOR SWITCH Ø22 2-POSITION 1NO+1NC 24V GREEN | This Schneider Electric Harmony XB4 illuminated modular green selector switch has 2 positions, operates with a stay-put mechanism, a 24Vac integral LED and uses screw clamp terminals. It has 1 x NO + 1 x NC contacts and a chromium-plated metal bezel. This illuminated selector switch provides a versatile and highly visible interface for controlling your machines. It is easily installed into standard 22 mm diameter cut-outs and connected to your control circuits with simple screw-clamp connections. It provides a clear help in setting your machines in various operating modes, even in darker control rooms, and with a clear visual feedback. It is impact resistant, dust proof, waterproof and vibration resistant thanks to its IP66 / IP67 / IP69 / IP69K, making it ideal for operation in harsh environments. | Degree of protection (IP) | IP66
| 207 | Automation and Control | Industrial Switch | Selector Switches | HARMONY XB4 ILLUM SELECTOR SWITCH Ø22 2POS 1NO+1NC 24V GREEN | 2088691 | XB4BK123B5 | SCHNEIDER ELECTRIC | 1870 | https://pim-kvc.soneparsea.com:3443/PictureServer/default.aspx/schneider-XB4BK123B5_Image1.jpg?A3889C9397807479A2A1C7A8BAA5959DB4AAC672AA7964769B768678946C8F7DBDA6BBAA83659AA4B7 | https://pim-kvc.soneparsea.com:3443/PictureServer/default.aspx/schneider-xb4-bk123b5.pdf?81788B76AEAA939CBEAABDA9B7A95DACB27981A7BD686267B27A82B5B69D | HARMONY XB4 COMPLETE ILLUMINATED SELECTOR SWITCH Ø22 2-POSITION 1NO+1NC 24V GREEN | This Schneider Electric Harmony XB4 illuminated modular green selector switch has 2 positions, operates with a stay-put mechanism, a 24Vac integral LED and uses screw clamp terminals. It has 1 x NO + 1 x NC contacts and a chromium-plated metal bezel. This illuminated selector switch provides a versatile and highly visible interface for controlling your machines. It is easily installed into standard 22 mm diameter cut-outs and connected to your control circuits with simple screw-clamp connections. It provides a clear help in setting your machines in various operating modes, even in darker control rooms, and with a clear visual feedback. It is impact resistant, dust proof, waterproof and vibration resistant thanks to its IP66 / IP67 / IP69 / IP69K, making it ideal for operation in harsh environments. | Degree of protection (NEMA) | 13
| 207 | Automation and Control | Industrial Switch | Selector Switches | HARMONY XB4 ILLUM SELECTOR SWITCH Ø22 2POS 1NO+1NC 24V GREEN | 2088691 | XB4BK123B5 | SCHNEIDER ELECTRIC | 1870 | https://pim-kvc.soneparsea.com:3443/PictureServer/default.aspx/schneider-XB4BK123B5_Image1.jpg?A3889C9397807479A2A1C7A8BAA5959DB4AAC672AA7964769B768678946C8F7DBDA6BBAA83659AA4B7 | https://pim-kvc.soneparsea.com:3443/PictureServer/default.aspx/schneider-xb4-bk123b5.pdf?81788B76AEAA939CBEAABDA9B7A95DACB27981A7BD686267B27A82B5B69D | HARMONY XB4 COMPLETE ILLUMINATED SELECTOR SWITCH Ø22 2-POSITION 1NO+1NC 24V GREEN | This Schneider Electric Harmony XB4 illuminated modular green selector switch has 2 positions, operates with a stay-put mechanism, a 24Vac integral LED and uses screw clamp terminals. It has 1 x NO + 1 x NC contacts and a chromium-plated metal bezel. This illuminated selector switch provides a versatile and highly visible interface for controlling your machines. It is easily installed into standard 22 mm diameter cut-outs and connected to your control circuits with simple screw-clamp connections. It provides a clear help in setting your machines in various operating modes, even in darker control rooms, and with a clear visual feedback. It is impact resistant, dust proof, waterproof and vibration resistant thanks to its IP66 / IP67 / IP69 / IP69K, making it ideal for operation in harsh environments. | Supply voltage | 24...24V
| 207 | Automation and Control | Industrial Switch | Selector Switches | HARMONY XB4 ILLUM SELECTOR SWITCH Ø22 2POS 1NO+1NC 24V GREEN | 2088691 | XB4BK123B5 | SCHNEIDER ELECTRIC | 1870 | https://pim-kvc.soneparsea.com:3443/PictureServer/default.aspx/schneider-XB4BK123B5_Image1.jpg?A3889C9397807479A2A1C7A8BAA5959DB4AAC672AA7964769B768678946C8F7DBDA6BBAA83659AA4B7 | https://pim-kvc.soneparsea.com:3443/PictureServer/default.aspx/schneider-xb4-bk123b5.pdf?81788B76AEAA939CBEAABDA9B7A95DACB27981A7BD686267B27A82B5B69D | HARMONY XB4 COMPLETE ILLUMINATED SELECTOR SWITCH Ø22 2-POSITION 1NO+1NC 24V GREEN | This Schneider Electric Harmony XB4 illuminated modular green selector switch has 2 positions, operates with a stay-put mechanism, a 24Vac integral LED and uses screw clamp terminals. It has 1 x NO + 1 x NC contacts and a chromium-plated metal bezel. This illuminated selector switch provides a versatile and highly visible interface for controlling your machines. It is easily installed into standard 22 mm diameter cut-outs and connected to your control circuits with simple screw-clamp connections. It provides a clear help in setting your machines in various operating modes, even in darker control rooms, and with a clear visual feedback. It is impact resistant, dust proof, waterproof and vibration resistant thanks to its IP66 / IP67 / IP69 / IP69K, making it ideal for operation in harsh environments. | Number of contacts as normally open contact | 1
| 207 | Automation and Control | Industrial Switch | Selector Switches | HARMONY XB4 ILLUM SELECTOR SWITCH Ø22 2POS 1NO+1NC 24V GREEN | 2088691 | XB4BK123B5 | SCHNEIDER ELECTRIC | 1870 | https://pim-kvc.soneparsea.com:3443/PictureServer/default.aspx/schneider-XB4BK123B5_Image1.jpg?A3889C9397807479A2A1C7A8BAA5959DB4AAC672AA7964769B768678946C8F7DBDA6BBAA83659AA4B7 | https://pim-kvc.soneparsea.com:3443/PictureServer/default.aspx/schneider-xb4-bk123b5.pdf?81788B76AEAA939CBEAABDA9B7A95DACB27981A7BD686267B27A82B5B69D | HARMONY XB4 COMPLETE ILLUMINATED SELECTOR SWITCH Ø22 2-POSITION 1NO+1NC 24V GREEN | This Schneider Electric Harmony XB4 illuminated modular green selector switch has 2 positions, operates with a stay-put mechanism, a 24Vac integral LED and uses screw clamp terminals. It has 1 x NO + 1 x NC contacts and a chromium-plated metal bezel. This illuminated selector switch provides a versatile and highly visible interface for controlling your machines. It is easily installed into standard 22 mm diameter cut-outs and connected to your control circuits with simple screw-clamp connections. It provides a clear help in setting your machines in various operating modes, even in darker control rooms, and with a clear visual feedback. It is impact resistant, dust proof, waterproof and vibration resistant thanks to its IP66 / IP67 / IP69 / IP69K, making it ideal for operation in harsh environments. | Number of contacts as normally closed contact | 1
| 207 | Automation and Control | Industrial Switch | Selector Switches | HARMONY XB4 ILLUM SELECTOR SWITCH Ø22 2POS 1NO+1NC 24V GREEN | 2088691 | XB4BK123B5 | SCHNEIDER ELECTRIC | 1870 | https://pim-kvc.soneparsea.com:3443/PictureServer/default.aspx/schneider-XB4BK123B5_Image1.jpg?A3889C9397807479A2A1C7A8BAA5959DB4AAC672AA7964769B768678946C8F7DBDA6BBAA83659AA4B7 | https://pim-kvc.soneparsea.com:3443/PictureServer/default.aspx/schneider-xb4-bk123b5.pdf?81788B76AEAA939CBEAABDA9B7A95DACB27981A7BD686267B27A82B5B69D | HARMONY XB4 COMPLETE ILLUMINATED SELECTOR SWITCH Ø22 2-POSITION 1NO+1NC 24V GREEN | This Schneider Electric Harmony XB4 illuminated modular green selector switch has 2 positions, operates with a stay-put mechanism, a 24Vac integral LED and uses screw clamp terminals. It has 1 x NO + 1 x NC contacts and a chromium-plated metal bezel. This illuminated selector switch provides a versatile and highly visible interface for controlling your machines. It is easily installed into standard 22 mm diameter cut-outs and connected to your control circuits with simple screw-clamp connections. It provides a clear help in setting your machines in various operating modes, even in darker control rooms, and with a clear visual feedback. It is impact resistant, dust proof, waterproof and vibration resistant thanks to its IP66 / IP67 / IP69 / IP69K, making it ideal for operation in harsh environments. | Number of contacts as change-over contact | 0
| 207 | Automation and Control | Industrial Switch | Selector Switches | HARMONY XB4 ILLUM SELECTOR SWITCH Ø22 2POS 1NO+1NC 24V GREEN | 2088691 | XB4BK123B5 | SCHNEIDER ELECTRIC | 1870 | https://pim-kvc.soneparsea.com:3443/PictureServer/default.aspx/schneider-XB4BK123B5_Image1.jpg?A3889C9397807479A2A1C7A8BAA5959DB4AAC672AA7964769B768678946C8F7DBDA6BBAA83659AA4B7 | https://pim-kvc.soneparsea.com:3443/PictureServer/default.aspx/schneider-xb4-bk123b5.pdf?81788B76AEAA939CBEAABDA9B7A95DACB27981A7BD686267B27A82B5B69D | HARMONY XB4 COMPLETE ILLUMINATED SELECTOR SWITCH Ø22 2-POSITION 1NO+1NC 24V GREEN | This Schneider Electric Harmony XB4 illuminated modular green selector switch has 2 positions, operates with a stay-put mechanism, a 24Vac integral LED and uses screw clamp terminals. It has 1 x NO + 1 x NC contacts and a chromium-plated metal bezel. This illuminated selector switch provides a versatile and highly visible interface for controlling your machines. It is easily installed into standard 22 mm diameter cut-outs and connected to your control circuits with simple screw-clamp connections. It provides a clear help in setting your machines in various operating modes, even in darker control rooms, and with a clear visual feedback. It is impact resistant, dust proof, waterproof and vibration resistant thanks to its IP66 / IP67 / IP69 / IP69K, making it ideal for operation in harsh environments. | Type of electric connection | Screw connection
| 207 | Automation and Control | Industrial Switch | Selector Switches | HARMONY XB4 ILLUM SELECTOR SWITCH Ø22 2POS 1NO+1NC 24V GREEN | 2088691 | XB4BK123B5 | SCHNEIDER ELECTRIC | 1870 | https://pim-kvc.soneparsea.com:3443/PictureServer/default.aspx/schneider-XB4BK123B5_Image1.jpg?A3889C9397807479A2A1C7A8BAA5959DB4AAC672AA7964769B768678946C8F7DBDA6BBAA83659AA4B7 | https://pim-kvc.soneparsea.com:3443/PictureServer/default.aspx/schneider-xb4-bk123b5.pdf?81788B76AEAA939CBEAABDA9B7A95DACB27981A7BD686267B27A82B5B69D | HARMONY XB4 COMPLETE ILLUMINATED SELECTOR SWITCH Ø22 2-POSITION 1NO+1NC 24V GREEN | This Schneider Electric Harmony XB4 illuminated modular green selector switch has 2 positions, operates with a stay-put mechanism, a 24Vac integral LED and uses screw clamp terminals. It has 1 x NO + 1 x NC contacts and a chromium-plated metal bezel. This illuminated selector switch provides a versatile and highly visible interface for controlling your machines. It is easily installed into standard 22 mm diameter cut-outs and connected to your control circuits with simple screw-clamp connections. It provides a clear help in setting your machines in various operating modes, even in darker control rooms, and with a clear visual feedback. It is impact resistant, dust proof, waterproof and vibration resistant thanks to its IP66 / IP67 / IP69 / IP69K, making it ideal for operation in harsh environments. | With front ring | yes
| 207 | Automation and Control | Industrial Switch | Selector Switches | HARMONY XB4 ILLUM SELECTOR SWITCH Ø22 2POS 1NO+1NC 24V GREEN | 2088691 | XB4BK123B5 | SCHNEIDER ELECTRIC | 1870 | https://pim-kvc.soneparsea.com:3443/PictureServer/default.aspx/schneider-XB4BK123B5_Image1.jpg?A3889C9397807479A2A1C7A8BAA5959DB4AAC672AA7964769B768678946C8F7DBDA6BBAA83659AA4B7 | https://pim-kvc.soneparsea.com:3443/PictureServer/default.aspx/schneider-xb4-bk123b5.pdf?81788B76AEAA939CBEAABDA9B7A95DACB27981A7BD686267B27A82B5B69D | HARMONY XB4 COMPLETE ILLUMINATED SELECTOR SWITCH Ø22 2-POSITION 1NO+1NC 24V GREEN | This Schneider Electric Harmony XB4 illuminated modular green selector switch has 2 positions, operates with a stay-put mechanism, a 24Vac integral LED and uses screw clamp terminals. It has 1 x NO + 1 x NC contacts and a chromium-plated metal bezel. This illuminated selector switch provides a versatile and highly visible interface for controlling your machines. It is easily installed into standard 22 mm diameter cut-outs and connected to your control circuits with simple screw-clamp connections. It provides a clear help in setting your machines in various operating modes, even in darker control rooms, and with a clear visual feedback. It is impact resistant, dust proof, waterproof and vibration resistant thanks to its IP66 / IP67 / IP69 / IP69K, making it ideal for operation in harsh environments. | Material front ring | Metal
| 207 | Automation and Control | Industrial Switch | Selector Switches | HARMONY XB4 ILLUM SELECTOR SWITCH Ø22 2POS 1NO+1NC 24V GREEN | 2088691 | XB4BK123B5 | SCHNEIDER ELECTRIC | 1870 | https://pim-kvc.soneparsea.com:3443/PictureServer/default.aspx/schneider-XB4BK123B5_Image1.jpg?A3889C9397807479A2A1C7A8BAA5959DB4AAC672AA7964769B768678946C8F7DBDA6BBAA83659AA4B7 | https://pim-kvc.soneparsea.com:3443/PictureServer/default.aspx/schneider-xb4-bk123b5.pdf?81788B76AEAA939CBEAABDA9B7A95DACB27981A7BD686267B27A82B5B69D | HARMONY XB4 COMPLETE ILLUMINATED SELECTOR SWITCH Ø22 2-POSITION 1NO+1NC 24V GREEN | This Schneider Electric Harmony XB4 illuminated modular green selector switch has 2 positions, operates with a stay-put mechanism, a 24Vac integral LED and uses screw clamp terminals. It has 1 x NO + 1 x NC contacts and a chromium-plated metal bezel. This illuminated selector switch provides a versatile and highly visible interface for controlling your machines. It is easily installed into standard 22 mm diameter cut-outs and connected to your control circuits with simple screw-clamp connections. It provides a clear help in setting your machines in various operating modes, even in darker control rooms, and with a clear visual feedback. It is impact resistant, dust proof, waterproof and vibration resistant thanks to its IP66 / IP67 / IP69 / IP69K, making it ideal for operation in harsh environments. | Colour front ring | Chrome
| 208 | Automation and Control | Industrial Switch | Pilot Lamps | HARMONY XB4 PILOT LIGHT Ø22 PLAIN LENS WITH LED 24V WHITE | 2088694 | XB4BVB1 | SCHNEIDER ELECTRIC | 500 | https://pim-kvc.soneparsea.com:3443/PictureServer/default.aspx/schneider-XB4BVB1_Image1.jpg?A3889C9397807479A2A1C7A8BAA5959DB4AAC672AA796476A68785A49BA4919BB57682AFC29E | https://pim-kvc.soneparsea.com:3443/PictureServer/default.aspx/schneider-xb4-bvb1.pdf?81788B76AEAA939CBEAABDA9B7A95DACB27981A7C8996162C0A9BA | HARMONY XB4 COMPLETE PILOT LIGHT Ø22 PLAIN LENS WITH INTEGRAL LED 24V WHITE | This Schneider Electric Harmony XB4 plain lens modular white pilot light is supplied with 24Vac/dc, uses an integral LED and screw clamp terminals. It has a metal body. This pilot light, designed to last without maintenance for a bright indication of process and machine operations, is easily installed into standard 22 mm diameter cut-outs and connected with simple screw-clamp connections. It is clearly distinguishable visually at a distance thanks to a bright and long lasting LED illumination. It is impact resistant, dust proof, waterproof and vibration resistant thanks to its IP66 / IP67 / IP69 / IP69K, making it ideal for operation in harsh environments. | Number of indicator lights | 1
| 208 | Automation and Control | Industrial Switch | Pilot Lamps | HARMONY XB4 PILOT LIGHT Ø22 PLAIN LENS WITH LED 24V WHITE | 2088694 | XB4BVB1 | SCHNEIDER ELECTRIC | 500 | https://pim-kvc.soneparsea.com:3443/PictureServer/default.aspx/schneider-XB4BVB1_Image1.jpg?A3889C9397807479A2A1C7A8BAA5959DB4AAC672AA796476A68785A49BA4919BB57682AFC29E | https://pim-kvc.soneparsea.com:3443/PictureServer/default.aspx/schneider-xb4-bvb1.pdf?81788B76AEAA939CBEAABDA9B7A95DACB27981A7C8996162C0A9BA | HARMONY XB4 COMPLETE PILOT LIGHT Ø22 PLAIN LENS WITH INTEGRAL LED 24V WHITE | This Schneider Electric Harmony XB4 plain lens modular white pilot light is supplied with 24Vac/dc, uses an integral LED and screw clamp terminals. It has a metal body. This pilot light, designed to last without maintenance for a bright indication of process and machine operations, is easily installed into standard 22 mm diameter cut-outs and connected with simple screw-clamp connections. It is clearly distinguishable visually at a distance thanks to a bright and long lasting LED illumination. It is impact resistant, dust proof, waterproof and vibration resistant thanks to its IP66 / IP67 / IP69 / IP69K, making it ideal for operation in harsh environments. | Colour lens | White
| 208 | Automation and Control | Industrial Switch | Pilot Lamps | HARMONY XB4 PILOT LIGHT Ø22 PLAIN LENS WITH LED 24V WHITE | 2088694 | XB4BVB1 | SCHNEIDER ELECTRIC | 500 | https://pim-kvc.soneparsea.com:3443/PictureServer/default.aspx/schneider-XB4BVB1_Image1.jpg?A3889C9397807479A2A1C7A8BAA5959DB4AAC672AA796476A68785A49BA4919BB57682AFC29E | https://pim-kvc.soneparsea.com:3443/PictureServer/default.aspx/schneider-xb4-bvb1.pdf?81788B76AEAA939CBEAABDA9B7A95DACB27981A7C8996162C0A9BA | HARMONY XB4 COMPLETE PILOT LIGHT Ø22 PLAIN LENS WITH INTEGRAL LED 24V WHITE | This Schneider Electric Harmony XB4 plain lens modular white pilot light is supplied with 24Vac/dc, uses an integral LED and screw clamp terminals. It has a metal body. This pilot light, designed to last without maintenance for a bright indication of process and machine operations, is easily installed into standard 22 mm diameter cut-outs and connected with simple screw-clamp connections. It is clearly distinguishable visually at a distance thanks to a bright and long lasting LED illumination. It is impact resistant, dust proof, waterproof and vibration resistant thanks to its IP66 / IP67 / IP69 / IP69K, making it ideal for operation in harsh environments. | Type of lamp socket | LED
| 208 | Automation and Control | Industrial Switch | Pilot Lamps | HARMONY XB4 PILOT LIGHT Ø22 PLAIN LENS WITH LED 24V WHITE | 2088694 | XB4BVB1 | SCHNEIDER ELECTRIC | 500 | https://pim-kvc.soneparsea.com:3443/PictureServer/default.aspx/schneider-XB4BVB1_Image1.jpg?A3889C9397807479A2A1C7A8BAA5959DB4AAC672AA796476A68785A49BA4919BB57682AFC29E | https://pim-kvc.soneparsea.com:3443/PictureServer/default.aspx/schneider-xb4-bvb1.pdf?81788B76AEAA939CBEAABDA9B7A95DACB27981A7C8996162C0A9BA | HARMONY XB4 COMPLETE PILOT LIGHT Ø22 PLAIN LENS WITH INTEGRAL LED 24V WHITE | This Schneider Electric Harmony XB4 plain lens modular white pilot light is supplied with 24Vac/dc, uses an integral LED and screw clamp terminals. It has a metal body. This pilot light, designed to last without maintenance for a bright indication of process and machine operations, is easily installed into standard 22 mm diameter cut-outs and connected with simple screw-clamp connections. It is clearly distinguishable visually at a distance thanks to a bright and long lasting LED illumination. It is impact resistant, dust proof, waterproof and vibration resistant thanks to its IP66 / IP67 / IP69 / IP69K, making it ideal for operation in harsh environments. | With light source | yes
| 208 | Automation and Control | Industrial Switch | Pilot Lamps | HARMONY XB4 PILOT LIGHT Ø22 PLAIN LENS WITH LED 24V WHITE | 2088694 | XB4BVB1 | SCHNEIDER ELECTRIC | 500 | https://pim-kvc.soneparsea.com:3443/PictureServer/default.aspx/schneider-XB4BVB1_Image1.jpg?A3889C9397807479A2A1C7A8BAA5959DB4AAC672AA796476A68785A49BA4919BB57682AFC29E | https://pim-kvc.soneparsea.com:3443/PictureServer/default.aspx/schneider-xb4-bvb1.pdf?81788B76AEAA939CBEAABDA9B7A95DACB27981A7C8996162C0A9BA | HARMONY XB4 COMPLETE PILOT LIGHT Ø22 PLAIN LENS WITH INTEGRAL LED 24V WHITE | This Schneider Electric Harmony XB4 plain lens modular white pilot light is supplied with 24Vac/dc, uses an integral LED and screw clamp terminals. It has a metal body. This pilot light, designed to last without maintenance for a bright indication of process and machine operations, is easily installed into standard 22 mm diameter cut-outs and connected with simple screw-clamp connections. It is clearly distinguishable visually at a distance thanks to a bright and long lasting LED illumination. It is impact resistant, dust proof, waterproof and vibration resistant thanks to its IP66 / IP67 / IP69 / IP69K, making it ideal for operation in harsh environments. | Rated operating voltage Ue | 24...24V
| 208 | Automation and Control | Industrial Switch | Pilot Lamps | HARMONY XB4 PILOT LIGHT Ø22 PLAIN LENS WITH LED 24V WHITE | 2088694 | XB4BVB1 | SCHNEIDER ELECTRIC | 500 | https://pim-kvc.soneparsea.com:3443/PictureServer/default.aspx/schneider-XB4BVB1_Image1.jpg?A3889C9397807479A2A1C7A8BAA5959DB4AAC672AA796476A68785A49BA4919BB57682AFC29E | https://pim-kvc.soneparsea.com:3443/PictureServer/default.aspx/schneider-xb4-bvb1.pdf?81788B76AEAA939CBEAABDA9B7A95DACB27981A7C8996162C0A9BA | HARMONY XB4 COMPLETE PILOT LIGHT Ø22 PLAIN LENS WITH INTEGRAL LED 24V WHITE | This Schneider Electric Harmony XB4 plain lens modular white pilot light is supplied with 24Vac/dc, uses an integral LED and screw clamp terminals. It has a metal body. This pilot light, designed to last without maintenance for a bright indication of process and machine operations, is easily installed into standard 22 mm diameter cut-outs and connected with simple screw-clamp connections. It is clearly distinguishable visually at a distance thanks to a bright and long lasting LED illumination. It is impact resistant, dust proof, waterproof and vibration resistant thanks to its IP66 / IP67 / IP69 / IP69K, making it ideal for operation in harsh environments. | Voltage type | AC/DC
| 208 | Automation and Control | Industrial Switch | Pilot Lamps | HARMONY XB4 PILOT LIGHT Ø22 PLAIN LENS WITH LED 24V WHITE | 2088694 | XB4BVB1 | SCHNEIDER ELECTRIC | 500 | https://pim-kvc.soneparsea.com:3443/PictureServer/default.aspx/schneider-XB4BVB1_Image1.jpg?A3889C9397807479A2A1C7A8BAA5959DB4AAC672AA796476A68785A49BA4919BB57682AFC29E | https://pim-kvc.soneparsea.com:3443/PictureServer/default.aspx/schneider-xb4-bvb1.pdf?81788B76AEAA939CBEAABDA9B7A95DACB27981A7C8996162C0A9BA | HARMONY XB4 COMPLETE PILOT LIGHT Ø22 PLAIN LENS WITH INTEGRAL LED 24V WHITE | This Schneider Electric Harmony XB4 plain lens modular white pilot light is supplied with 24Vac/dc, uses an integral LED and screw clamp terminals. It has a metal body. This pilot light, designed to last without maintenance for a bright indication of process and machine operations, is easily installed into standard 22 mm diameter cut-outs and connected with simple screw-clamp connections. It is clearly distinguishable visually at a distance thanks to a bright and long lasting LED illumination. It is impact resistant, dust proof, waterproof and vibration resistant thanks to its IP66 / IP67 / IP69 / IP69K, making it ideal for operation in harsh environments. | Type of electric connection | Screw connection
| 208 | Automation and Control | Industrial Switch | Pilot Lamps | HARMONY XB4 PILOT LIGHT Ø22 PLAIN LENS WITH LED 24V WHITE | 2088694 | XB4BVB1 | SCHNEIDER ELECTRIC | 500 | https://pim-kvc.soneparsea.com:3443/PictureServer/default.aspx/schneider-XB4BVB1_Image1.jpg?A3889C9397807479A2A1C7A8BAA5959DB4AAC672AA796476A68785A49BA4919BB57682AFC29E | https://pim-kvc.soneparsea.com:3443/PictureServer/default.aspx/schneider-xb4-bvb1.pdf?81788B76AEAA939CBEAABDA9B7A95DACB27981A7C8996162C0A9BA | HARMONY XB4 COMPLETE PILOT LIGHT Ø22 PLAIN LENS WITH INTEGRAL LED 24V WHITE | This Schneider Electric Harmony XB4 plain lens modular white pilot light is supplied with 24Vac/dc, uses an integral LED and screw clamp terminals. It has a metal body. This pilot light, designed to last without maintenance for a bright indication of process and machine operations, is easily installed into standard 22 mm diameter cut-outs and connected with simple screw-clamp connections. It is clearly distinguishable visually at a distance thanks to a bright and long lasting LED illumination. It is impact resistant, dust proof, waterproof and vibration resistant thanks to its IP66 / IP67 / IP69 / IP69K, making it ideal for operation in harsh environments. | Construction type lens | Round
| 208 | Automation and Control | Industrial Switch | Pilot Lamps | HARMONY XB4 PILOT LIGHT Ø22 PLAIN LENS WITH LED 24V WHITE | 2088694 | XB4BVB1 | SCHNEIDER ELECTRIC | 500 | https://pim-kvc.soneparsea.com:3443/PictureServer/default.aspx/schneider-XB4BVB1_Image1.jpg?A3889C9397807479A2A1C7A8BAA5959DB4AAC672AA796476A68785A49BA4919BB57682AFC29E | https://pim-kvc.soneparsea.com:3443/PictureServer/default.aspx/schneider-xb4-bvb1.pdf?81788B76AEAA939CBEAABDA9B7A95DACB27981A7C8996162C0A9BA | HARMONY XB4 COMPLETE PILOT LIGHT Ø22 PLAIN LENS WITH INTEGRAL LED 24V WHITE | This Schneider Electric Harmony XB4 plain lens modular white pilot light is supplied with 24Vac/dc, uses an integral LED and screw clamp terminals. It has a metal body. This pilot light, designed to last without maintenance for a bright indication of process and machine operations, is easily installed into standard 22 mm diameter cut-outs and connected with simple screw-clamp connections. It is clearly distinguishable visually at a distance thanks to a bright and long lasting LED illumination. It is impact resistant, dust proof, waterproof and vibration resistant thanks to its IP66 / IP67 / IP69 / IP69K, making it ideal for operation in harsh environments. | Type of lens | Flat
| 208 | Automation and Control | Industrial Switch | Pilot Lamps | HARMONY XB4 PILOT LIGHT Ø22 PLAIN LENS WITH LED 24V WHITE | 2088694 | XB4BVB1 | SCHNEIDER ELECTRIC | 500 | https://pim-kvc.soneparsea.com:3443/PictureServer/default.aspx/schneider-XB4BVB1_Image1.jpg?A3889C9397807479A2A1C7A8BAA5959DB4AAC672AA796476A68785A49BA4919BB57682AFC29E | https://pim-kvc.soneparsea.com:3443/PictureServer/default.aspx/schneider-xb4-bvb1.pdf?81788B76AEAA939CBEAABDA9B7A95DACB27981A7C8996162C0A9BA | HARMONY XB4 COMPLETE PILOT LIGHT Ø22 PLAIN LENS WITH INTEGRAL LED 24V WHITE | This Schneider Electric Harmony XB4 plain lens modular white pilot light is supplied with 24Vac/dc, uses an integral LED and screw clamp terminals. It has a metal body. This pilot light, designed to last without maintenance for a bright indication of process and machine operations, is easily installed into standard 22 mm diameter cut-outs and connected with simple screw-clamp connections. It is clearly distinguishable visually at a distance thanks to a bright and long lasting LED illumination. It is impact resistant, dust proof, waterproof and vibration resistant thanks to its IP66 / IP67 / IP69 / IP69K, making it ideal for operation in harsh environments. | Hole diameter | 22.5mm
| 208 | Automation and Control | Industrial Switch | Pilot Lamps | HARMONY XB4 PILOT LIGHT Ø22 PLAIN LENS WITH LED 24V WHITE | 2088694 | XB4BVB1 | SCHNEIDER ELECTRIC | 500 | https://pim-kvc.soneparsea.com:3443/PictureServer/default.aspx/schneider-XB4BVB1_Image1.jpg?A3889C9397807479A2A1C7A8BAA5959DB4AAC672AA796476A68785A49BA4919BB57682AFC29E | https://pim-kvc.soneparsea.com:3443/PictureServer/default.aspx/schneider-xb4-bvb1.pdf?81788B76AEAA939CBEAABDA9B7A95DACB27981A7C8996162C0A9BA | HARMONY XB4 COMPLETE PILOT LIGHT Ø22 PLAIN LENS WITH INTEGRAL LED 24V WHITE | This Schneider Electric Harmony XB4 plain lens modular white pilot light is supplied with 24Vac/dc, uses an integral LED and screw clamp terminals. It has a metal body. This pilot light, designed to last without maintenance for a bright indication of process and machine operations, is easily installed into standard 22 mm diameter cut-outs and connected with simple screw-clamp connections. It is clearly distinguishable visually at a distance thanks to a bright and long lasting LED illumination. It is impact resistant, dust proof, waterproof and vibration resistant thanks to its IP66 / IP67 / IP69 / IP69K, making it ideal for operation in harsh environments. | Width opening | 0mm
| 208 | Automation and Control | Industrial Switch | Pilot Lamps | HARMONY XB4 PILOT LIGHT Ø22 PLAIN LENS WITH LED 24V WHITE | 2088694 | XB4BVB1 | SCHNEIDER ELECTRIC | 500 | https://pim-kvc.soneparsea.com:3443/PictureServer/default.aspx/schneider-XB4BVB1_Image1.jpg?A3889C9397807479A2A1C7A8BAA5959DB4AAC672AA796476A68785A49BA4919BB57682AFC29E | https://pim-kvc.soneparsea.com:3443/PictureServer/default.aspx/schneider-xb4-bvb1.pdf?81788B76AEAA939CBEAABDA9B7A95DACB27981A7C8996162C0A9BA | HARMONY XB4 COMPLETE PILOT LIGHT Ø22 PLAIN LENS WITH INTEGRAL LED 24V WHITE | This Schneider Electric Harmony XB4 plain lens modular white pilot light is supplied with 24Vac/dc, uses an integral LED and screw clamp terminals. It has a metal body. This pilot light, designed to last without maintenance for a bright indication of process and machine operations, is easily installed into standard 22 mm diameter cut-outs and connected with simple screw-clamp connections. It is clearly distinguishable visually at a distance thanks to a bright and long lasting LED illumination. It is impact resistant, dust proof, waterproof and vibration resistant thanks to its IP66 / IP67 / IP69 / IP69K, making it ideal for operation in harsh environments. | Height opening | 0mm
| 208 | Automation and Control | Industrial Switch | Pilot Lamps | HARMONY XB4 PILOT LIGHT Ø22 PLAIN LENS WITH LED 24V WHITE | 2088694 | XB4BVB1 | SCHNEIDER ELECTRIC | 500 | https://pim-kvc.soneparsea.com:3443/PictureServer/default.aspx/schneider-XB4BVB1_Image1.jpg?A3889C9397807479A2A1C7A8BAA5959DB4AAC672AA796476A68785A49BA4919BB57682AFC29E | https://pim-kvc.soneparsea.com:3443/PictureServer/default.aspx/schneider-xb4-bvb1.pdf?81788B76AEAA939CBEAABDA9B7A95DACB27981A7C8996162C0A9BA | HARMONY XB4 COMPLETE PILOT LIGHT Ø22 PLAIN LENS WITH INTEGRAL LED 24V WHITE | This Schneider Electric Harmony XB4 plain lens modular white pilot light is supplied with 24Vac/dc, uses an integral LED and screw clamp terminals. It has a metal body. This pilot light, designed to last without maintenance for a bright indication of process and machine operations, is easily installed into standard 22 mm diameter cut-outs and connected with simple screw-clamp connections. It is clearly distinguishable visually at a distance thanks to a bright and long lasting LED illumination. It is impact resistant, dust proof, waterproof and vibration resistant thanks to its IP66 / IP67 / IP69 / IP69K, making it ideal for operation in harsh environments. | With front ring | yes
| 208 | Automation and Control | Industrial Switch | Pilot Lamps | HARMONY XB4 PILOT LIGHT Ø22 PLAIN LENS WITH LED 24V WHITE | 2088694 | XB4BVB1 | SCHNEIDER ELECTRIC | 500 | https://pim-kvc.soneparsea.com:3443/PictureServer/default.aspx/schneider-XB4BVB1_Image1.jpg?A3889C9397807479A2A1C7A8BAA5959DB4AAC672AA796476A68785A49BA4919BB57682AFC29E | https://pim-kvc.soneparsea.com:3443/PictureServer/default.aspx/schneider-xb4-bvb1.pdf?81788B76AEAA939CBEAABDA9B7A95DACB27981A7C8996162C0A9BA | HARMONY XB4 COMPLETE PILOT LIGHT Ø22 PLAIN LENS WITH INTEGRAL LED 24V WHITE | This Schneider Electric Harmony XB4 plain lens modular white pilot light is supplied with 24Vac/dc, uses an integral LED and screw clamp terminals. It has a metal body. This pilot light, designed to last without maintenance for a bright indication of process and machine operations, is easily installed into standard 22 mm diameter cut-outs and connected with simple screw-clamp connections. It is clearly distinguishable visually at a distance thanks to a bright and long lasting LED illumination. It is impact resistant, dust proof, waterproof and vibration resistant thanks to its IP66 / IP67 / IP69 / IP69K, making it ideal for operation in harsh environments. | Material front ring | Metal
| 208 | Automation and Control | Industrial Switch | Pilot Lamps | HARMONY XB4 PILOT LIGHT Ø22 PLAIN LENS WITH LED 24V WHITE | 2088694 | XB4BVB1 | SCHNEIDER ELECTRIC | 500 | https://pim-kvc.soneparsea.com:3443/PictureServer/default.aspx/schneider-XB4BVB1_Image1.jpg?A3889C9397807479A2A1C7A8BAA5959DB4AAC672AA796476A68785A49BA4919BB57682AFC29E | https://pim-kvc.soneparsea.com:3443/PictureServer/default.aspx/schneider-xb4-bvb1.pdf?81788B76AEAA939CBEAABDA9B7A95DACB27981A7C8996162C0A9BA | HARMONY XB4 COMPLETE PILOT LIGHT Ø22 PLAIN LENS WITH INTEGRAL LED 24V WHITE | This Schneider Electric Harmony XB4 plain lens modular white pilot light is supplied with 24Vac/dc, uses an integral LED and screw clamp terminals. It has a metal body. This pilot light, designed to last without maintenance for a bright indication of process and machine operations, is easily installed into standard 22 mm diameter cut-outs and connected with simple screw-clamp connections. It is clearly distinguishable visually at a distance thanks to a bright and long lasting LED illumination. It is impact resistant, dust proof, waterproof and vibration resistant thanks to its IP66 / IP67 / IP69 / IP69K, making it ideal for operation in harsh environments. | Colour front ring | Chrome
| 208 | Automation and Control | Industrial Switch | Pilot Lamps | HARMONY XB4 PILOT LIGHT Ø22 PLAIN LENS WITH LED 24V WHITE | 2088694 | XB4BVB1 | SCHNEIDER ELECTRIC | 500 | https://pim-kvc.soneparsea.com:3443/PictureServer/default.aspx/schneider-XB4BVB1_Image1.jpg?A3889C9397807479A2A1C7A8BAA5959DB4AAC672AA796476A68785A49BA4919BB57682AFC29E | https://pim-kvc.soneparsea.com:3443/PictureServer/default.aspx/schneider-xb4-bvb1.pdf?81788B76AEAA939CBEAABDA9B7A95DACB27981A7C8996162C0A9BA | HARMONY XB4 COMPLETE PILOT LIGHT Ø22 PLAIN LENS WITH INTEGRAL LED 24V WHITE | This Schneider Electric Harmony XB4 plain lens modular white pilot light is supplied with 24Vac/dc, uses an integral LED and screw clamp terminals. It has a metal body. This pilot light, designed to last without maintenance for a bright indication of process and machine operations, is easily installed into standard 22 mm diameter cut-outs and connected with simple screw-clamp connections. It is clearly distinguishable visually at a distance thanks to a bright and long lasting LED illumination. It is impact resistant, dust proof, waterproof and vibration resistant thanks to its IP66 / IP67 / IP69 / IP69K, making it ideal for operation in harsh environments. | Degree of protection (IP) | IP66
| 208 | Automation and Control | Industrial Switch | Pilot Lamps | HARMONY XB4 PILOT LIGHT Ø22 PLAIN LENS WITH LED 24V WHITE | 2088694 | XB4BVB1 | SCHNEIDER ELECTRIC | 500 | https://pim-kvc.soneparsea.com:3443/PictureServer/default.aspx/schneider-XB4BVB1_Image1.jpg?A3889C9397807479A2A1C7A8BAA5959DB4AAC672AA796476A68785A49BA4919BB57682AFC29E | https://pim-kvc.soneparsea.com:3443/PictureServer/default.aspx/schneider-xb4-bvb1.pdf?81788B76AEAA939CBEAABDA9B7A95DACB27981A7C8996162C0A9BA | HARMONY XB4 COMPLETE PILOT LIGHT Ø22 PLAIN LENS WITH INTEGRAL LED 24V WHITE | This Schneider Electric Harmony XB4 plain lens modular white pilot light is supplied with 24Vac/dc, uses an integral LED and screw clamp terminals. It has a metal body. This pilot light, designed to last without maintenance for a bright indication of process and machine operations, is easily installed into standard 22 mm diameter cut-outs and connected with simple screw-clamp connections. It is clearly distinguishable visually at a distance thanks to a bright and long lasting LED illumination. It is impact resistant, dust proof, waterproof and vibration resistant thanks to its IP66 / IP67 / IP69 / IP69K, making it ideal for operation in harsh environments. | Degree of protection (NEMA) | Other
| 209 | Automation and Control | Industrial Switch | Pilot Lamps | HARMONY XB4 COMPLETE PILOT LIGHT Ø22 PLAIN LEN 24V RED | 2088696 | XB4BVB4 | SCHNEIDER ELECTRIC | 500 | https://pim-kvc.soneparsea.com:3443/PictureServer/default.aspx/schneider-XB4BVB4_Image1.jpg?A3889C9397807479A2A1C7A8BAA5959DB4AAC672AA796476A68788A49BA4919BB57682AFC29E | https://pim-kvc.soneparsea.com:3443/PictureServer/default.aspx/schneider-xb4-bvb4.pdf?81788B76AEAA939CBEAABDA9B7A95DACB27981A7C8996462C0A9BA | HARMONY XB4 COMPLETE PILOT LIGHT Ø22 PLAIN LENS WITH INTEGRAL LED 24V RED | This Schneider Electric Harmony XB4 plain lens modular red pilot light is supplied with 24Vac/dc, uses an integral LED and screw clamp terminals. It has a metal body. This pilot light, designed to last without maintenance for a bright indication of process and machine operations, is easily installed into standard 22 mm diameter cut-outs and connected with simple screw-clamp connections. It is clearly distinguishable visually at a distance thanks to a bright and long lasting LED illumination. It is impact resistant, dust proof, waterproof and vibration resistant thanks to its IP66 / IP67 / IP69 / IP69K, making it ideal for operation in harsh environments. | Number of indicator lights | 1
| 209 | Automation and Control | Industrial Switch | Pilot Lamps | HARMONY XB4 COMPLETE PILOT LIGHT Ø22 PLAIN LEN 24V RED | 2088696 | XB4BVB4 | SCHNEIDER ELECTRIC | 500 | https://pim-kvc.soneparsea.com:3443/PictureServer/default.aspx/schneider-XB4BVB4_Image1.jpg?A3889C9397807479A2A1C7A8BAA5959DB4AAC672AA796476A68788A49BA4919BB57682AFC29E | https://pim-kvc.soneparsea.com:3443/PictureServer/default.aspx/schneider-xb4-bvb4.pdf?81788B76AEAA939CBEAABDA9B7A95DACB27981A7C8996462C0A9BA | HARMONY XB4 COMPLETE PILOT LIGHT Ø22 PLAIN LENS WITH INTEGRAL LED 24V RED | This Schneider Electric Harmony XB4 plain lens modular red pilot light is supplied with 24Vac/dc, uses an integral LED and screw clamp terminals. It has a metal body. This pilot light, designed to last without maintenance for a bright indication of process and machine operations, is easily installed into standard 22 mm diameter cut-outs and connected with simple screw-clamp connections. It is clearly distinguishable visually at a distance thanks to a bright and long lasting LED illumination. It is impact resistant, dust proof, waterproof and vibration resistant thanks to its IP66 / IP67 / IP69 / IP69K, making it ideal for operation in harsh environments. | Colour lens | Red
| 209 | Automation and Control | Industrial Switch | Pilot Lamps | HARMONY XB4 COMPLETE PILOT LIGHT Ø22 PLAIN LEN 24V RED | 2088696 | XB4BVB4 | SCHNEIDER ELECTRIC | 500 | https://pim-kvc.soneparsea.com:3443/PictureServer/default.aspx/schneider-XB4BVB4_Image1.jpg?A3889C9397807479A2A1C7A8BAA5959DB4AAC672AA796476A68788A49BA4919BB57682AFC29E | https://pim-kvc.soneparsea.com:3443/PictureServer/default.aspx/schneider-xb4-bvb4.pdf?81788B76AEAA939CBEAABDA9B7A95DACB27981A7C8996462C0A9BA | HARMONY XB4 COMPLETE PILOT LIGHT Ø22 PLAIN LENS WITH INTEGRAL LED 24V RED | This Schneider Electric Harmony XB4 plain lens modular red pilot light is supplied with 24Vac/dc, uses an integral LED and screw clamp terminals. It has a metal body. This pilot light, designed to last without maintenance for a bright indication of process and machine operations, is easily installed into standard 22 mm diameter cut-outs and connected with simple screw-clamp connections. It is clearly distinguishable visually at a distance thanks to a bright and long lasting LED illumination. It is impact resistant, dust proof, waterproof and vibration resistant thanks to its IP66 / IP67 / IP69 / IP69K, making it ideal for operation in harsh environments. | Type of lamp socket | LED
| 209 | Automation and Control | Industrial Switch | Pilot Lamps | HARMONY XB4 COMPLETE PILOT LIGHT Ø22 PLAIN LEN 24V RED | 2088696 | XB4BVB4 | SCHNEIDER ELECTRIC | 500 | https://pim-kvc.soneparsea.com:3443/PictureServer/default.aspx/schneider-XB4BVB4_Image1.jpg?A3889C9397807479A2A1C7A8BAA5959DB4AAC672AA796476A68788A49BA4919BB57682AFC29E | https://pim-kvc.soneparsea.com:3443/PictureServer/default.aspx/schneider-xb4-bvb4.pdf?81788B76AEAA939CBEAABDA9B7A95DACB27981A7C8996462C0A9BA | HARMONY XB4 COMPLETE PILOT LIGHT Ø22 PLAIN LENS WITH INTEGRAL LED 24V RED | This Schneider Electric Harmony XB4 plain lens modular red pilot light is supplied with 24Vac/dc, uses an integral LED and screw clamp terminals. It has a metal body. This pilot light, designed to last without maintenance for a bright indication of process and machine operations, is easily installed into standard 22 mm diameter cut-outs and connected with simple screw-clamp connections. It is clearly distinguishable visually at a distance thanks to a bright and long lasting LED illumination. It is impact resistant, dust proof, waterproof and vibration resistant thanks to its IP66 / IP67 / IP69 / IP69K, making it ideal for operation in harsh environments. | With light source | yes
| 209 | Automation and Control | Industrial Switch | Pilot Lamps | HARMONY XB4 COMPLETE PILOT LIGHT Ø22 PLAIN LEN 24V RED | 2088696 | XB4BVB4 | SCHNEIDER ELECTRIC | 500 | https://pim-kvc.soneparsea.com:3443/PictureServer/default.aspx/schneider-XB4BVB4_Image1.jpg?A3889C9397807479A2A1C7A8BAA5959DB4AAC672AA796476A68788A49BA4919BB57682AFC29E | https://pim-kvc.soneparsea.com:3443/PictureServer/default.aspx/schneider-xb4-bvb4.pdf?81788B76AEAA939CBEAABDA9B7A95DACB27981A7C8996462C0A9BA | HARMONY XB4 COMPLETE PILOT LIGHT Ø22 PLAIN LENS WITH INTEGRAL LED 24V RED | This Schneider Electric Harmony XB4 plain lens modular red pilot light is supplied with 24Vac/dc, uses an integral LED and screw clamp terminals. It has a metal body. This pilot light, designed to last without maintenance for a bright indication of process and machine operations, is easily installed into standard 22 mm diameter cut-outs and connected with simple screw-clamp connections. It is clearly distinguishable visually at a distance thanks to a bright and long lasting LED illumination. It is impact resistant, dust proof, waterproof and vibration resistant thanks to its IP66 / IP67 / IP69 / IP69K, making it ideal for operation in harsh environments. | Rated operating voltage Ue | 24...24V
| 209 | Automation and Control | Industrial Switch | Pilot Lamps | HARMONY XB4 COMPLETE PILOT LIGHT Ø22 PLAIN LEN 24V RED | 2088696 | XB4BVB4 | SCHNEIDER ELECTRIC | 500 | https://pim-kvc.soneparsea.com:3443/PictureServer/default.aspx/schneider-XB4BVB4_Image1.jpg?A3889C9397807479A2A1C7A8BAA5959DB4AAC672AA796476A68788A49BA4919BB57682AFC29E | https://pim-kvc.soneparsea.com:3443/PictureServer/default.aspx/schneider-xb4-bvb4.pdf?81788B76AEAA939CBEAABDA9B7A95DACB27981A7C8996462C0A9BA | HARMONY XB4 COMPLETE PILOT LIGHT Ø22 PLAIN LENS WITH INTEGRAL LED 24V RED | This Schneider Electric Harmony XB4 plain lens modular red pilot light is supplied with 24Vac/dc, uses an integral LED and screw clamp terminals. It has a metal body. This pilot light, designed to last without maintenance for a bright indication of process and machine operations, is easily installed into standard 22 mm diameter cut-outs and connected with simple screw-clamp connections. It is clearly distinguishable visually at a distance thanks to a bright and long lasting LED illumination. It is impact resistant, dust proof, waterproof and vibration resistant thanks to its IP66 / IP67 / IP69 / IP69K, making it ideal for operation in harsh environments. | Voltage type | AC/DC
| 209 | Automation and Control | Industrial Switch | Pilot Lamps | HARMONY XB4 COMPLETE PILOT LIGHT Ø22 PLAIN LEN 24V RED | 2088696 | XB4BVB4 | SCHNEIDER ELECTRIC | 500 | https://pim-kvc.soneparsea.com:3443/PictureServer/default.aspx/schneider-XB4BVB4_Image1.jpg?A3889C9397807479A2A1C7A8BAA5959DB4AAC672AA796476A68788A49BA4919BB57682AFC29E | https://pim-kvc.soneparsea.com:3443/PictureServer/default.aspx/schneider-xb4-bvb4.pdf?81788B76AEAA939CBEAABDA9B7A95DACB27981A7C8996462C0A9BA | HARMONY XB4 COMPLETE PILOT LIGHT Ø22 PLAIN LENS WITH INTEGRAL LED 24V RED | This Schneider Electric Harmony XB4 plain lens modular red pilot light is supplied with 24Vac/dc, uses an integral LED and screw clamp terminals. It has a metal body. This pilot light, designed to last without maintenance for a bright indication of process and machine operations, is easily installed into standard 22 mm diameter cut-outs and connected with simple screw-clamp connections. It is clearly distinguishable visually at a distance thanks to a bright and long lasting LED illumination. It is impact resistant, dust proof, waterproof and vibration resistant thanks to its IP66 / IP67 / IP69 / IP69K, making it ideal for operation in harsh environments. | Type of electric connection | Screw connection
| 209 | Automation and Control | Industrial Switch | Pilot Lamps | HARMONY XB4 COMPLETE PILOT LIGHT Ø22 PLAIN LEN 24V RED | 2088696 | XB4BVB4 | SCHNEIDER ELECTRIC | 500 | https://pim-kvc.soneparsea.com:3443/PictureServer/default.aspx/schneider-XB4BVB4_Image1.jpg?A3889C9397807479A2A1C7A8BAA5959DB4AAC672AA796476A68788A49BA4919BB57682AFC29E | https://pim-kvc.soneparsea.com:3443/PictureServer/default.aspx/schneider-xb4-bvb4.pdf?81788B76AEAA939CBEAABDA9B7A95DACB27981A7C8996462C0A9BA | HARMONY XB4 COMPLETE PILOT LIGHT Ø22 PLAIN LENS WITH INTEGRAL LED 24V RED | This Schneider Electric Harmony XB4 plain lens modular red pilot light is supplied with 24Vac/dc, uses an integral LED and screw clamp terminals. It has a metal body. This pilot light, designed to last without maintenance for a bright indication of process and machine operations, is easily installed into standard 22 mm diameter cut-outs and connected with simple screw-clamp connections. It is clearly distinguishable visually at a distance thanks to a bright and long lasting LED illumination. It is impact resistant, dust proof, waterproof and vibration resistant thanks to its IP66 / IP67 / IP69 / IP69K, making it ideal for operation in harsh environments. | Construction type lens | Round
| 209 | Automation and Control | Industrial Switch | Pilot Lamps | HARMONY XB4 COMPLETE PILOT LIGHT Ø22 PLAIN LEN 24V RED | 2088696 | XB4BVB4 | SCHNEIDER ELECTRIC | 500 | https://pim-kvc.soneparsea.com:3443/PictureServer/default.aspx/schneider-XB4BVB4_Image1.jpg?A3889C9397807479A2A1C7A8BAA5959DB4AAC672AA796476A68788A49BA4919BB57682AFC29E | https://pim-kvc.soneparsea.com:3443/PictureServer/default.aspx/schneider-xb4-bvb4.pdf?81788B76AEAA939CBEAABDA9B7A95DACB27981A7C8996462C0A9BA | HARMONY XB4 COMPLETE PILOT LIGHT Ø22 PLAIN LENS WITH INTEGRAL LED 24V RED | This Schneider Electric Harmony XB4 plain lens modular red pilot light is supplied with 24Vac/dc, uses an integral LED and screw clamp terminals. It has a metal body. This pilot light, designed to last without maintenance for a bright indication of process and machine operations, is easily installed into standard 22 mm diameter cut-outs and connected with simple screw-clamp connections. It is clearly distinguishable visually at a distance thanks to a bright and long lasting LED illumination. It is impact resistant, dust proof, waterproof and vibration resistant thanks to its IP66 / IP67 / IP69 / IP69K, making it ideal for operation in harsh environments. | Type of lens | Flat
| 209 | Automation and Control | Industrial Switch | Pilot Lamps | HARMONY XB4 COMPLETE PILOT LIGHT Ø22 PLAIN LEN 24V RED | 2088696 | XB4BVB4 | SCHNEIDER ELECTRIC | 500 | https://pim-kvc.soneparsea.com:3443/PictureServer/default.aspx/schneider-XB4BVB4_Image1.jpg?A3889C9397807479A2A1C7A8BAA5959DB4AAC672AA796476A68788A49BA4919BB57682AFC29E | https://pim-kvc.soneparsea.com:3443/PictureServer/default.aspx/schneider-xb4-bvb4.pdf?81788B76AEAA939CBEAABDA9B7A95DACB27981A7C8996462C0A9BA | HARMONY XB4 COMPLETE PILOT LIGHT Ø22 PLAIN LENS WITH INTEGRAL LED 24V RED | This Schneider Electric Harmony XB4 plain lens modular red pilot light is supplied with 24Vac/dc, uses an integral LED and screw clamp terminals. It has a metal body. This pilot light, designed to last without maintenance for a bright indication of process and machine operations, is easily installed into standard 22 mm diameter cut-outs and connected with simple screw-clamp connections. It is clearly distinguishable visually at a distance thanks to a bright and long lasting LED illumination. It is impact resistant, dust proof, waterproof and vibration resistant thanks to its IP66 / IP67 / IP69 / IP69K, making it ideal for operation in harsh environments. | Hole diameter | 22.5mm
| 209 | Automation and Control | Industrial Switch | Pilot Lamps | HARMONY XB4 COMPLETE PILOT LIGHT Ø22 PLAIN LEN 24V RED | 2088696 | XB4BVB4 | SCHNEIDER ELECTRIC | 500 | https://pim-kvc.soneparsea.com:3443/PictureServer/default.aspx/schneider-XB4BVB4_Image1.jpg?A3889C9397807479A2A1C7A8BAA5959DB4AAC672AA796476A68788A49BA4919BB57682AFC29E | https://pim-kvc.soneparsea.com:3443/PictureServer/default.aspx/schneider-xb4-bvb4.pdf?81788B76AEAA939CBEAABDA9B7A95DACB27981A7C8996462C0A9BA | HARMONY XB4 COMPLETE PILOT LIGHT Ø22 PLAIN LENS WITH INTEGRAL LED 24V RED | This Schneider Electric Harmony XB4 plain lens modular red pilot light is supplied with 24Vac/dc, uses an integral LED and screw clamp terminals. It has a metal body. This pilot light, designed to last without maintenance for a bright indication of process and machine operations, is easily installed into standard 22 mm diameter cut-outs and connected with simple screw-clamp connections. It is clearly distinguishable visually at a distance thanks to a bright and long lasting LED illumination. It is impact resistant, dust proof, waterproof and vibration resistant thanks to its IP66 / IP67 / IP69 / IP69K, making it ideal for operation in harsh environments. | Width opening | 0mm
| 209 | Automation and Control | Industrial Switch | Pilot Lamps | HARMONY XB4 COMPLETE PILOT LIGHT Ø22 PLAIN LEN 24V RED | 2088696 | XB4BVB4 | SCHNEIDER ELECTRIC | 500 | https://pim-kvc.soneparsea.com:3443/PictureServer/default.aspx/schneider-XB4BVB4_Image1.jpg?A3889C9397807479A2A1C7A8BAA5959DB4AAC672AA796476A68788A49BA4919BB57682AFC29E | https://pim-kvc.soneparsea.com:3443/PictureServer/default.aspx/schneider-xb4-bvb4.pdf?81788B76AEAA939CBEAABDA9B7A95DACB27981A7C8996462C0A9BA | HARMONY XB4 COMPLETE PILOT LIGHT Ø22 PLAIN LENS WITH INTEGRAL LED 24V RED | This Schneider Electric Harmony XB4 plain lens modular red pilot light is supplied with 24Vac/dc, uses an integral LED and screw clamp terminals. It has a metal body. This pilot light, designed to last without maintenance for a bright indication of process and machine operations, is easily installed into standard 22 mm diameter cut-outs and connected with simple screw-clamp connections. It is clearly distinguishable visually at a distance thanks to a bright and long lasting LED illumination. It is impact resistant, dust proof, waterproof and vibration resistant thanks to its IP66 / IP67 / IP69 / IP69K, making it ideal for operation in harsh environments. | Height opening | 0mm
| 209 | Automation and Control | Industrial Switch | Pilot Lamps | HARMONY XB4 COMPLETE PILOT LIGHT Ø22 PLAIN LEN 24V RED | 2088696 | XB4BVB4 | SCHNEIDER ELECTRIC | 500 | https://pim-kvc.soneparsea.com:3443/PictureServer/default.aspx/schneider-XB4BVB4_Image1.jpg?A3889C9397807479A2A1C7A8BAA5959DB4AAC672AA796476A68788A49BA4919BB57682AFC29E | https://pim-kvc.soneparsea.com:3443/PictureServer/default.aspx/schneider-xb4-bvb4.pdf?81788B76AEAA939CBEAABDA9B7A95DACB27981A7C8996462C0A9BA | HARMONY XB4 COMPLETE PILOT LIGHT Ø22 PLAIN LENS WITH INTEGRAL LED 24V RED | This Schneider Electric Harmony XB4 plain lens modular red pilot light is supplied with 24Vac/dc, uses an integral LED and screw clamp terminals. It has a metal body. This pilot light, designed to last without maintenance for a bright indication of process and machine operations, is easily installed into standard 22 mm diameter cut-outs and connected with simple screw-clamp connections. It is clearly distinguishable visually at a distance thanks to a bright and long lasting LED illumination. It is impact resistant, dust proof, waterproof and vibration resistant thanks to its IP66 / IP67 / IP69 / IP69K, making it ideal for operation in harsh environments. | With front ring | yes
| 209 | Automation and Control | Industrial Switch | Pilot Lamps | HARMONY XB4 COMPLETE PILOT LIGHT Ø22 PLAIN LEN 24V RED | 2088696 | XB4BVB4 | SCHNEIDER ELECTRIC | 500 | https://pim-kvc.soneparsea.com:3443/PictureServer/default.aspx/schneider-XB4BVB4_Image1.jpg?A3889C9397807479A2A1C7A8BAA5959DB4AAC672AA796476A68788A49BA4919BB57682AFC29E | https://pim-kvc.soneparsea.com:3443/PictureServer/default.aspx/schneider-xb4-bvb4.pdf?81788B76AEAA939CBEAABDA9B7A95DACB27981A7C8996462C0A9BA | HARMONY XB4 COMPLETE PILOT LIGHT Ø22 PLAIN LENS WITH INTEGRAL LED 24V RED | This Schneider Electric Harmony XB4 plain lens modular red pilot light is supplied with 24Vac/dc, uses an integral LED and screw clamp terminals. It has a metal body. This pilot light, designed to last without maintenance for a bright indication of process and machine operations, is easily installed into standard 22 mm diameter cut-outs and connected with simple screw-clamp connections. It is clearly distinguishable visually at a distance thanks to a bright and long lasting LED illumination. It is impact resistant, dust proof, waterproof and vibration resistant thanks to its IP66 / IP67 / IP69 / IP69K, making it ideal for operation in harsh environments. | Material front ring | Metal
| 209 | Automation and Control | Industrial Switch | Pilot Lamps | HARMONY XB4 COMPLETE PILOT LIGHT Ø22 PLAIN LEN 24V RED | 2088696 | XB4BVB4 | SCHNEIDER ELECTRIC | 500 | https://pim-kvc.soneparsea.com:3443/PictureServer/default.aspx/schneider-XB4BVB4_Image1.jpg?A3889C9397807479A2A1C7A8BAA5959DB4AAC672AA796476A68788A49BA4919BB57682AFC29E | https://pim-kvc.soneparsea.com:3443/PictureServer/default.aspx/schneider-xb4-bvb4.pdf?81788B76AEAA939CBEAABDA9B7A95DACB27981A7C8996462C0A9BA | HARMONY XB4 COMPLETE PILOT LIGHT Ø22 PLAIN LENS WITH INTEGRAL LED 24V RED | This Schneider Electric Harmony XB4 plain lens modular red pilot light is supplied with 24Vac/dc, uses an integral LED and screw clamp terminals. It has a metal body. This pilot light, designed to last without maintenance for a bright indication of process and machine operations, is easily installed into standard 22 mm diameter cut-outs and connected with simple screw-clamp connections. It is clearly distinguishable visually at a distance thanks to a bright and long lasting LED illumination. It is impact resistant, dust proof, waterproof and vibration resistant thanks to its IP66 / IP67 / IP69 / IP69K, making it ideal for operation in harsh environments. | Colour front ring | Chrome
| 209 | Automation and Control | Industrial Switch | Pilot Lamps | HARMONY XB4 COMPLETE PILOT LIGHT Ø22 PLAIN LEN 24V RED | 2088696 | XB4BVB4 | SCHNEIDER ELECTRIC | 500 | https://pim-kvc.soneparsea.com:3443/PictureServer/default.aspx/schneider-XB4BVB4_Image1.jpg?A3889C9397807479A2A1C7A8BAA5959DB4AAC672AA796476A68788A49BA4919BB57682AFC29E | https://pim-kvc.soneparsea.com:3443/PictureServer/default.aspx/schneider-xb4-bvb4.pdf?81788B76AEAA939CBEAABDA9B7A95DACB27981A7C8996462C0A9BA | HARMONY XB4 COMPLETE PILOT LIGHT Ø22 PLAIN LENS WITH INTEGRAL LED 24V RED | This Schneider Electric Harmony XB4 plain lens modular red pilot light is supplied with 24Vac/dc, uses an integral LED and screw clamp terminals. It has a metal body. This pilot light, designed to last without maintenance for a bright indication of process and machine operations, is easily installed into standard 22 mm diameter cut-outs and connected with simple screw-clamp connections. It is clearly distinguishable visually at a distance thanks to a bright and long lasting LED illumination. It is impact resistant, dust proof, waterproof and vibration resistant thanks to its IP66 / IP67 / IP69 / IP69K, making it ideal for operation in harsh environments. | Degree of protection (IP) | IP66
| 209 | Automation and Control | Industrial Switch | Pilot Lamps | HARMONY XB4 COMPLETE PILOT LIGHT Ø22 PLAIN LEN 24V RED | 2088696 | XB4BVB4 | SCHNEIDER ELECTRIC | 500 | https://pim-kvc.soneparsea.com:3443/PictureServer/default.aspx/schneider-XB4BVB4_Image1.jpg?A3889C9397807479A2A1C7A8BAA5959DB4AAC672AA796476A68788A49BA4919BB57682AFC29E | https://pim-kvc.soneparsea.com:3443/PictureServer/default.aspx/schneider-xb4-bvb4.pdf?81788B76AEAA939CBEAABDA9B7A95DACB27981A7C8996462C0A9BA | HARMONY XB4 COMPLETE PILOT LIGHT Ø22 PLAIN LENS WITH INTEGRAL LED 24V RED | This Schneider Electric Harmony XB4 plain lens modular red pilot light is supplied with 24Vac/dc, uses an integral LED and screw clamp terminals. It has a metal body. This pilot light, designed to last without maintenance for a bright indication of process and machine operations, is easily installed into standard 22 mm diameter cut-outs and connected with simple screw-clamp connections. It is clearly distinguishable visually at a distance thanks to a bright and long lasting LED illumination. It is impact resistant, dust proof, waterproof and vibration resistant thanks to its IP66 / IP67 / IP69 / IP69K, making it ideal for operation in harsh environments. | Degree of protection (NEMA) | 13
| 210 | Automation and Control | Industrial Switch | Pilot Lamps | HARMONY XB4 PILOT LIGHT Ø22 PLAIN LENS WITH LED 24V ORANGE | 2088697 | XB4BVB5 | SCHNEIDER ELECTRIC | 500 | https://pim-kvc.soneparsea.com:3443/PictureServer/default.aspx/schneider-XB4BVB5_Image1.jpg?A3889C9397807479A2A1C7A8BAA5959DB4AAC672AA796476A68789A49BA4919BB57682AFC29E | https://pim-kvc.soneparsea.com:3443/PictureServer/default.aspx/schneider-xb4-bvb5.pdf?81788B76AEAA939CBEAABDA9B7A95DACB27981A7C8996562C0A9BA | HARMONY XB4 COMPLETE PILOT LIGHT Ø22 PLAIN LENS WITH INTEGRAL LED 24V ORANGE | This Schneider Electric Harmony XB4 plain lens modular orange pilot light is supplied with 24Vac/dc, uses an integral LED and screw clamp terminals. It has a metal body. This pilot light, designed to last without maintenance for a bright indication of process and machine operations, is easily installed into standard 22 mm diameter cut-outs and connected with simple screw-clamp connections. It is clearly distinguishable visually at a distance thanks to a bright and long lasting LED illumination. It is impact resistant, dust proof, waterproof and vibration resistant thanks to its IP66 / IP67 / IP69 / IP69K, making it ideal for operation in harsh environments. | Number of indicator lights | 1
| 210 | Automation and Control | Industrial Switch | Pilot Lamps | HARMONY XB4 PILOT LIGHT Ø22 PLAIN LENS WITH LED 24V ORANGE | 2088697 | XB4BVB5 | SCHNEIDER ELECTRIC | 500 | https://pim-kvc.soneparsea.com:3443/PictureServer/default.aspx/schneider-XB4BVB5_Image1.jpg?A3889C9397807479A2A1C7A8BAA5959DB4AAC672AA796476A68789A49BA4919BB57682AFC29E | https://pim-kvc.soneparsea.com:3443/PictureServer/default.aspx/schneider-xb4-bvb5.pdf?81788B76AEAA939CBEAABDA9B7A95DACB27981A7C8996562C0A9BA | HARMONY XB4 COMPLETE PILOT LIGHT Ø22 PLAIN LENS WITH INTEGRAL LED 24V ORANGE | This Schneider Electric Harmony XB4 plain lens modular orange pilot light is supplied with 24Vac/dc, uses an integral LED and screw clamp terminals. It has a metal body. This pilot light, designed to last without maintenance for a bright indication of process and machine operations, is easily installed into standard 22 mm diameter cut-outs and connected with simple screw-clamp connections. It is clearly distinguishable visually at a distance thanks to a bright and long lasting LED illumination. It is impact resistant, dust proof, waterproof and vibration resistant thanks to its IP66 / IP67 / IP69 / IP69K, making it ideal for operation in harsh environments. | Colour lens | Orange
| 210 | Automation and Control | Industrial Switch | Pilot Lamps | HARMONY XB4 PILOT LIGHT Ø22 PLAIN LENS WITH LED 24V ORANGE | 2088697 | XB4BVB5 | SCHNEIDER ELECTRIC | 500 | https://pim-kvc.soneparsea.com:3443/PictureServer/default.aspx/schneider-XB4BVB5_Image1.jpg?A3889C9397807479A2A1C7A8BAA5959DB4AAC672AA796476A68789A49BA4919BB57682AFC29E | https://pim-kvc.soneparsea.com:3443/PictureServer/default.aspx/schneider-xb4-bvb5.pdf?81788B76AEAA939CBEAABDA9B7A95DACB27981A7C8996562C0A9BA | HARMONY XB4 COMPLETE PILOT LIGHT Ø22 PLAIN LENS WITH INTEGRAL LED 24V ORANGE | This Schneider Electric Harmony XB4 plain lens modular orange pilot light is supplied with 24Vac/dc, uses an integral LED and screw clamp terminals. It has a metal body. This pilot light, designed to last without maintenance for a bright indication of process and machine operations, is easily installed into standard 22 mm diameter cut-outs and connected with simple screw-clamp connections. It is clearly distinguishable visually at a distance thanks to a bright and long lasting LED illumination. It is impact resistant, dust proof, waterproof and vibration resistant thanks to its IP66 / IP67 / IP69 / IP69K, making it ideal for operation in harsh environments. | Type of lamp socket | LED
| 210 | Automation and Control | Industrial Switch | Pilot Lamps | HARMONY XB4 PILOT LIGHT Ø22 PLAIN LENS WITH LED 24V ORANGE | 2088697 | XB4BVB5 | SCHNEIDER ELECTRIC | 500 | https://pim-kvc.soneparsea.com:3443/PictureServer/default.aspx/schneider-XB4BVB5_Image1.jpg?A3889C9397807479A2A1C7A8BAA5959DB4AAC672AA796476A68789A49BA4919BB57682AFC29E | https://pim-kvc.soneparsea.com:3443/PictureServer/default.aspx/schneider-xb4-bvb5.pdf?81788B76AEAA939CBEAABDA9B7A95DACB27981A7C8996562C0A9BA | HARMONY XB4 COMPLETE PILOT LIGHT Ø22 PLAIN LENS WITH INTEGRAL LED 24V ORANGE | This Schneider Electric Harmony XB4 plain lens modular orange pilot light is supplied with 24Vac/dc, uses an integral LED and screw clamp terminals. It has a metal body. This pilot light, designed to last without maintenance for a bright indication of process and machine operations, is easily installed into standard 22 mm diameter cut-outs and connected with simple screw-clamp connections. It is clearly distinguishable visually at a distance thanks to a bright and long lasting LED illumination. It is impact resistant, dust proof, waterproof and vibration resistant thanks to its IP66 / IP67 / IP69 / IP69K, making it ideal for operation in harsh environments. | With light source | yes
| 210 | Automation and Control | Industrial Switch | Pilot Lamps | HARMONY XB4 PILOT LIGHT Ø22 PLAIN LENS WITH LED 24V ORANGE | 2088697 | XB4BVB5 | SCHNEIDER ELECTRIC | 500 | https://pim-kvc.soneparsea.com:3443/PictureServer/default.aspx/schneider-XB4BVB5_Image1.jpg?A3889C9397807479A2A1C7A8BAA5959DB4AAC672AA796476A68789A49BA4919BB57682AFC29E | https://pim-kvc.soneparsea.com:3443/PictureServer/default.aspx/schneider-xb4-bvb5.pdf?81788B76AEAA939CBEAABDA9B7A95DACB27981A7C8996562C0A9BA | HARMONY XB4 COMPLETE PILOT LIGHT Ø22 PLAIN LENS WITH INTEGRAL LED 24V ORANGE | This Schneider Electric Harmony XB4 plain lens modular orange pilot light is supplied with 24Vac/dc, uses an integral LED and screw clamp terminals. It has a metal body. This pilot light, designed to last without maintenance for a bright indication of process and machine operations, is easily installed into standard 22 mm diameter cut-outs and connected with simple screw-clamp connections. It is clearly distinguishable visually at a distance thanks to a bright and long lasting LED illumination. It is impact resistant, dust proof, waterproof and vibration resistant thanks to its IP66 / IP67 / IP69 / IP69K, making it ideal for operation in harsh environments. | Rated operating voltage Ue | 24...24V
| 210 | Automation and Control | Industrial Switch | Pilot Lamps | HARMONY XB4 PILOT LIGHT Ø22 PLAIN LENS WITH LED 24V ORANGE | 2088697 | XB4BVB5 | SCHNEIDER ELECTRIC | 500 | https://pim-kvc.soneparsea.com:3443/PictureServer/default.aspx/schneider-XB4BVB5_Image1.jpg?A3889C9397807479A2A1C7A8BAA5959DB4AAC672AA796476A68789A49BA4919BB57682AFC29E | https://pim-kvc.soneparsea.com:3443/PictureServer/default.aspx/schneider-xb4-bvb5.pdf?81788B76AEAA939CBEAABDA9B7A95DACB27981A7C8996562C0A9BA | HARMONY XB4 COMPLETE PILOT LIGHT Ø22 PLAIN LENS WITH INTEGRAL LED 24V ORANGE | This Schneider Electric Harmony XB4 plain lens modular orange pilot light is supplied with 24Vac/dc, uses an integral LED and screw clamp terminals. It has a metal body. This pilot light, designed to last without maintenance for a bright indication of process and machine operations, is easily installed into standard 22 mm diameter cut-outs and connected with simple screw-clamp connections. It is clearly distinguishable visually at a distance thanks to a bright and long lasting LED illumination. It is impact resistant, dust proof, waterproof and vibration resistant thanks to its IP66 / IP67 / IP69 / IP69K, making it ideal for operation in harsh environments. | Voltage type | AC/DC
| 210 | Automation and Control | Industrial Switch | Pilot Lamps | HARMONY XB4 PILOT LIGHT Ø22 PLAIN LENS WITH LED 24V ORANGE | 2088697 | XB4BVB5 | SCHNEIDER ELECTRIC | 500 | https://pim-kvc.soneparsea.com:3443/PictureServer/default.aspx/schneider-XB4BVB5_Image1.jpg?A3889C9397807479A2A1C7A8BAA5959DB4AAC672AA796476A68789A49BA4919BB57682AFC29E | https://pim-kvc.soneparsea.com:3443/PictureServer/default.aspx/schneider-xb4-bvb5.pdf?81788B76AEAA939CBEAABDA9B7A95DACB27981A7C8996562C0A9BA | HARMONY XB4 COMPLETE PILOT LIGHT Ø22 PLAIN LENS WITH INTEGRAL LED 24V ORANGE | This Schneider Electric Harmony XB4 plain lens modular orange pilot light is supplied with 24Vac/dc, uses an integral LED and screw clamp terminals. It has a metal body. This pilot light, designed to last without maintenance for a bright indication of process and machine operations, is easily installed into standard 22 mm diameter cut-outs and connected with simple screw-clamp connections. It is clearly distinguishable visually at a distance thanks to a bright and long lasting LED illumination. It is impact resistant, dust proof, waterproof and vibration resistant thanks to its IP66 / IP67 / IP69 / IP69K, making it ideal for operation in harsh environments. | Type of electric connection | Screw connection
| 210 | Automation and Control | Industrial Switch | Pilot Lamps | HARMONY XB4 PILOT LIGHT Ø22 PLAIN LENS WITH LED 24V ORANGE | 2088697 | XB4BVB5 | SCHNEIDER ELECTRIC | 500 | https://pim-kvc.soneparsea.com:3443/PictureServer/default.aspx/schneider-XB4BVB5_Image1.jpg?A3889C9397807479A2A1C7A8BAA5959DB4AAC672AA796476A68789A49BA4919BB57682AFC29E | https://pim-kvc.soneparsea.com:3443/PictureServer/default.aspx/schneider-xb4-bvb5.pdf?81788B76AEAA939CBEAABDA9B7A95DACB27981A7C8996562C0A9BA | HARMONY XB4 COMPLETE PILOT LIGHT Ø22 PLAIN LENS WITH INTEGRAL LED 24V ORANGE | This Schneider Electric Harmony XB4 plain lens modular orange pilot light is supplied with 24Vac/dc, uses an integral LED and screw clamp terminals. It has a metal body. This pilot light, designed to last without maintenance for a bright indication of process and machine operations, is easily installed into standard 22 mm diameter cut-outs and connected with simple screw-clamp connections. It is clearly distinguishable visually at a distance thanks to a bright and long lasting LED illumination. It is impact resistant, dust proof, waterproof and vibration resistant thanks to its IP66 / IP67 / IP69 / IP69K, making it ideal for operation in harsh environments. | Construction type lens | Round
| 210 | Automation and Control | Industrial Switch | Pilot Lamps | HARMONY XB4 PILOT LIGHT Ø22 PLAIN LENS WITH LED 24V ORANGE | 2088697 | XB4BVB5 | SCHNEIDER ELECTRIC | 500 | https://pim-kvc.soneparsea.com:3443/PictureServer/default.aspx/schneider-XB4BVB5_Image1.jpg?A3889C9397807479A2A1C7A8BAA5959DB4AAC672AA796476A68789A49BA4919BB57682AFC29E | https://pim-kvc.soneparsea.com:3443/PictureServer/default.aspx/schneider-xb4-bvb5.pdf?81788B76AEAA939CBEAABDA9B7A95DACB27981A7C8996562C0A9BA | HARMONY XB4 COMPLETE PILOT LIGHT Ø22 PLAIN LENS WITH INTEGRAL LED 24V ORANGE | This Schneider Electric Harmony XB4 plain lens modular orange pilot light is supplied with 24Vac/dc, uses an integral LED and screw clamp terminals. It has a metal body. This pilot light, designed to last without maintenance for a bright indication of process and machine operations, is easily installed into standard 22 mm diameter cut-outs and connected with simple screw-clamp connections. It is clearly distinguishable visually at a distance thanks to a bright and long lasting LED illumination. It is impact resistant, dust proof, waterproof and vibration resistant thanks to its IP66 / IP67 / IP69 / IP69K, making it ideal for operation in harsh environments. | Type of lens | Flat
| 210 | Automation and Control | Industrial Switch | Pilot Lamps | HARMONY XB4 PILOT LIGHT Ø22 PLAIN LENS WITH LED 24V ORANGE | 2088697 | XB4BVB5 | SCHNEIDER ELECTRIC | 500 | https://pim-kvc.soneparsea.com:3443/PictureServer/default.aspx/schneider-XB4BVB5_Image1.jpg?A3889C9397807479A2A1C7A8BAA5959DB4AAC672AA796476A68789A49BA4919BB57682AFC29E | https://pim-kvc.soneparsea.com:3443/PictureServer/default.aspx/schneider-xb4-bvb5.pdf?81788B76AEAA939CBEAABDA9B7A95DACB27981A7C8996562C0A9BA | HARMONY XB4 COMPLETE PILOT LIGHT Ø22 PLAIN LENS WITH INTEGRAL LED 24V ORANGE | This Schneider Electric Harmony XB4 plain lens modular orange pilot light is supplied with 24Vac/dc, uses an integral LED and screw clamp terminals. It has a metal body. This pilot light, designed to last without maintenance for a bright indication of process and machine operations, is easily installed into standard 22 mm diameter cut-outs and connected with simple screw-clamp connections. It is clearly distinguishable visually at a distance thanks to a bright and long lasting LED illumination. It is impact resistant, dust proof, waterproof and vibration resistant thanks to its IP66 / IP67 / IP69 / IP69K, making it ideal for operation in harsh environments. | Hole diameter | 22.5mm
| 210 | Automation and Control | Industrial Switch | Pilot Lamps | HARMONY XB4 PILOT LIGHT Ø22 PLAIN LENS WITH LED 24V ORANGE | 2088697 | XB4BVB5 | SCHNEIDER ELECTRIC | 500 | https://pim-kvc.soneparsea.com:3443/PictureServer/default.aspx/schneider-XB4BVB5_Image1.jpg?A3889C9397807479A2A1C7A8BAA5959DB4AAC672AA796476A68789A49BA4919BB57682AFC29E | https://pim-kvc.soneparsea.com:3443/PictureServer/default.aspx/schneider-xb4-bvb5.pdf?81788B76AEAA939CBEAABDA9B7A95DACB27981A7C8996562C0A9BA | HARMONY XB4 COMPLETE PILOT LIGHT Ø22 PLAIN LENS WITH INTEGRAL LED 24V ORANGE | This Schneider Electric Harmony XB4 plain lens modular orange pilot light is supplied with 24Vac/dc, uses an integral LED and screw clamp terminals. It has a metal body. This pilot light, designed to last without maintenance for a bright indication of process and machine operations, is easily installed into standard 22 mm diameter cut-outs and connected with simple screw-clamp connections. It is clearly distinguishable visually at a distance thanks to a bright and long lasting LED illumination. It is impact resistant, dust proof, waterproof and vibration resistant thanks to its IP66 / IP67 / IP69 / IP69K, making it ideal for operation in harsh environments. | Width opening | 0mm
| 210 | Automation and Control | Industrial Switch | Pilot Lamps | HARMONY XB4 PILOT LIGHT Ø22 PLAIN LENS WITH LED 24V ORANGE | 2088697 | XB4BVB5 | SCHNEIDER ELECTRIC | 500 | https://pim-kvc.soneparsea.com:3443/PictureServer/default.aspx/schneider-XB4BVB5_Image1.jpg?A3889C9397807479A2A1C7A8BAA5959DB4AAC672AA796476A68789A49BA4919BB57682AFC29E | https://pim-kvc.soneparsea.com:3443/PictureServer/default.aspx/schneider-xb4-bvb5.pdf?81788B76AEAA939CBEAABDA9B7A95DACB27981A7C8996562C0A9BA | HARMONY XB4 COMPLETE PILOT LIGHT Ø22 PLAIN LENS WITH INTEGRAL LED 24V ORANGE | This Schneider Electric Harmony XB4 plain lens modular orange pilot light is supplied with 24Vac/dc, uses an integral LED and screw clamp terminals. It has a metal body. This pilot light, designed to last without maintenance for a bright indication of process and machine operations, is easily installed into standard 22 mm diameter cut-outs and connected with simple screw-clamp connections. It is clearly distinguishable visually at a distance thanks to a bright and long lasting LED illumination. It is impact resistant, dust proof, waterproof and vibration resistant thanks to its IP66 / IP67 / IP69 / IP69K, making it ideal for operation in harsh environments. | Height opening | 0mm
| 210 | Automation and Control | Industrial Switch | Pilot Lamps | HARMONY XB4 PILOT LIGHT Ø22 PLAIN LENS WITH LED 24V ORANGE | 2088697 | XB4BVB5 | SCHNEIDER ELECTRIC | 500 | https://pim-kvc.soneparsea.com:3443/PictureServer/default.aspx/schneider-XB4BVB5_Image1.jpg?A3889C9397807479A2A1C7A8BAA5959DB4AAC672AA796476A68789A49BA4919BB57682AFC29E | https://pim-kvc.soneparsea.com:3443/PictureServer/default.aspx/schneider-xb4-bvb5.pdf?81788B76AEAA939CBEAABDA9B7A95DACB27981A7C8996562C0A9BA | HARMONY XB4 COMPLETE PILOT LIGHT Ø22 PLAIN LENS WITH INTEGRAL LED 24V ORANGE | This Schneider Electric Harmony XB4 plain lens modular orange pilot light is supplied with 24Vac/dc, uses an integral LED and screw clamp terminals. It has a metal body. This pilot light, designed to last without maintenance for a bright indication of process and machine operations, is easily installed into standard 22 mm diameter cut-outs and connected with simple screw-clamp connections. It is clearly distinguishable visually at a distance thanks to a bright and long lasting LED illumination. It is impact resistant, dust proof, waterproof and vibration resistant thanks to its IP66 / IP67 / IP69 / IP69K, making it ideal for operation in harsh environments. | With front ring | yes
| 210 | Automation and Control | Industrial Switch | Pilot Lamps | HARMONY XB4 PILOT LIGHT Ø22 PLAIN LENS WITH LED 24V ORANGE | 2088697 | XB4BVB5 | SCHNEIDER ELECTRIC | 500 | https://pim-kvc.soneparsea.com:3443/PictureServer/default.aspx/schneider-XB4BVB5_Image1.jpg?A3889C9397807479A2A1C7A8BAA5959DB4AAC672AA796476A68789A49BA4919BB57682AFC29E | https://pim-kvc.soneparsea.com:3443/PictureServer/default.aspx/schneider-xb4-bvb5.pdf?81788B76AEAA939CBEAABDA9B7A95DACB27981A7C8996562C0A9BA | HARMONY XB4 COMPLETE PILOT LIGHT Ø22 PLAIN LENS WITH INTEGRAL LED 24V ORANGE | This Schneider Electric Harmony XB4 plain lens modular orange pilot light is supplied with 24Vac/dc, uses an integral LED and screw clamp terminals. It has a metal body. This pilot light, designed to last without maintenance for a bright indication of process and machine operations, is easily installed into standard 22 mm diameter cut-outs and connected with simple screw-clamp connections. It is clearly distinguishable visually at a distance thanks to a bright and long lasting LED illumination. It is impact resistant, dust proof, waterproof and vibration resistant thanks to its IP66 / IP67 / IP69 / IP69K, making it ideal for operation in harsh environments. | Material front ring | Metal
| 210 | Automation and Control | Industrial Switch | Pilot Lamps | HARMONY XB4 PILOT LIGHT Ø22 PLAIN LENS WITH LED 24V ORANGE | 2088697 | XB4BVB5 | SCHNEIDER ELECTRIC | 500 | https://pim-kvc.soneparsea.com:3443/PictureServer/default.aspx/schneider-XB4BVB5_Image1.jpg?A3889C9397807479A2A1C7A8BAA5959DB4AAC672AA796476A68789A49BA4919BB57682AFC29E | https://pim-kvc.soneparsea.com:3443/PictureServer/default.aspx/schneider-xb4-bvb5.pdf?81788B76AEAA939CBEAABDA9B7A95DACB27981A7C8996562C0A9BA | HARMONY XB4 COMPLETE PILOT LIGHT Ø22 PLAIN LENS WITH INTEGRAL LED 24V ORANGE | This Schneider Electric Harmony XB4 plain lens modular orange pilot light is supplied with 24Vac/dc, uses an integral LED and screw clamp terminals. It has a metal body. This pilot light, designed to last without maintenance for a bright indication of process and machine operations, is easily installed into standard 22 mm diameter cut-outs and connected with simple screw-clamp connections. It is clearly distinguishable visually at a distance thanks to a bright and long lasting LED illumination. It is impact resistant, dust proof, waterproof and vibration resistant thanks to its IP66 / IP67 / IP69 / IP69K, making it ideal for operation in harsh environments. | Colour front ring | Chrome
| 210 | Automation and Control | Industrial Switch | Pilot Lamps | HARMONY XB4 PILOT LIGHT Ø22 PLAIN LENS WITH LED 24V ORANGE | 2088697 | XB4BVB5 | SCHNEIDER ELECTRIC | 500 | https://pim-kvc.soneparsea.com:3443/PictureServer/default.aspx/schneider-XB4BVB5_Image1.jpg?A3889C9397807479A2A1C7A8BAA5959DB4AAC672AA796476A68789A49BA4919BB57682AFC29E | https://pim-kvc.soneparsea.com:3443/PictureServer/default.aspx/schneider-xb4-bvb5.pdf?81788B76AEAA939CBEAABDA9B7A95DACB27981A7C8996562C0A9BA | HARMONY XB4 COMPLETE PILOT LIGHT Ø22 PLAIN LENS WITH INTEGRAL LED 24V ORANGE | This Schneider Electric Harmony XB4 plain lens modular orange pilot light is supplied with 24Vac/dc, uses an integral LED and screw clamp terminals. It has a metal body. This pilot light, designed to last without maintenance for a bright indication of process and machine operations, is easily installed into standard 22 mm diameter cut-outs and connected with simple screw-clamp connections. It is clearly distinguishable visually at a distance thanks to a bright and long lasting LED illumination. It is impact resistant, dust proof, waterproof and vibration resistant thanks to its IP66 / IP67 / IP69 / IP69K, making it ideal for operation in harsh environments. | Degree of protection (IP) | IP66
| 210 | Automation and Control | Industrial Switch | Pilot Lamps | HARMONY XB4 PILOT LIGHT Ø22 PLAIN LENS WITH LED 24V ORANGE | 2088697 | XB4BVB5 | SCHNEIDER ELECTRIC | 500 | https://pim-kvc.soneparsea.com:3443/PictureServer/default.aspx/schneider-XB4BVB5_Image1.jpg?A3889C9397807479A2A1C7A8BAA5959DB4AAC672AA796476A68789A49BA4919BB57682AFC29E | https://pim-kvc.soneparsea.com:3443/PictureServer/default.aspx/schneider-xb4-bvb5.pdf?81788B76AEAA939CBEAABDA9B7A95DACB27981A7C8996562C0A9BA | HARMONY XB4 COMPLETE PILOT LIGHT Ø22 PLAIN LENS WITH INTEGRAL LED 24V ORANGE | This Schneider Electric Harmony XB4 plain lens modular orange pilot light is supplied with 24Vac/dc, uses an integral LED and screw clamp terminals. It has a metal body. This pilot light, designed to last without maintenance for a bright indication of process and machine operations, is easily installed into standard 22 mm diameter cut-outs and connected with simple screw-clamp connections. It is clearly distinguishable visually at a distance thanks to a bright and long lasting LED illumination. It is impact resistant, dust proof, waterproof and vibration resistant thanks to its IP66 / IP67 / IP69 / IP69K, making it ideal for operation in harsh environments. | Degree of protection (NEMA) | 13
| 211 | Automation and Control | Industrial Switch | Pilot Lamps | HARMONY XB4 COMPLETE PILOT LIGHT Ø22 PLAIN LENS 24V BLUE | 2088698 | XB4BVB6 | SCHNEIDER ELECTRIC | 500 | https://pim-kvc.soneparsea.com:3443/PictureServer/default.aspx/schneider-XB4BVB6_Image1.jpg?A3889C9397807479A2A1C7A8BAA5959DB4AAC672AA796476A6878AA49BA4919BB57682AFC29E | https://pim-kvc.soneparsea.com:3443/PictureServer/default.aspx/schneider-xb4-bvb6.pdf?81788B76AEAA939CBEAABDA9B7A95DACB27981A7C8996662C0A9BA | HARMONY XB4 COMPLETE PILOT LIGHT Ø22 PLAIN LENS WITH INTEGRAL LED 24V BLUE | This Schneider Electric Harmony XB4 plain lens modular blue pilot light is supplied with 24Vac/dc, uses an integral LED and screw clamp terminals. It has a metal body. This pilot light, designed to last without maintenance for a bright indication of process and machine operations, is easily installed into standard 22 mm diameter cut-outs and connected with simple screw-clamp connections. It is clearly distinguishable visually at a distance thanks to a bright and long lasting LED illumination. It is impact resistant, dust proof, waterproof and vibration resistant thanks to its IP66 / IP67 / IP69 / IP69K, making it ideal for operation in harsh environments. | Number of indicator lights | 1
| 211 | Automation and Control | Industrial Switch | Pilot Lamps | HARMONY XB4 COMPLETE PILOT LIGHT Ø22 PLAIN LENS 24V BLUE | 2088698 | XB4BVB6 | SCHNEIDER ELECTRIC | 500 | https://pim-kvc.soneparsea.com:3443/PictureServer/default.aspx/schneider-XB4BVB6_Image1.jpg?A3889C9397807479A2A1C7A8BAA5959DB4AAC672AA796476A6878AA49BA4919BB57682AFC29E | https://pim-kvc.soneparsea.com:3443/PictureServer/default.aspx/schneider-xb4-bvb6.pdf?81788B76AEAA939CBEAABDA9B7A95DACB27981A7C8996662C0A9BA | HARMONY XB4 COMPLETE PILOT LIGHT Ø22 PLAIN LENS WITH INTEGRAL LED 24V BLUE | This Schneider Electric Harmony XB4 plain lens modular blue pilot light is supplied with 24Vac/dc, uses an integral LED and screw clamp terminals. It has a metal body. This pilot light, designed to last without maintenance for a bright indication of process and machine operations, is easily installed into standard 22 mm diameter cut-outs and connected with simple screw-clamp connections. It is clearly distinguishable visually at a distance thanks to a bright and long lasting LED illumination. It is impact resistant, dust proof, waterproof and vibration resistant thanks to its IP66 / IP67 / IP69 / IP69K, making it ideal for operation in harsh environments. | Colour lens | Blue
| 211 | Automation and Control | Industrial Switch | Pilot Lamps | HARMONY XB4 COMPLETE PILOT LIGHT Ø22 PLAIN LENS 24V BLUE | 2088698 | XB4BVB6 | SCHNEIDER ELECTRIC | 500 | https://pim-kvc.soneparsea.com:3443/PictureServer/default.aspx/schneider-XB4BVB6_Image1.jpg?A3889C9397807479A2A1C7A8BAA5959DB4AAC672AA796476A6878AA49BA4919BB57682AFC29E | https://pim-kvc.soneparsea.com:3443/PictureServer/default.aspx/schneider-xb4-bvb6.pdf?81788B76AEAA939CBEAABDA9B7A95DACB27981A7C8996662C0A9BA | HARMONY XB4 COMPLETE PILOT LIGHT Ø22 PLAIN LENS WITH INTEGRAL LED 24V BLUE | This Schneider Electric Harmony XB4 plain lens modular blue pilot light is supplied with 24Vac/dc, uses an integral LED and screw clamp terminals. It has a metal body. This pilot light, designed to last without maintenance for a bright indication of process and machine operations, is easily installed into standard 22 mm diameter cut-outs and connected with simple screw-clamp connections. It is clearly distinguishable visually at a distance thanks to a bright and long lasting LED illumination. It is impact resistant, dust proof, waterproof and vibration resistant thanks to its IP66 / IP67 / IP69 / IP69K, making it ideal for operation in harsh environments. | Type of lamp socket | LED
| 211 | Automation and Control | Industrial Switch | Pilot Lamps | HARMONY XB4 COMPLETE PILOT LIGHT Ø22 PLAIN LENS 24V BLUE | 2088698 | XB4BVB6 | SCHNEIDER ELECTRIC | 500 | https://pim-kvc.soneparsea.com:3443/PictureServer/default.aspx/schneider-XB4BVB6_Image1.jpg?A3889C9397807479A2A1C7A8BAA5959DB4AAC672AA796476A6878AA49BA4919BB57682AFC29E | https://pim-kvc.soneparsea.com:3443/PictureServer/default.aspx/schneider-xb4-bvb6.pdf?81788B76AEAA939CBEAABDA9B7A95DACB27981A7C8996662C0A9BA | HARMONY XB4 COMPLETE PILOT LIGHT Ø22 PLAIN LENS WITH INTEGRAL LED 24V BLUE | This Schneider Electric Harmony XB4 plain lens modular blue pilot light is supplied with 24Vac/dc, uses an integral LED and screw clamp terminals. It has a metal body. This pilot light, designed to last without maintenance for a bright indication of process and machine operations, is easily installed into standard 22 mm diameter cut-outs and connected with simple screw-clamp connections. It is clearly distinguishable visually at a distance thanks to a bright and long lasting LED illumination. It is impact resistant, dust proof, waterproof and vibration resistant thanks to its IP66 / IP67 / IP69 / IP69K, making it ideal for operation in harsh environments. | With light source | yes
| 211 | Automation and Control | Industrial Switch | Pilot Lamps | HARMONY XB4 COMPLETE PILOT LIGHT Ø22 PLAIN LENS 24V BLUE | 2088698 | XB4BVB6 | SCHNEIDER ELECTRIC | 500 | https://pim-kvc.soneparsea.com:3443/PictureServer/default.aspx/schneider-XB4BVB6_Image1.jpg?A3889C9397807479A2A1C7A8BAA5959DB4AAC672AA796476A6878AA49BA4919BB57682AFC29E | https://pim-kvc.soneparsea.com:3443/PictureServer/default.aspx/schneider-xb4-bvb6.pdf?81788B76AEAA939CBEAABDA9B7A95DACB27981A7C8996662C0A9BA | HARMONY XB4 COMPLETE PILOT LIGHT Ø22 PLAIN LENS WITH INTEGRAL LED 24V BLUE | This Schneider Electric Harmony XB4 plain lens modular blue pilot light is supplied with 24Vac/dc, uses an integral LED and screw clamp terminals. It has a metal body. This pilot light, designed to last without maintenance for a bright indication of process and machine operations, is easily installed into standard 22 mm diameter cut-outs and connected with simple screw-clamp connections. It is clearly distinguishable visually at a distance thanks to a bright and long lasting LED illumination. It is impact resistant, dust proof, waterproof and vibration resistant thanks to its IP66 / IP67 / IP69 / IP69K, making it ideal for operation in harsh environments. | Rated operating voltage Ue | 24...24V
| 211 | Automation and Control | Industrial Switch | Pilot Lamps | HARMONY XB4 COMPLETE PILOT LIGHT Ø22 PLAIN LENS 24V BLUE | 2088698 | XB4BVB6 | SCHNEIDER ELECTRIC | 500 | https://pim-kvc.soneparsea.com:3443/PictureServer/default.aspx/schneider-XB4BVB6_Image1.jpg?A3889C9397807479A2A1C7A8BAA5959DB4AAC672AA796476A6878AA49BA4919BB57682AFC29E | https://pim-kvc.soneparsea.com:3443/PictureServer/default.aspx/schneider-xb4-bvb6.pdf?81788B76AEAA939CBEAABDA9B7A95DACB27981A7C8996662C0A9BA | HARMONY XB4 COMPLETE PILOT LIGHT Ø22 PLAIN LENS WITH INTEGRAL LED 24V BLUE | This Schneider Electric Harmony XB4 plain lens modular blue pilot light is supplied with 24Vac/dc, uses an integral LED and screw clamp terminals. It has a metal body. This pilot light, designed to last without maintenance for a bright indication of process and machine operations, is easily installed into standard 22 mm diameter cut-outs and connected with simple screw-clamp connections. It is clearly distinguishable visually at a distance thanks to a bright and long lasting LED illumination. It is impact resistant, dust proof, waterproof and vibration resistant thanks to its IP66 / IP67 / IP69 / IP69K, making it ideal for operation in harsh environments. | Voltage type | AC/DC
| 211 | Automation and Control | Industrial Switch | Pilot Lamps | HARMONY XB4 COMPLETE PILOT LIGHT Ø22 PLAIN LENS 24V BLUE | 2088698 | XB4BVB6 | SCHNEIDER ELECTRIC | 500 | https://pim-kvc.soneparsea.com:3443/PictureServer/default.aspx/schneider-XB4BVB6_Image1.jpg?A3889C9397807479A2A1C7A8BAA5959DB4AAC672AA796476A6878AA49BA4919BB57682AFC29E | https://pim-kvc.soneparsea.com:3443/PictureServer/default.aspx/schneider-xb4-bvb6.pdf?81788B76AEAA939CBEAABDA9B7A95DACB27981A7C8996662C0A9BA | HARMONY XB4 COMPLETE PILOT LIGHT Ø22 PLAIN LENS WITH INTEGRAL LED 24V BLUE | This Schneider Electric Harmony XB4 plain lens modular blue pilot light is supplied with 24Vac/dc, uses an integral LED and screw clamp terminals. It has a metal body. This pilot light, designed to last without maintenance for a bright indication of process and machine operations, is easily installed into standard 22 mm diameter cut-outs and connected with simple screw-clamp connections. It is clearly distinguishable visually at a distance thanks to a bright and long lasting LED illumination. It is impact resistant, dust proof, waterproof and vibration resistant thanks to its IP66 / IP67 / IP69 / IP69K, making it ideal for operation in harsh environments. | Type of electric connection | Screw connection
| 211 | Automation and Control | Industrial Switch | Pilot Lamps | HARMONY XB4 COMPLETE PILOT LIGHT Ø22 PLAIN LENS 24V BLUE | 2088698 | XB4BVB6 | SCHNEIDER ELECTRIC | 500 | https://pim-kvc.soneparsea.com:3443/PictureServer/default.aspx/schneider-XB4BVB6_Image1.jpg?A3889C9397807479A2A1C7A8BAA5959DB4AAC672AA796476A6878AA49BA4919BB57682AFC29E | https://pim-kvc.soneparsea.com:3443/PictureServer/default.aspx/schneider-xb4-bvb6.pdf?81788B76AEAA939CBEAABDA9B7A95DACB27981A7C8996662C0A9BA | HARMONY XB4 COMPLETE PILOT LIGHT Ø22 PLAIN LENS WITH INTEGRAL LED 24V BLUE | This Schneider Electric Harmony XB4 plain lens modular blue pilot light is supplied with 24Vac/dc, uses an integral LED and screw clamp terminals. It has a metal body. This pilot light, designed to last without maintenance for a bright indication of process and machine operations, is easily installed into standard 22 mm diameter cut-outs and connected with simple screw-clamp connections. It is clearly distinguishable visually at a distance thanks to a bright and long lasting LED illumination. It is impact resistant, dust proof, waterproof and vibration resistant thanks to its IP66 / IP67 / IP69 / IP69K, making it ideal for operation in harsh environments. | Construction type lens | Round
| 211 | Automation and Control | Industrial Switch | Pilot Lamps | HARMONY XB4 COMPLETE PILOT LIGHT Ø22 PLAIN LENS 24V BLUE | 2088698 | XB4BVB6 | SCHNEIDER ELECTRIC | 500 | https://pim-kvc.soneparsea.com:3443/PictureServer/default.aspx/schneider-XB4BVB6_Image1.jpg?A3889C9397807479A2A1C7A8BAA5959DB4AAC672AA796476A6878AA49BA4919BB57682AFC29E | https://pim-kvc.soneparsea.com:3443/PictureServer/default.aspx/schneider-xb4-bvb6.pdf?81788B76AEAA939CBEAABDA9B7A95DACB27981A7C8996662C0A9BA | HARMONY XB4 COMPLETE PILOT LIGHT Ø22 PLAIN LENS WITH INTEGRAL LED 24V BLUE | This Schneider Electric Harmony XB4 plain lens modular blue pilot light is supplied with 24Vac/dc, uses an integral LED and screw clamp terminals. It has a metal body. This pilot light, designed to last without maintenance for a bright indication of process and machine operations, is easily installed into standard 22 mm diameter cut-outs and connected with simple screw-clamp connections. It is clearly distinguishable visually at a distance thanks to a bright and long lasting LED illumination. It is impact resistant, dust proof, waterproof and vibration resistant thanks to its IP66 / IP67 / IP69 / IP69K, making it ideal for operation in harsh environments. | Type of lens | Flat
| 211 | Automation and Control | Industrial Switch | Pilot Lamps | HARMONY XB4 COMPLETE PILOT LIGHT Ø22 PLAIN LENS 24V BLUE | 2088698 | XB4BVB6 | SCHNEIDER ELECTRIC | 500 | https://pim-kvc.soneparsea.com:3443/PictureServer/default.aspx/schneider-XB4BVB6_Image1.jpg?A3889C9397807479A2A1C7A8BAA5959DB4AAC672AA796476A6878AA49BA4919BB57682AFC29E | https://pim-kvc.soneparsea.com:3443/PictureServer/default.aspx/schneider-xb4-bvb6.pdf?81788B76AEAA939CBEAABDA9B7A95DACB27981A7C8996662C0A9BA | HARMONY XB4 COMPLETE PILOT LIGHT Ø22 PLAIN LENS WITH INTEGRAL LED 24V BLUE | This Schneider Electric Harmony XB4 plain lens modular blue pilot light is supplied with 24Vac/dc, uses an integral LED and screw clamp terminals. It has a metal body. This pilot light, designed to last without maintenance for a bright indication of process and machine operations, is easily installed into standard 22 mm diameter cut-outs and connected with simple screw-clamp connections. It is clearly distinguishable visually at a distance thanks to a bright and long lasting LED illumination. It is impact resistant, dust proof, waterproof and vibration resistant thanks to its IP66 / IP67 / IP69 / IP69K, making it ideal for operation in harsh environments. | Hole diameter | 22.5mm
| 211 | Automation and Control | Industrial Switch | Pilot Lamps | HARMONY XB4 COMPLETE PILOT LIGHT Ø22 PLAIN LENS 24V BLUE | 2088698 | XB4BVB6 | SCHNEIDER ELECTRIC | 500 | https://pim-kvc.soneparsea.com:3443/PictureServer/default.aspx/schneider-XB4BVB6_Image1.jpg?A3889C9397807479A2A1C7A8BAA5959DB4AAC672AA796476A6878AA49BA4919BB57682AFC29E | https://pim-kvc.soneparsea.com:3443/PictureServer/default.aspx/schneider-xb4-bvb6.pdf?81788B76AEAA939CBEAABDA9B7A95DACB27981A7C8996662C0A9BA | HARMONY XB4 COMPLETE PILOT LIGHT Ø22 PLAIN LENS WITH INTEGRAL LED 24V BLUE | This Schneider Electric Harmony XB4 plain lens modular blue pilot light is supplied with 24Vac/dc, uses an integral LED and screw clamp terminals. It has a metal body. This pilot light, designed to last without maintenance for a bright indication of process and machine operations, is easily installed into standard 22 mm diameter cut-outs and connected with simple screw-clamp connections. It is clearly distinguishable visually at a distance thanks to a bright and long lasting LED illumination. It is impact resistant, dust proof, waterproof and vibration resistant thanks to its IP66 / IP67 / IP69 / IP69K, making it ideal for operation in harsh environments. | Width opening | 0mm
| 211 | Automation and Control | Industrial Switch | Pilot Lamps | HARMONY XB4 COMPLETE PILOT LIGHT Ø22 PLAIN LENS 24V BLUE | 2088698 | XB4BVB6 | SCHNEIDER ELECTRIC | 500 | https://pim-kvc.soneparsea.com:3443/PictureServer/default.aspx/schneider-XB4BVB6_Image1.jpg?A3889C9397807479A2A1C7A8BAA5959DB4AAC672AA796476A6878AA49BA4919BB57682AFC29E | https://pim-kvc.soneparsea.com:3443/PictureServer/default.aspx/schneider-xb4-bvb6.pdf?81788B76AEAA939CBEAABDA9B7A95DACB27981A7C8996662C0A9BA | HARMONY XB4 COMPLETE PILOT LIGHT Ø22 PLAIN LENS WITH INTEGRAL LED 24V BLUE | This Schneider Electric Harmony XB4 plain lens modular blue pilot light is supplied with 24Vac/dc, uses an integral LED and screw clamp terminals. It has a metal body. This pilot light, designed to last without maintenance for a bright indication of process and machine operations, is easily installed into standard 22 mm diameter cut-outs and connected with simple screw-clamp connections. It is clearly distinguishable visually at a distance thanks to a bright and long lasting LED illumination. It is impact resistant, dust proof, waterproof and vibration resistant thanks to its IP66 / IP67 / IP69 / IP69K, making it ideal for operation in harsh environments. | Height opening | 0mm
| 211 | Automation and Control | Industrial Switch | Pilot Lamps | HARMONY XB4 COMPLETE PILOT LIGHT Ø22 PLAIN LENS 24V BLUE | 2088698 | XB4BVB6 | SCHNEIDER ELECTRIC | 500 | https://pim-kvc.soneparsea.com:3443/PictureServer/default.aspx/schneider-XB4BVB6_Image1.jpg?A3889C9397807479A2A1C7A8BAA5959DB4AAC672AA796476A6878AA49BA4919BB57682AFC29E | https://pim-kvc.soneparsea.com:3443/PictureServer/default.aspx/schneider-xb4-bvb6.pdf?81788B76AEAA939CBEAABDA9B7A95DACB27981A7C8996662C0A9BA | HARMONY XB4 COMPLETE PILOT LIGHT Ø22 PLAIN LENS WITH INTEGRAL LED 24V BLUE | This Schneider Electric Harmony XB4 plain lens modular blue pilot light is supplied with 24Vac/dc, uses an integral LED and screw clamp terminals. It has a metal body. This pilot light, designed to last without maintenance for a bright indication of process and machine operations, is easily installed into standard 22 mm diameter cut-outs and connected with simple screw-clamp connections. It is clearly distinguishable visually at a distance thanks to a bright and long lasting LED illumination. It is impact resistant, dust proof, waterproof and vibration resistant thanks to its IP66 / IP67 / IP69 / IP69K, making it ideal for operation in harsh environments. | With front ring | yes
| 211 | Automation and Control | Industrial Switch | Pilot Lamps | HARMONY XB4 COMPLETE PILOT LIGHT Ø22 PLAIN LENS 24V BLUE | 2088698 | XB4BVB6 | SCHNEIDER ELECTRIC | 500 | https://pim-kvc.soneparsea.com:3443/PictureServer/default.aspx/schneider-XB4BVB6_Image1.jpg?A3889C9397807479A2A1C7A8BAA5959DB4AAC672AA796476A6878AA49BA4919BB57682AFC29E | https://pim-kvc.soneparsea.com:3443/PictureServer/default.aspx/schneider-xb4-bvb6.pdf?81788B76AEAA939CBEAABDA9B7A95DACB27981A7C8996662C0A9BA | HARMONY XB4 COMPLETE PILOT LIGHT Ø22 PLAIN LENS WITH INTEGRAL LED 24V BLUE | This Schneider Electric Harmony XB4 plain lens modular blue pilot light is supplied with 24Vac/dc, uses an integral LED and screw clamp terminals. It has a metal body. This pilot light, designed to last without maintenance for a bright indication of process and machine operations, is easily installed into standard 22 mm diameter cut-outs and connected with simple screw-clamp connections. It is clearly distinguishable visually at a distance thanks to a bright and long lasting LED illumination. It is impact resistant, dust proof, waterproof and vibration resistant thanks to its IP66 / IP67 / IP69 / IP69K, making it ideal for operation in harsh environments. | Material front ring | Metal
| 211 | Automation and Control | Industrial Switch | Pilot Lamps | HARMONY XB4 COMPLETE PILOT LIGHT Ø22 PLAIN LENS 24V BLUE | 2088698 | XB4BVB6 | SCHNEIDER ELECTRIC | 500 | https://pim-kvc.soneparsea.com:3443/PictureServer/default.aspx/schneider-XB4BVB6_Image1.jpg?A3889C9397807479A2A1C7A8BAA5959DB4AAC672AA796476A6878AA49BA4919BB57682AFC29E | https://pim-kvc.soneparsea.com:3443/PictureServer/default.aspx/schneider-xb4-bvb6.pdf?81788B76AEAA939CBEAABDA9B7A95DACB27981A7C8996662C0A9BA | HARMONY XB4 COMPLETE PILOT LIGHT Ø22 PLAIN LENS WITH INTEGRAL LED 24V BLUE | This Schneider Electric Harmony XB4 plain lens modular blue pilot light is supplied with 24Vac/dc, uses an integral LED and screw clamp terminals. It has a metal body. This pilot light, designed to last without maintenance for a bright indication of process and machine operations, is easily installed into standard 22 mm diameter cut-outs and connected with simple screw-clamp connections. It is clearly distinguishable visually at a distance thanks to a bright and long lasting LED illumination. It is impact resistant, dust proof, waterproof and vibration resistant thanks to its IP66 / IP67 / IP69 / IP69K, making it ideal for operation in harsh environments. | Colour front ring | Chrome
| 211 | Automation and Control | Industrial Switch | Pilot Lamps | HARMONY XB4 COMPLETE PILOT LIGHT Ø22 PLAIN LENS 24V BLUE | 2088698 | XB4BVB6 | SCHNEIDER ELECTRIC | 500 | https://pim-kvc.soneparsea.com:3443/PictureServer/default.aspx/schneider-XB4BVB6_Image1.jpg?A3889C9397807479A2A1C7A8BAA5959DB4AAC672AA796476A6878AA49BA4919BB57682AFC29E | https://pim-kvc.soneparsea.com:3443/PictureServer/default.aspx/schneider-xb4-bvb6.pdf?81788B76AEAA939CBEAABDA9B7A95DACB27981A7C8996662C0A9BA | HARMONY XB4 COMPLETE PILOT LIGHT Ø22 PLAIN LENS WITH INTEGRAL LED 24V BLUE | This Schneider Electric Harmony XB4 plain lens modular blue pilot light is supplied with 24Vac/dc, uses an integral LED and screw clamp terminals. It has a metal body. This pilot light, designed to last without maintenance for a bright indication of process and machine operations, is easily installed into standard 22 mm diameter cut-outs and connected with simple screw-clamp connections. It is clearly distinguishable visually at a distance thanks to a bright and long lasting LED illumination. It is impact resistant, dust proof, waterproof and vibration resistant thanks to its IP66 / IP67 / IP69 / IP69K, making it ideal for operation in harsh environments. | Degree of protection (IP) | IP66
| 211 | Automation and Control | Industrial Switch | Pilot Lamps | HARMONY XB4 COMPLETE PILOT LIGHT Ø22 PLAIN LENS 24V BLUE | 2088698 | XB4BVB6 | SCHNEIDER ELECTRIC | 500 | https://pim-kvc.soneparsea.com:3443/PictureServer/default.aspx/schneider-XB4BVB6_Image1.jpg?A3889C9397807479A2A1C7A8BAA5959DB4AAC672AA796476A6878AA49BA4919BB57682AFC29E | https://pim-kvc.soneparsea.com:3443/PictureServer/default.aspx/schneider-xb4-bvb6.pdf?81788B76AEAA939CBEAABDA9B7A95DACB27981A7C8996662C0A9BA | HARMONY XB4 COMPLETE PILOT LIGHT Ø22 PLAIN LENS WITH INTEGRAL LED 24V BLUE | This Schneider Electric Harmony XB4 plain lens modular blue pilot light is supplied with 24Vac/dc, uses an integral LED and screw clamp terminals. It has a metal body. This pilot light, designed to last without maintenance for a bright indication of process and machine operations, is easily installed into standard 22 mm diameter cut-outs and connected with simple screw-clamp connections. It is clearly distinguishable visually at a distance thanks to a bright and long lasting LED illumination. It is impact resistant, dust proof, waterproof and vibration resistant thanks to its IP66 / IP67 / IP69 / IP69K, making it ideal for operation in harsh environments. | Degree of protection (NEMA) | Other
| 212 | Automation and Control | Industrial Switch | Pilot Lamps | HARMONY XB4 PILOT LIGHT Ø22 PLAIN LENSN110-120V GREEN | 2088699 | XB4BVG3 | SCHNEIDER ELECTRIC | 600 | https://pim-kvc.soneparsea.com:3443/PictureServer/default.aspx/schneider-XB4BVG3_Image1.jpg?A3889C9397807479A2A1C7A8BAA5959DB4AAC672AA796476A68C87A49BA4919BB57682AFC29E | https://pim-kvc.soneparsea.com:3443/PictureServer/default.aspx/schneider-xb4-bvg3.pdf?81788B76AEAA939CBEAABDA9B7A95DACB27981A7C89E6362C0A9BA | HARMONY XB4 COMPLETE PILOT LIGHT Ø22 PLAIN LENS WITH INTEGRAL LED 110-120V GREEN | This Schneider Electric Harmony XB4 plain lens modular green pilot light is supplied with 110 to 120Vac, uses an integral LED and screw clamp terminals. It has a metal body. This pilot light, designed to last without maintenance for a bright indication of process and machine operations, is easily installed into standard 22 mm diameter cut-outs and connected with simple screw-clamp connections. It is clearly distinguishable visually at a distance thanks to a bright and long lasting LED illumination. It is impact resistant, dust proof, waterproof and vibration resistant thanks to its IP66 / IP67 / IP69 / IP69K, making it ideal for operation in harsh environments. | Number of indicator lights | 1
| 212 | Automation and Control | Industrial Switch | Pilot Lamps | HARMONY XB4 PILOT LIGHT Ø22 PLAIN LENSN110-120V GREEN | 2088699 | XB4BVG3 | SCHNEIDER ELECTRIC | 600 | https://pim-kvc.soneparsea.com:3443/PictureServer/default.aspx/schneider-XB4BVG3_Image1.jpg?A3889C9397807479A2A1C7A8BAA5959DB4AAC672AA796476A68C87A49BA4919BB57682AFC29E | https://pim-kvc.soneparsea.com:3443/PictureServer/default.aspx/schneider-xb4-bvg3.pdf?81788B76AEAA939CBEAABDA9B7A95DACB27981A7C89E6362C0A9BA | HARMONY XB4 COMPLETE PILOT LIGHT Ø22 PLAIN LENS WITH INTEGRAL LED 110-120V GREEN | This Schneider Electric Harmony XB4 plain lens modular green pilot light is supplied with 110 to 120Vac, uses an integral LED and screw clamp terminals. It has a metal body. This pilot light, designed to last without maintenance for a bright indication of process and machine operations, is easily installed into standard 22 mm diameter cut-outs and connected with simple screw-clamp connections. It is clearly distinguishable visually at a distance thanks to a bright and long lasting LED illumination. It is impact resistant, dust proof, waterproof and vibration resistant thanks to its IP66 / IP67 / IP69 / IP69K, making it ideal for operation in harsh environments. | Colour lens | Green
| 212 | Automation and Control | Industrial Switch | Pilot Lamps | HARMONY XB4 PILOT LIGHT Ø22 PLAIN LENSN110-120V GREEN | 2088699 | XB4BVG3 | SCHNEIDER ELECTRIC | 600 | https://pim-kvc.soneparsea.com:3443/PictureServer/default.aspx/schneider-XB4BVG3_Image1.jpg?A3889C9397807479A2A1C7A8BAA5959DB4AAC672AA796476A68C87A49BA4919BB57682AFC29E | https://pim-kvc.soneparsea.com:3443/PictureServer/default.aspx/schneider-xb4-bvg3.pdf?81788B76AEAA939CBEAABDA9B7A95DACB27981A7C89E6362C0A9BA | HARMONY XB4 COMPLETE PILOT LIGHT Ø22 PLAIN LENS WITH INTEGRAL LED 110-120V GREEN | This Schneider Electric Harmony XB4 plain lens modular green pilot light is supplied with 110 to 120Vac, uses an integral LED and screw clamp terminals. It has a metal body. This pilot light, designed to last without maintenance for a bright indication of process and machine operations, is easily installed into standard 22 mm diameter cut-outs and connected with simple screw-clamp connections. It is clearly distinguishable visually at a distance thanks to a bright and long lasting LED illumination. It is impact resistant, dust proof, waterproof and vibration resistant thanks to its IP66 / IP67 / IP69 / IP69K, making it ideal for operation in harsh environments. | Type of lamp socket | LED
| 212 | Automation and Control | Industrial Switch | Pilot Lamps | HARMONY XB4 PILOT LIGHT Ø22 PLAIN LENSN110-120V GREEN | 2088699 | XB4BVG3 | SCHNEIDER ELECTRIC | 600 | https://pim-kvc.soneparsea.com:3443/PictureServer/default.aspx/schneider-XB4BVG3_Image1.jpg?A3889C9397807479A2A1C7A8BAA5959DB4AAC672AA796476A68C87A49BA4919BB57682AFC29E | https://pim-kvc.soneparsea.com:3443/PictureServer/default.aspx/schneider-xb4-bvg3.pdf?81788B76AEAA939CBEAABDA9B7A95DACB27981A7C89E6362C0A9BA | HARMONY XB4 COMPLETE PILOT LIGHT Ø22 PLAIN LENS WITH INTEGRAL LED 110-120V GREEN | This Schneider Electric Harmony XB4 plain lens modular green pilot light is supplied with 110 to 120Vac, uses an integral LED and screw clamp terminals. It has a metal body. This pilot light, designed to last without maintenance for a bright indication of process and machine operations, is easily installed into standard 22 mm diameter cut-outs and connected with simple screw-clamp connections. It is clearly distinguishable visually at a distance thanks to a bright and long lasting LED illumination. It is impact resistant, dust proof, waterproof and vibration resistant thanks to its IP66 / IP67 / IP69 / IP69K, making it ideal for operation in harsh environments. | With light source | yes
| 212 | Automation and Control | Industrial Switch | Pilot Lamps | HARMONY XB4 PILOT LIGHT Ø22 PLAIN LENSN110-120V GREEN | 2088699 | XB4BVG3 | SCHNEIDER ELECTRIC | 600 | https://pim-kvc.soneparsea.com:3443/PictureServer/default.aspx/schneider-XB4BVG3_Image1.jpg?A3889C9397807479A2A1C7A8BAA5959DB4AAC672AA796476A68C87A49BA4919BB57682AFC29E | https://pim-kvc.soneparsea.com:3443/PictureServer/default.aspx/schneider-xb4-bvg3.pdf?81788B76AEAA939CBEAABDA9B7A95DACB27981A7C89E6362C0A9BA | HARMONY XB4 COMPLETE PILOT LIGHT Ø22 PLAIN LENS WITH INTEGRAL LED 110-120V GREEN | This Schneider Electric Harmony XB4 plain lens modular green pilot light is supplied with 110 to 120Vac, uses an integral LED and screw clamp terminals. It has a metal body. This pilot light, designed to last without maintenance for a bright indication of process and machine operations, is easily installed into standard 22 mm diameter cut-outs and connected with simple screw-clamp connections. It is clearly distinguishable visually at a distance thanks to a bright and long lasting LED illumination. It is impact resistant, dust proof, waterproof and vibration resistant thanks to its IP66 / IP67 / IP69 / IP69K, making it ideal for operation in harsh environments. | Rated operating voltage Ue | 110...120V
| 212 | Automation and Control | Industrial Switch | Pilot Lamps | HARMONY XB4 PILOT LIGHT Ø22 PLAIN LENSN110-120V GREEN | 2088699 | XB4BVG3 | SCHNEIDER ELECTRIC | 600 | https://pim-kvc.soneparsea.com:3443/PictureServer/default.aspx/schneider-XB4BVG3_Image1.jpg?A3889C9397807479A2A1C7A8BAA5959DB4AAC672AA796476A68C87A49BA4919BB57682AFC29E | https://pim-kvc.soneparsea.com:3443/PictureServer/default.aspx/schneider-xb4-bvg3.pdf?81788B76AEAA939CBEAABDA9B7A95DACB27981A7C89E6362C0A9BA | HARMONY XB4 COMPLETE PILOT LIGHT Ø22 PLAIN LENS WITH INTEGRAL LED 110-120V GREEN | This Schneider Electric Harmony XB4 plain lens modular green pilot light is supplied with 110 to 120Vac, uses an integral LED and screw clamp terminals. It has a metal body. This pilot light, designed to last without maintenance for a bright indication of process and machine operations, is easily installed into standard 22 mm diameter cut-outs and connected with simple screw-clamp connections. It is clearly distinguishable visually at a distance thanks to a bright and long lasting LED illumination. It is impact resistant, dust proof, waterproof and vibration resistant thanks to its IP66 / IP67 / IP69 / IP69K, making it ideal for operation in harsh environments. | Voltage type | AC/DC
| 212 | Automation and Control | Industrial Switch | Pilot Lamps | HARMONY XB4 PILOT LIGHT Ø22 PLAIN LENSN110-120V GREEN | 2088699 | XB4BVG3 | SCHNEIDER ELECTRIC | 600 | https://pim-kvc.soneparsea.com:3443/PictureServer/default.aspx/schneider-XB4BVG3_Image1.jpg?A3889C9397807479A2A1C7A8BAA5959DB4AAC672AA796476A68C87A49BA4919BB57682AFC29E | https://pim-kvc.soneparsea.com:3443/PictureServer/default.aspx/schneider-xb4-bvg3.pdf?81788B76AEAA939CBEAABDA9B7A95DACB27981A7C89E6362C0A9BA | HARMONY XB4 COMPLETE PILOT LIGHT Ø22 PLAIN LENS WITH INTEGRAL LED 110-120V GREEN | This Schneider Electric Harmony XB4 plain lens modular green pilot light is supplied with 110 to 120Vac, uses an integral LED and screw clamp terminals. It has a metal body. This pilot light, designed to last without maintenance for a bright indication of process and machine operations, is easily installed into standard 22 mm diameter cut-outs and connected with simple screw-clamp connections. It is clearly distinguishable visually at a distance thanks to a bright and long lasting LED illumination. It is impact resistant, dust proof, waterproof and vibration resistant thanks to its IP66 / IP67 / IP69 / IP69K, making it ideal for operation in harsh environments. | Type of electric connection | Screw connection
| 212 | Automation and Control | Industrial Switch | Pilot Lamps | HARMONY XB4 PILOT LIGHT Ø22 PLAIN LENSN110-120V GREEN | 2088699 | XB4BVG3 | SCHNEIDER ELECTRIC | 600 | https://pim-kvc.soneparsea.com:3443/PictureServer/default.aspx/schneider-XB4BVG3_Image1.jpg?A3889C9397807479A2A1C7A8BAA5959DB4AAC672AA796476A68C87A49BA4919BB57682AFC29E | https://pim-kvc.soneparsea.com:3443/PictureServer/default.aspx/schneider-xb4-bvg3.pdf?81788B76AEAA939CBEAABDA9B7A95DACB27981A7C89E6362C0A9BA | HARMONY XB4 COMPLETE PILOT LIGHT Ø22 PLAIN LENS WITH INTEGRAL LED 110-120V GREEN | This Schneider Electric Harmony XB4 plain lens modular green pilot light is supplied with 110 to 120Vac, uses an integral LED and screw clamp terminals. It has a metal body. This pilot light, designed to last without maintenance for a bright indication of process and machine operations, is easily installed into standard 22 mm diameter cut-outs and connected with simple screw-clamp connections. It is clearly distinguishable visually at a distance thanks to a bright and long lasting LED illumination. It is impact resistant, dust proof, waterproof and vibration resistant thanks to its IP66 / IP67 / IP69 / IP69K, making it ideal for operation in harsh environments. | Construction type lens | Round
| 212 | Automation and Control | Industrial Switch | Pilot Lamps | HARMONY XB4 PILOT LIGHT Ø22 PLAIN LENSN110-120V GREEN | 2088699 | XB4BVG3 | SCHNEIDER ELECTRIC | 600 | https://pim-kvc.soneparsea.com:3443/PictureServer/default.aspx/schneider-XB4BVG3_Image1.jpg?A3889C9397807479A2A1C7A8BAA5959DB4AAC672AA796476A68C87A49BA4919BB57682AFC29E | https://pim-kvc.soneparsea.com:3443/PictureServer/default.aspx/schneider-xb4-bvg3.pdf?81788B76AEAA939CBEAABDA9B7A95DACB27981A7C89E6362C0A9BA | HARMONY XB4 COMPLETE PILOT LIGHT Ø22 PLAIN LENS WITH INTEGRAL LED 110-120V GREEN | This Schneider Electric Harmony XB4 plain lens modular green pilot light is supplied with 110 to 120Vac, uses an integral LED and screw clamp terminals. It has a metal body. This pilot light, designed to last without maintenance for a bright indication of process and machine operations, is easily installed into standard 22 mm diameter cut-outs and connected with simple screw-clamp connections. It is clearly distinguishable visually at a distance thanks to a bright and long lasting LED illumination. It is impact resistant, dust proof, waterproof and vibration resistant thanks to its IP66 / IP67 / IP69 / IP69K, making it ideal for operation in harsh environments. | Type of lens | Flat
| 212 | Automation and Control | Industrial Switch | Pilot Lamps | HARMONY XB4 PILOT LIGHT Ø22 PLAIN LENSN110-120V GREEN | 2088699 | XB4BVG3 | SCHNEIDER ELECTRIC | 600 | https://pim-kvc.soneparsea.com:3443/PictureServer/default.aspx/schneider-XB4BVG3_Image1.jpg?A3889C9397807479A2A1C7A8BAA5959DB4AAC672AA796476A68C87A49BA4919BB57682AFC29E | https://pim-kvc.soneparsea.com:3443/PictureServer/default.aspx/schneider-xb4-bvg3.pdf?81788B76AEAA939CBEAABDA9B7A95DACB27981A7C89E6362C0A9BA | HARMONY XB4 COMPLETE PILOT LIGHT Ø22 PLAIN LENS WITH INTEGRAL LED 110-120V GREEN | This Schneider Electric Harmony XB4 plain lens modular green pilot light is supplied with 110 to 120Vac, uses an integral LED and screw clamp terminals. It has a metal body. This pilot light, designed to last without maintenance for a bright indication of process and machine operations, is easily installed into standard 22 mm diameter cut-outs and connected with simple screw-clamp connections. It is clearly distinguishable visually at a distance thanks to a bright and long lasting LED illumination. It is impact resistant, dust proof, waterproof and vibration resistant thanks to its IP66 / IP67 / IP69 / IP69K, making it ideal for operation in harsh environments. | Hole diameter | 22.5mm
| 212 | Automation and Control | Industrial Switch | Pilot Lamps | HARMONY XB4 PILOT LIGHT Ø22 PLAIN LENSN110-120V GREEN | 2088699 | XB4BVG3 | SCHNEIDER ELECTRIC | 600 | https://pim-kvc.soneparsea.com:3443/PictureServer/default.aspx/schneider-XB4BVG3_Image1.jpg?A3889C9397807479A2A1C7A8BAA5959DB4AAC672AA796476A68C87A49BA4919BB57682AFC29E | https://pim-kvc.soneparsea.com:3443/PictureServer/default.aspx/schneider-xb4-bvg3.pdf?81788B76AEAA939CBEAABDA9B7A95DACB27981A7C89E6362C0A9BA | HARMONY XB4 COMPLETE PILOT LIGHT Ø22 PLAIN LENS WITH INTEGRAL LED 110-120V GREEN | This Schneider Electric Harmony XB4 plain lens modular green pilot light is supplied with 110 to 120Vac, uses an integral LED and screw clamp terminals. It has a metal body. This pilot light, designed to last without maintenance for a bright indication of process and machine operations, is easily installed into standard 22 mm diameter cut-outs and connected with simple screw-clamp connections. It is clearly distinguishable visually at a distance thanks to a bright and long lasting LED illumination. It is impact resistant, dust proof, waterproof and vibration resistant thanks to its IP66 / IP67 / IP69 / IP69K, making it ideal for operation in harsh environments. | Width opening | 0mm
| 212 | Automation and Control | Industrial Switch | Pilot Lamps | HARMONY XB4 PILOT LIGHT Ø22 PLAIN LENSN110-120V GREEN | 2088699 | XB4BVG3 | SCHNEIDER ELECTRIC | 600 | https://pim-kvc.soneparsea.com:3443/PictureServer/default.aspx/schneider-XB4BVG3_Image1.jpg?A3889C9397807479A2A1C7A8BAA5959DB4AAC672AA796476A68C87A49BA4919BB57682AFC29E | https://pim-kvc.soneparsea.com:3443/PictureServer/default.aspx/schneider-xb4-bvg3.pdf?81788B76AEAA939CBEAABDA9B7A95DACB27981A7C89E6362C0A9BA | HARMONY XB4 COMPLETE PILOT LIGHT Ø22 PLAIN LENS WITH INTEGRAL LED 110-120V GREEN | This Schneider Electric Harmony XB4 plain lens modular green pilot light is supplied with 110 to 120Vac, uses an integral LED and screw clamp terminals. It has a metal body. This pilot light, designed to last without maintenance for a bright indication of process and machine operations, is easily installed into standard 22 mm diameter cut-outs and connected with simple screw-clamp connections. It is clearly distinguishable visually at a distance thanks to a bright and long lasting LED illumination. It is impact resistant, dust proof, waterproof and vibration resistant thanks to its IP66 / IP67 / IP69 / IP69K, making it ideal for operation in harsh environments. | Height opening | 0mm
| 212 | Automation and Control | Industrial Switch | Pilot Lamps | HARMONY XB4 PILOT LIGHT Ø22 PLAIN LENSN110-120V GREEN | 2088699 | XB4BVG3 | SCHNEIDER ELECTRIC | 600 | https://pim-kvc.soneparsea.com:3443/PictureServer/default.aspx/schneider-XB4BVG3_Image1.jpg?A3889C9397807479A2A1C7A8BAA5959DB4AAC672AA796476A68C87A49BA4919BB57682AFC29E | https://pim-kvc.soneparsea.com:3443/PictureServer/default.aspx/schneider-xb4-bvg3.pdf?81788B76AEAA939CBEAABDA9B7A95DACB27981A7C89E6362C0A9BA | HARMONY XB4 COMPLETE PILOT LIGHT Ø22 PLAIN LENS WITH INTEGRAL LED 110-120V GREEN | This Schneider Electric Harmony XB4 plain lens modular green pilot light is supplied with 110 to 120Vac, uses an integral LED and screw clamp terminals. It has a metal body. This pilot light, designed to last without maintenance for a bright indication of process and machine operations, is easily installed into standard 22 mm diameter cut-outs and connected with simple screw-clamp connections. It is clearly distinguishable visually at a distance thanks to a bright and long lasting LED illumination. It is impact resistant, dust proof, waterproof and vibration resistant thanks to its IP66 / IP67 / IP69 / IP69K, making it ideal for operation in harsh environments. | With front ring | yes
| 212 | Automation and Control | Industrial Switch | Pilot Lamps | HARMONY XB4 PILOT LIGHT Ø22 PLAIN LENSN110-120V GREEN | 2088699 | XB4BVG3 | SCHNEIDER ELECTRIC | 600 | https://pim-kvc.soneparsea.com:3443/PictureServer/default.aspx/schneider-XB4BVG3_Image1.jpg?A3889C9397807479A2A1C7A8BAA5959DB4AAC672AA796476A68C87A49BA4919BB57682AFC29E | https://pim-kvc.soneparsea.com:3443/PictureServer/default.aspx/schneider-xb4-bvg3.pdf?81788B76AEAA939CBEAABDA9B7A95DACB27981A7C89E6362C0A9BA | HARMONY XB4 COMPLETE PILOT LIGHT Ø22 PLAIN LENS WITH INTEGRAL LED 110-120V GREEN | This Schneider Electric Harmony XB4 plain lens modular green pilot light is supplied with 110 to 120Vac, uses an integral LED and screw clamp terminals. It has a metal body. This pilot light, designed to last without maintenance for a bright indication of process and machine operations, is easily installed into standard 22 mm diameter cut-outs and connected with simple screw-clamp connections. It is clearly distinguishable visually at a distance thanks to a bright and long lasting LED illumination. It is impact resistant, dust proof, waterproof and vibration resistant thanks to its IP66 / IP67 / IP69 / IP69K, making it ideal for operation in harsh environments. | Material front ring | Metal
| 212 | Automation and Control | Industrial Switch | Pilot Lamps | HARMONY XB4 PILOT LIGHT Ø22 PLAIN LENSN110-120V GREEN | 2088699 | XB4BVG3 | SCHNEIDER ELECTRIC | 600 | https://pim-kvc.soneparsea.com:3443/PictureServer/default.aspx/schneider-XB4BVG3_Image1.jpg?A3889C9397807479A2A1C7A8BAA5959DB4AAC672AA796476A68C87A49BA4919BB57682AFC29E | https://pim-kvc.soneparsea.com:3443/PictureServer/default.aspx/schneider-xb4-bvg3.pdf?81788B76AEAA939CBEAABDA9B7A95DACB27981A7C89E6362C0A9BA | HARMONY XB4 COMPLETE PILOT LIGHT Ø22 PLAIN LENS WITH INTEGRAL LED 110-120V GREEN | This Schneider Electric Harmony XB4 plain lens modular green pilot light is supplied with 110 to 120Vac, uses an integral LED and screw clamp terminals. It has a metal body. This pilot light, designed to last without maintenance for a bright indication of process and machine operations, is easily installed into standard 22 mm diameter cut-outs and connected with simple screw-clamp connections. It is clearly distinguishable visually at a distance thanks to a bright and long lasting LED illumination. It is impact resistant, dust proof, waterproof and vibration resistant thanks to its IP66 / IP67 / IP69 / IP69K, making it ideal for operation in harsh environments. | Colour front ring | Chrome
| 212 | Automation and Control | Industrial Switch | Pilot Lamps | HARMONY XB4 PILOT LIGHT Ø22 PLAIN LENSN110-120V GREEN | 2088699 | XB4BVG3 | SCHNEIDER ELECTRIC | 600 | https://pim-kvc.soneparsea.com:3443/PictureServer/default.aspx/schneider-XB4BVG3_Image1.jpg?A3889C9397807479A2A1C7A8BAA5959DB4AAC672AA796476A68C87A49BA4919BB57682AFC29E | https://pim-kvc.soneparsea.com:3443/PictureServer/default.aspx/schneider-xb4-bvg3.pdf?81788B76AEAA939CBEAABDA9B7A95DACB27981A7C89E6362C0A9BA | HARMONY XB4 COMPLETE PILOT LIGHT Ø22 PLAIN LENS WITH INTEGRAL LED 110-120V GREEN | This Schneider Electric Harmony XB4 plain lens modular green pilot light is supplied with 110 to 120Vac, uses an integral LED and screw clamp terminals. It has a metal body. This pilot light, designed to last without maintenance for a bright indication of process and machine operations, is easily installed into standard 22 mm diameter cut-outs and connected with simple screw-clamp connections. It is clearly distinguishable visually at a distance thanks to a bright and long lasting LED illumination. It is impact resistant, dust proof, waterproof and vibration resistant thanks to its IP66 / IP67 / IP69 / IP69K, making it ideal for operation in harsh environments. | Degree of protection (IP) | IP66
| 212 | Automation and Control | Industrial Switch | Pilot Lamps | HARMONY XB4 PILOT LIGHT Ø22 PLAIN LENSN110-120V GREEN | 2088699 | XB4BVG3 | SCHNEIDER ELECTRIC | 600 | https://pim-kvc.soneparsea.com:3443/PictureServer/default.aspx/schneider-XB4BVG3_Image1.jpg?A3889C9397807479A2A1C7A8BAA5959DB4AAC672AA796476A68C87A49BA4919BB57682AFC29E | https://pim-kvc.soneparsea.com:3443/PictureServer/default.aspx/schneider-xb4-bvg3.pdf?81788B76AEAA939CBEAABDA9B7A95DACB27981A7C89E6362C0A9BA | HARMONY XB4 COMPLETE PILOT LIGHT Ø22 PLAIN LENS WITH INTEGRAL LED 110-120V GREEN | This Schneider Electric Harmony XB4 plain lens modular green pilot light is supplied with 110 to 120Vac, uses an integral LED and screw clamp terminals. It has a metal body. This pilot light, designed to last without maintenance for a bright indication of process and machine operations, is easily installed into standard 22 mm diameter cut-outs and connected with simple screw-clamp connections. It is clearly distinguishable visually at a distance thanks to a bright and long lasting LED illumination. It is impact resistant, dust proof, waterproof and vibration resistant thanks to its IP66 / IP67 / IP69 / IP69K, making it ideal for operation in harsh environments. | Degree of protection (NEMA) | 13
| 213 | Automation and Control | Industrial Switch | Pilot Lamps | HARMONY XB4 PILOT LIGHT Ø22 PLAIN LENS 110-120V RED | 2088700 | XB4BVG4 | SCHNEIDER ELECTRIC | 600 | https://pim-kvc.soneparsea.com:3443/PictureServer/default.aspx/schneider-XB4BVG4_Image1.jpg?A3889C9397807479A2A1C7A8BAA5959DB4AAC672AA796476A68C88A49BA4919BB57682AFC29E | https://pim-kvc.soneparsea.com:3443/PictureServer/default.aspx/schneider-xb4-bvg4.pdf?81788B76AEAA939CBEAABDA9B7A95DACB27981A7C89E6462C0A9BA | HARMONY XB4 COMPLETE PILOT LIGHT Ø22 PLAIN LENS WITH INTEGRAL LED 110-120V RED | This Schneider Electric Harmony XB4 plain lens modular red pilot light is supplied with 110 to 120Vac, uses an integral LED and screw clamp terminals. It has a metal body. This pilot light, designed to last without maintenance for a bright indication of process and machine operations, is easily installed into standard 22 mm diameter cut-outs and connected with simple screw-clamp connections. It is clearly distinguishable visually at a distance thanks to a bright and long lasting LED illumination. It is impact resistant, dust proof, waterproof and vibration resistant thanks to its IP66 / IP67 / IP69 / IP69K, making it ideal for operation in harsh environments. | Number of indicator lights | 1
| 213 | Automation and Control | Industrial Switch | Pilot Lamps | HARMONY XB4 PILOT LIGHT Ø22 PLAIN LENS 110-120V RED | 2088700 | XB4BVG4 | SCHNEIDER ELECTRIC | 600 | https://pim-kvc.soneparsea.com:3443/PictureServer/default.aspx/schneider-XB4BVG4_Image1.jpg?A3889C9397807479A2A1C7A8BAA5959DB4AAC672AA796476A68C88A49BA4919BB57682AFC29E | https://pim-kvc.soneparsea.com:3443/PictureServer/default.aspx/schneider-xb4-bvg4.pdf?81788B76AEAA939CBEAABDA9B7A95DACB27981A7C89E6462C0A9BA | HARMONY XB4 COMPLETE PILOT LIGHT Ø22 PLAIN LENS WITH INTEGRAL LED 110-120V RED | This Schneider Electric Harmony XB4 plain lens modular red pilot light is supplied with 110 to 120Vac, uses an integral LED and screw clamp terminals. It has a metal body. This pilot light, designed to last without maintenance for a bright indication of process and machine operations, is easily installed into standard 22 mm diameter cut-outs and connected with simple screw-clamp connections. It is clearly distinguishable visually at a distance thanks to a bright and long lasting LED illumination. It is impact resistant, dust proof, waterproof and vibration resistant thanks to its IP66 / IP67 / IP69 / IP69K, making it ideal for operation in harsh environments. | Colour lens | Red
| 213 | Automation and Control | Industrial Switch | Pilot Lamps | HARMONY XB4 PILOT LIGHT Ø22 PLAIN LENS 110-120V RED | 2088700 | XB4BVG4 | SCHNEIDER ELECTRIC | 600 | https://pim-kvc.soneparsea.com:3443/PictureServer/default.aspx/schneider-XB4BVG4_Image1.jpg?A3889C9397807479A2A1C7A8BAA5959DB4AAC672AA796476A68C88A49BA4919BB57682AFC29E | https://pim-kvc.soneparsea.com:3443/PictureServer/default.aspx/schneider-xb4-bvg4.pdf?81788B76AEAA939CBEAABDA9B7A95DACB27981A7C89E6462C0A9BA | HARMONY XB4 COMPLETE PILOT LIGHT Ø22 PLAIN LENS WITH INTEGRAL LED 110-120V RED | This Schneider Electric Harmony XB4 plain lens modular red pilot light is supplied with 110 to 120Vac, uses an integral LED and screw clamp terminals. It has a metal body. This pilot light, designed to last without maintenance for a bright indication of process and machine operations, is easily installed into standard 22 mm diameter cut-outs and connected with simple screw-clamp connections. It is clearly distinguishable visually at a distance thanks to a bright and long lasting LED illumination. It is impact resistant, dust proof, waterproof and vibration resistant thanks to its IP66 / IP67 / IP69 / IP69K, making it ideal for operation in harsh environments. | Type of lamp socket | LED
| 213 | Automation and Control | Industrial Switch | Pilot Lamps | HARMONY XB4 PILOT LIGHT Ø22 PLAIN LENS 110-120V RED | 2088700 | XB4BVG4 | SCHNEIDER ELECTRIC | 600 | https://pim-kvc.soneparsea.com:3443/PictureServer/default.aspx/schneider-XB4BVG4_Image1.jpg?A3889C9397807479A2A1C7A8BAA5959DB4AAC672AA796476A68C88A49BA4919BB57682AFC29E | https://pim-kvc.soneparsea.com:3443/PictureServer/default.aspx/schneider-xb4-bvg4.pdf?81788B76AEAA939CBEAABDA9B7A95DACB27981A7C89E6462C0A9BA | HARMONY XB4 COMPLETE PILOT LIGHT Ø22 PLAIN LENS WITH INTEGRAL LED 110-120V RED | This Schneider Electric Harmony XB4 plain lens modular red pilot light is supplied with 110 to 120Vac, uses an integral LED and screw clamp terminals. It has a metal body. This pilot light, designed to last without maintenance for a bright indication of process and machine operations, is easily installed into standard 22 mm diameter cut-outs and connected with simple screw-clamp connections. It is clearly distinguishable visually at a distance thanks to a bright and long lasting LED illumination. It is impact resistant, dust proof, waterproof and vibration resistant thanks to its IP66 / IP67 / IP69 / IP69K, making it ideal for operation in harsh environments. | With light source | yes
| 213 | Automation and Control | Industrial Switch | Pilot Lamps | HARMONY XB4 PILOT LIGHT Ø22 PLAIN LENS 110-120V RED | 2088700 | XB4BVG4 | SCHNEIDER ELECTRIC | 600 | https://pim-kvc.soneparsea.com:3443/PictureServer/default.aspx/schneider-XB4BVG4_Image1.jpg?A3889C9397807479A2A1C7A8BAA5959DB4AAC672AA796476A68C88A49BA4919BB57682AFC29E | https://pim-kvc.soneparsea.com:3443/PictureServer/default.aspx/schneider-xb4-bvg4.pdf?81788B76AEAA939CBEAABDA9B7A95DACB27981A7C89E6462C0A9BA | HARMONY XB4 COMPLETE PILOT LIGHT Ø22 PLAIN LENS WITH INTEGRAL LED 110-120V RED | This Schneider Electric Harmony XB4 plain lens modular red pilot light is supplied with 110 to 120Vac, uses an integral LED and screw clamp terminals. It has a metal body. This pilot light, designed to last without maintenance for a bright indication of process and machine operations, is easily installed into standard 22 mm diameter cut-outs and connected with simple screw-clamp connections. It is clearly distinguishable visually at a distance thanks to a bright and long lasting LED illumination. It is impact resistant, dust proof, waterproof and vibration resistant thanks to its IP66 / IP67 / IP69 / IP69K, making it ideal for operation in harsh environments. | Rated operating voltage Ue | 110...120V
| 213 | Automation and Control | Industrial Switch | Pilot Lamps | HARMONY XB4 PILOT LIGHT Ø22 PLAIN LENS 110-120V RED | 2088700 | XB4BVG4 | SCHNEIDER ELECTRIC | 600 | https://pim-kvc.soneparsea.com:3443/PictureServer/default.aspx/schneider-XB4BVG4_Image1.jpg?A3889C9397807479A2A1C7A8BAA5959DB4AAC672AA796476A68C88A49BA4919BB57682AFC29E | https://pim-kvc.soneparsea.com:3443/PictureServer/default.aspx/schneider-xb4-bvg4.pdf?81788B76AEAA939CBEAABDA9B7A95DACB27981A7C89E6462C0A9BA | HARMONY XB4 COMPLETE PILOT LIGHT Ø22 PLAIN LENS WITH INTEGRAL LED 110-120V RED | This Schneider Electric Harmony XB4 plain lens modular red pilot light is supplied with 110 to 120Vac, uses an integral LED and screw clamp terminals. It has a metal body. This pilot light, designed to last without maintenance for a bright indication of process and machine operations, is easily installed into standard 22 mm diameter cut-outs and connected with simple screw-clamp connections. It is clearly distinguishable visually at a distance thanks to a bright and long lasting LED illumination. It is impact resistant, dust proof, waterproof and vibration resistant thanks to its IP66 / IP67 / IP69 / IP69K, making it ideal for operation in harsh environments. | Voltage type | AC/DC
| 213 | Automation and Control | Industrial Switch | Pilot Lamps | HARMONY XB4 PILOT LIGHT Ø22 PLAIN LENS 110-120V RED | 2088700 | XB4BVG4 | SCHNEIDER ELECTRIC | 600 | https://pim-kvc.soneparsea.com:3443/PictureServer/default.aspx/schneider-XB4BVG4_Image1.jpg?A3889C9397807479A2A1C7A8BAA5959DB4AAC672AA796476A68C88A49BA4919BB57682AFC29E | https://pim-kvc.soneparsea.com:3443/PictureServer/default.aspx/schneider-xb4-bvg4.pdf?81788B76AEAA939CBEAABDA9B7A95DACB27981A7C89E6462C0A9BA | HARMONY XB4 COMPLETE PILOT LIGHT Ø22 PLAIN LENS WITH INTEGRAL LED 110-120V RED | This Schneider Electric Harmony XB4 plain lens modular red pilot light is supplied with 110 to 120Vac, uses an integral LED and screw clamp terminals. It has a metal body. This pilot light, designed to last without maintenance for a bright indication of process and machine operations, is easily installed into standard 22 mm diameter cut-outs and connected with simple screw-clamp connections. It is clearly distinguishable visually at a distance thanks to a bright and long lasting LED illumination. It is impact resistant, dust proof, waterproof and vibration resistant thanks to its IP66 / IP67 / IP69 / IP69K, making it ideal for operation in harsh environments. | Type of electric connection | Screw connection
| 213 | Automation and Control | Industrial Switch | Pilot Lamps | HARMONY XB4 PILOT LIGHT Ø22 PLAIN LENS 110-120V RED | 2088700 | XB4BVG4 | SCHNEIDER ELECTRIC | 600 | https://pim-kvc.soneparsea.com:3443/PictureServer/default.aspx/schneider-XB4BVG4_Image1.jpg?A3889C9397807479A2A1C7A8BAA5959DB4AAC672AA796476A68C88A49BA4919BB57682AFC29E | https://pim-kvc.soneparsea.com:3443/PictureServer/default.aspx/schneider-xb4-bvg4.pdf?81788B76AEAA939CBEAABDA9B7A95DACB27981A7C89E6462C0A9BA | HARMONY XB4 COMPLETE PILOT LIGHT Ø22 PLAIN LENS WITH INTEGRAL LED 110-120V RED | This Schneider Electric Harmony XB4 plain lens modular red pilot light is supplied with 110 to 120Vac, uses an integral LED and screw clamp terminals. It has a metal body. This pilot light, designed to last without maintenance for a bright indication of process and machine operations, is easily installed into standard 22 mm diameter cut-outs and connected with simple screw-clamp connections. It is clearly distinguishable visually at a distance thanks to a bright and long lasting LED illumination. It is impact resistant, dust proof, waterproof and vibration resistant thanks to its IP66 / IP67 / IP69 / IP69K, making it ideal for operation in harsh environments. | Construction type lens | Round
| 213 | Automation and Control | Industrial Switch | Pilot Lamps | HARMONY XB4 PILOT LIGHT Ø22 PLAIN LENS 110-120V RED | 2088700 | XB4BVG4 | SCHNEIDER ELECTRIC | 600 | https://pim-kvc.soneparsea.com:3443/PictureServer/default.aspx/schneider-XB4BVG4_Image1.jpg?A3889C9397807479A2A1C7A8BAA5959DB4AAC672AA796476A68C88A49BA4919BB57682AFC29E | https://pim-kvc.soneparsea.com:3443/PictureServer/default.aspx/schneider-xb4-bvg4.pdf?81788B76AEAA939CBEAABDA9B7A95DACB27981A7C89E6462C0A9BA | HARMONY XB4 COMPLETE PILOT LIGHT Ø22 PLAIN LENS WITH INTEGRAL LED 110-120V RED | This Schneider Electric Harmony XB4 plain lens modular red pilot light is supplied with 110 to 120Vac, uses an integral LED and screw clamp terminals. It has a metal body. This pilot light, designed to last without maintenance for a bright indication of process and machine operations, is easily installed into standard 22 mm diameter cut-outs and connected with simple screw-clamp connections. It is clearly distinguishable visually at a distance thanks to a bright and long lasting LED illumination. It is impact resistant, dust proof, waterproof and vibration resistant thanks to its IP66 / IP67 / IP69 / IP69K, making it ideal for operation in harsh environments. | Type of lens | Flat
| 213 | Automation and Control | Industrial Switch | Pilot Lamps | HARMONY XB4 PILOT LIGHT Ø22 PLAIN LENS 110-120V RED | 2088700 | XB4BVG4 | SCHNEIDER ELECTRIC | 600 | https://pim-kvc.soneparsea.com:3443/PictureServer/default.aspx/schneider-XB4BVG4_Image1.jpg?A3889C9397807479A2A1C7A8BAA5959DB4AAC672AA796476A68C88A49BA4919BB57682AFC29E | https://pim-kvc.soneparsea.com:3443/PictureServer/default.aspx/schneider-xb4-bvg4.pdf?81788B76AEAA939CBEAABDA9B7A95DACB27981A7C89E6462C0A9BA | HARMONY XB4 COMPLETE PILOT LIGHT Ø22 PLAIN LENS WITH INTEGRAL LED 110-120V RED | This Schneider Electric Harmony XB4 plain lens modular red pilot light is supplied with 110 to 120Vac, uses an integral LED and screw clamp terminals. It has a metal body. This pilot light, designed to last without maintenance for a bright indication of process and machine operations, is easily installed into standard 22 mm diameter cut-outs and connected with simple screw-clamp connections. It is clearly distinguishable visually at a distance thanks to a bright and long lasting LED illumination. It is impact resistant, dust proof, waterproof and vibration resistant thanks to its IP66 / IP67 / IP69 / IP69K, making it ideal for operation in harsh environments. | Hole diameter | 22.5mm
| 213 | Automation and Control | Industrial Switch | Pilot Lamps | HARMONY XB4 PILOT LIGHT Ø22 PLAIN LENS 110-120V RED | 2088700 | XB4BVG4 | SCHNEIDER ELECTRIC | 600 | https://pim-kvc.soneparsea.com:3443/PictureServer/default.aspx/schneider-XB4BVG4_Image1.jpg?A3889C9397807479A2A1C7A8BAA5959DB4AAC672AA796476A68C88A49BA4919BB57682AFC29E | https://pim-kvc.soneparsea.com:3443/PictureServer/default.aspx/schneider-xb4-bvg4.pdf?81788B76AEAA939CBEAABDA9B7A95DACB27981A7C89E6462C0A9BA | HARMONY XB4 COMPLETE PILOT LIGHT Ø22 PLAIN LENS WITH INTEGRAL LED 110-120V RED | This Schneider Electric Harmony XB4 plain lens modular red pilot light is supplied with 110 to 120Vac, uses an integral LED and screw clamp terminals. It has a metal body. This pilot light, designed to last without maintenance for a bright indication of process and machine operations, is easily installed into standard 22 mm diameter cut-outs and connected with simple screw-clamp connections. It is clearly distinguishable visually at a distance thanks to a bright and long lasting LED illumination. It is impact resistant, dust proof, waterproof and vibration resistant thanks to its IP66 / IP67 / IP69 / IP69K, making it ideal for operation in harsh environments. | Width opening | 0mm
| 213 | Automation and Control | Industrial Switch | Pilot Lamps | HARMONY XB4 PILOT LIGHT Ø22 PLAIN LENS 110-120V RED | 2088700 | XB4BVG4 | SCHNEIDER ELECTRIC | 600 | https://pim-kvc.soneparsea.com:3443/PictureServer/default.aspx/schneider-XB4BVG4_Image1.jpg?A3889C9397807479A2A1C7A8BAA5959DB4AAC672AA796476A68C88A49BA4919BB57682AFC29E | https://pim-kvc.soneparsea.com:3443/PictureServer/default.aspx/schneider-xb4-bvg4.pdf?81788B76AEAA939CBEAABDA9B7A95DACB27981A7C89E6462C0A9BA | HARMONY XB4 COMPLETE PILOT LIGHT Ø22 PLAIN LENS WITH INTEGRAL LED 110-120V RED | This Schneider Electric Harmony XB4 plain lens modular red pilot light is supplied with 110 to 120Vac, uses an integral LED and screw clamp terminals. It has a metal body. This pilot light, designed to last without maintenance for a bright indication of process and machine operations, is easily installed into standard 22 mm diameter cut-outs and connected with simple screw-clamp connections. It is clearly distinguishable visually at a distance thanks to a bright and long lasting LED illumination. It is impact resistant, dust proof, waterproof and vibration resistant thanks to its IP66 / IP67 / IP69 / IP69K, making it ideal for operation in harsh environments. | Height opening | 0mm
| 213 | Automation and Control | Industrial Switch | Pilot Lamps | HARMONY XB4 PILOT LIGHT Ø22 PLAIN LENS 110-120V RED | 2088700 | XB4BVG4 | SCHNEIDER ELECTRIC | 600 | https://pim-kvc.soneparsea.com:3443/PictureServer/default.aspx/schneider-XB4BVG4_Image1.jpg?A3889C9397807479A2A1C7A8BAA5959DB4AAC672AA796476A68C88A49BA4919BB57682AFC29E | https://pim-kvc.soneparsea.com:3443/PictureServer/default.aspx/schneider-xb4-bvg4.pdf?81788B76AEAA939CBEAABDA9B7A95DACB27981A7C89E6462C0A9BA | HARMONY XB4 COMPLETE PILOT LIGHT Ø22 PLAIN LENS WITH INTEGRAL LED 110-120V RED | This Schneider Electric Harmony XB4 plain lens modular red pilot light is supplied with 110 to 120Vac, uses an integral LED and screw clamp terminals. It has a metal body. This pilot light, designed to last without maintenance for a bright indication of process and machine operations, is easily installed into standard 22 mm diameter cut-outs and connected with simple screw-clamp connections. It is clearly distinguishable visually at a distance thanks to a bright and long lasting LED illumination. It is impact resistant, dust proof, waterproof and vibration resistant thanks to its IP66 / IP67 / IP69 / IP69K, making it ideal for operation in harsh environments. | With front ring | yes
| 213 | Automation and Control | Industrial Switch | Pilot Lamps | HARMONY XB4 PILOT LIGHT Ø22 PLAIN LENS 110-120V RED | 2088700 | XB4BVG4 | SCHNEIDER ELECTRIC | 600 | https://pim-kvc.soneparsea.com:3443/PictureServer/default.aspx/schneider-XB4BVG4_Image1.jpg?A3889C9397807479A2A1C7A8BAA5959DB4AAC672AA796476A68C88A49BA4919BB57682AFC29E | https://pim-kvc.soneparsea.com:3443/PictureServer/default.aspx/schneider-xb4-bvg4.pdf?81788B76AEAA939CBEAABDA9B7A95DACB27981A7C89E6462C0A9BA | HARMONY XB4 COMPLETE PILOT LIGHT Ø22 PLAIN LENS WITH INTEGRAL LED 110-120V RED | This Schneider Electric Harmony XB4 plain lens modular red pilot light is supplied with 110 to 120Vac, uses an integral LED and screw clamp terminals. It has a metal body. This pilot light, designed to last without maintenance for a bright indication of process and machine operations, is easily installed into standard 22 mm diameter cut-outs and connected with simple screw-clamp connections. It is clearly distinguishable visually at a distance thanks to a bright and long lasting LED illumination. It is impact resistant, dust proof, waterproof and vibration resistant thanks to its IP66 / IP67 / IP69 / IP69K, making it ideal for operation in harsh environments. | Material front ring | Metal
| 213 | Automation and Control | Industrial Switch | Pilot Lamps | HARMONY XB4 PILOT LIGHT Ø22 PLAIN LENS 110-120V RED | 2088700 | XB4BVG4 | SCHNEIDER ELECTRIC | 600 | https://pim-kvc.soneparsea.com:3443/PictureServer/default.aspx/schneider-XB4BVG4_Image1.jpg?A3889C9397807479A2A1C7A8BAA5959DB4AAC672AA796476A68C88A49BA4919BB57682AFC29E | https://pim-kvc.soneparsea.com:3443/PictureServer/default.aspx/schneider-xb4-bvg4.pdf?81788B76AEAA939CBEAABDA9B7A95DACB27981A7C89E6462C0A9BA | HARMONY XB4 COMPLETE PILOT LIGHT Ø22 PLAIN LENS WITH INTEGRAL LED 110-120V RED | This Schneider Electric Harmony XB4 plain lens modular red pilot light is supplied with 110 to 120Vac, uses an integral LED and screw clamp terminals. It has a metal body. This pilot light, designed to last without maintenance for a bright indication of process and machine operations, is easily installed into standard 22 mm diameter cut-outs and connected with simple screw-clamp connections. It is clearly distinguishable visually at a distance thanks to a bright and long lasting LED illumination. It is impact resistant, dust proof, waterproof and vibration resistant thanks to its IP66 / IP67 / IP69 / IP69K, making it ideal for operation in harsh environments. | Colour front ring | Chrome
| 213 | Automation and Control | Industrial Switch | Pilot Lamps | HARMONY XB4 PILOT LIGHT Ø22 PLAIN LENS 110-120V RED | 2088700 | XB4BVG4 | SCHNEIDER ELECTRIC | 600 | https://pim-kvc.soneparsea.com:3443/PictureServer/default.aspx/schneider-XB4BVG4_Image1.jpg?A3889C9397807479A2A1C7A8BAA5959DB4AAC672AA796476A68C88A49BA4919BB57682AFC29E | https://pim-kvc.soneparsea.com:3443/PictureServer/default.aspx/schneider-xb4-bvg4.pdf?81788B76AEAA939CBEAABDA9B7A95DACB27981A7C89E6462C0A9BA | HARMONY XB4 COMPLETE PILOT LIGHT Ø22 PLAIN LENS WITH INTEGRAL LED 110-120V RED | This Schneider Electric Harmony XB4 plain lens modular red pilot light is supplied with 110 to 120Vac, uses an integral LED and screw clamp terminals. It has a metal body. This pilot light, designed to last without maintenance for a bright indication of process and machine operations, is easily installed into standard 22 mm diameter cut-outs and connected with simple screw-clamp connections. It is clearly distinguishable visually at a distance thanks to a bright and long lasting LED illumination. It is impact resistant, dust proof, waterproof and vibration resistant thanks to its IP66 / IP67 / IP69 / IP69K, making it ideal for operation in harsh environments. | Degree of protection (IP) | IP66
| 213 | Automation and Control | Industrial Switch | Pilot Lamps | HARMONY XB4 PILOT LIGHT Ø22 PLAIN LENS 110-120V RED | 2088700 | XB4BVG4 | SCHNEIDER ELECTRIC | 600 | https://pim-kvc.soneparsea.com:3443/PictureServer/default.aspx/schneider-XB4BVG4_Image1.jpg?A3889C9397807479A2A1C7A8BAA5959DB4AAC672AA796476A68C88A49BA4919BB57682AFC29E | https://pim-kvc.soneparsea.com:3443/PictureServer/default.aspx/schneider-xb4-bvg4.pdf?81788B76AEAA939CBEAABDA9B7A95DACB27981A7C89E6462C0A9BA | HARMONY XB4 COMPLETE PILOT LIGHT Ø22 PLAIN LENS WITH INTEGRAL LED 110-120V RED | This Schneider Electric Harmony XB4 plain lens modular red pilot light is supplied with 110 to 120Vac, uses an integral LED and screw clamp terminals. It has a metal body. This pilot light, designed to last without maintenance for a bright indication of process and machine operations, is easily installed into standard 22 mm diameter cut-outs and connected with simple screw-clamp connections. It is clearly distinguishable visually at a distance thanks to a bright and long lasting LED illumination. It is impact resistant, dust proof, waterproof and vibration resistant thanks to its IP66 / IP67 / IP69 / IP69K, making it ideal for operation in harsh environments. | Degree of protection (NEMA) | Other
| 214 | Automation and Control | Industrial Switch | Pilot Lamps | HARMONY XB4 PILOT LIGHT Ø22 PLAIN LENS 110-120V ORANGE | 2088701 | XB4BVG5 | SCHNEIDER ELECTRIC | 600 | https://pim-kvc.soneparsea.com:3443/PictureServer/default.aspx/schneider-XB4BVG5_Image1.jpg?A3889C9397807479A2A1C7A8BAA5959DB4AAC672AA796476A68C89A49BA4919BB57682AFC29E | https://pim-kvc.soneparsea.com:3443/PictureServer/default.aspx/schneider-xb4-bvg5.pdf?81788B76AEAA939CBEAABDA9B7A95DACB27981A7C89E6562C0A9BA | HARMONY XB4 COMPLETE PILOT LIGHT Ø22 PLAIN LENS WITH INTEGRAL LED 110-120V ORANGE | This Schneider Electric Harmony XB4 plain lens modular orange pilot light is supplied with 110 to 120Vac, uses an integral LED and screw clamp terminals. It has a metal body. This pilot light, designed to last without maintenance for a bright indication of process and machine operations, is easily installed into standard 22 mm diameter cut-outs and connected with simple screw-clamp connections. It is clearly distinguishable visually at a distance thanks to a bright and long lasting LED illumination. It is impact resistant, dust proof, waterproof and vibration resistant thanks to its IP66 / IP67 / IP69 / IP69K, making it ideal for operation in harsh environments. | Number of indicator lights | 1
| 214 | Automation and Control | Industrial Switch | Pilot Lamps | HARMONY XB4 PILOT LIGHT Ø22 PLAIN LENS 110-120V ORANGE | 2088701 | XB4BVG5 | SCHNEIDER ELECTRIC | 600 | https://pim-kvc.soneparsea.com:3443/PictureServer/default.aspx/schneider-XB4BVG5_Image1.jpg?A3889C9397807479A2A1C7A8BAA5959DB4AAC672AA796476A68C89A49BA4919BB57682AFC29E | https://pim-kvc.soneparsea.com:3443/PictureServer/default.aspx/schneider-xb4-bvg5.pdf?81788B76AEAA939CBEAABDA9B7A95DACB27981A7C89E6562C0A9BA | HARMONY XB4 COMPLETE PILOT LIGHT Ø22 PLAIN LENS WITH INTEGRAL LED 110-120V ORANGE | This Schneider Electric Harmony XB4 plain lens modular orange pilot light is supplied with 110 to 120Vac, uses an integral LED and screw clamp terminals. It has a metal body. This pilot light, designed to last without maintenance for a bright indication of process and machine operations, is easily installed into standard 22 mm diameter cut-outs and connected with simple screw-clamp connections. It is clearly distinguishable visually at a distance thanks to a bright and long lasting LED illumination. It is impact resistant, dust proof, waterproof and vibration resistant thanks to its IP66 / IP67 / IP69 / IP69K, making it ideal for operation in harsh environments. | Colour lens | Orange
| 214 | Automation and Control | Industrial Switch | Pilot Lamps | HARMONY XB4 PILOT LIGHT Ø22 PLAIN LENS 110-120V ORANGE | 2088701 | XB4BVG5 | SCHNEIDER ELECTRIC | 600 | https://pim-kvc.soneparsea.com:3443/PictureServer/default.aspx/schneider-XB4BVG5_Image1.jpg?A3889C9397807479A2A1C7A8BAA5959DB4AAC672AA796476A68C89A49BA4919BB57682AFC29E | https://pim-kvc.soneparsea.com:3443/PictureServer/default.aspx/schneider-xb4-bvg5.pdf?81788B76AEAA939CBEAABDA9B7A95DACB27981A7C89E6562C0A9BA | HARMONY XB4 COMPLETE PILOT LIGHT Ø22 PLAIN LENS WITH INTEGRAL LED 110-120V ORANGE | This Schneider Electric Harmony XB4 plain lens modular orange pilot light is supplied with 110 to 120Vac, uses an integral LED and screw clamp terminals. It has a metal body. This pilot light, designed to last without maintenance for a bright indication of process and machine operations, is easily installed into standard 22 mm diameter cut-outs and connected with simple screw-clamp connections. It is clearly distinguishable visually at a distance thanks to a bright and long lasting LED illumination. It is impact resistant, dust proof, waterproof and vibration resistant thanks to its IP66 / IP67 / IP69 / IP69K, making it ideal for operation in harsh environments. | Type of lamp socket | LED
| 214 | Automation and Control | Industrial Switch | Pilot Lamps | HARMONY XB4 PILOT LIGHT Ø22 PLAIN LENS 110-120V ORANGE | 2088701 | XB4BVG5 | SCHNEIDER ELECTRIC | 600 | https://pim-kvc.soneparsea.com:3443/PictureServer/default.aspx/schneider-XB4BVG5_Image1.jpg?A3889C9397807479A2A1C7A8BAA5959DB4AAC672AA796476A68C89A49BA4919BB57682AFC29E | https://pim-kvc.soneparsea.com:3443/PictureServer/default.aspx/schneider-xb4-bvg5.pdf?81788B76AEAA939CBEAABDA9B7A95DACB27981A7C89E6562C0A9BA | HARMONY XB4 COMPLETE PILOT LIGHT Ø22 PLAIN LENS WITH INTEGRAL LED 110-120V ORANGE | This Schneider Electric Harmony XB4 plain lens modular orange pilot light is supplied with 110 to 120Vac, uses an integral LED and screw clamp terminals. It has a metal body. This pilot light, designed to last without maintenance for a bright indication of process and machine operations, is easily installed into standard 22 mm diameter cut-outs and connected with simple screw-clamp connections. It is clearly distinguishable visually at a distance thanks to a bright and long lasting LED illumination. It is impact resistant, dust proof, waterproof and vibration resistant thanks to its IP66 / IP67 / IP69 / IP69K, making it ideal for operation in harsh environments. | With light source | yes
| 214 | Automation and Control | Industrial Switch | Pilot Lamps | HARMONY XB4 PILOT LIGHT Ø22 PLAIN LENS 110-120V ORANGE | 2088701 | XB4BVG5 | SCHNEIDER ELECTRIC | 600 | https://pim-kvc.soneparsea.com:3443/PictureServer/default.aspx/schneider-XB4BVG5_Image1.jpg?A3889C9397807479A2A1C7A8BAA5959DB4AAC672AA796476A68C89A49BA4919BB57682AFC29E | https://pim-kvc.soneparsea.com:3443/PictureServer/default.aspx/schneider-xb4-bvg5.pdf?81788B76AEAA939CBEAABDA9B7A95DACB27981A7C89E6562C0A9BA | HARMONY XB4 COMPLETE PILOT LIGHT Ø22 PLAIN LENS WITH INTEGRAL LED 110-120V ORANGE | This Schneider Electric Harmony XB4 plain lens modular orange pilot light is supplied with 110 to 120Vac, uses an integral LED and screw clamp terminals. It has a metal body. This pilot light, designed to last without maintenance for a bright indication of process and machine operations, is easily installed into standard 22 mm diameter cut-outs and connected with simple screw-clamp connections. It is clearly distinguishable visually at a distance thanks to a bright and long lasting LED illumination. It is impact resistant, dust proof, waterproof and vibration resistant thanks to its IP66 / IP67 / IP69 / IP69K, making it ideal for operation in harsh environments. | Rated operating voltage Ue | 110...120V
| 214 | Automation and Control | Industrial Switch | Pilot Lamps | HARMONY XB4 PILOT LIGHT Ø22 PLAIN LENS 110-120V ORANGE | 2088701 | XB4BVG5 | SCHNEIDER ELECTRIC | 600 | https://pim-kvc.soneparsea.com:3443/PictureServer/default.aspx/schneider-XB4BVG5_Image1.jpg?A3889C9397807479A2A1C7A8BAA5959DB4AAC672AA796476A68C89A49BA4919BB57682AFC29E | https://pim-kvc.soneparsea.com:3443/PictureServer/default.aspx/schneider-xb4-bvg5.pdf?81788B76AEAA939CBEAABDA9B7A95DACB27981A7C89E6562C0A9BA | HARMONY XB4 COMPLETE PILOT LIGHT Ø22 PLAIN LENS WITH INTEGRAL LED 110-120V ORANGE | This Schneider Electric Harmony XB4 plain lens modular orange pilot light is supplied with 110 to 120Vac, uses an integral LED and screw clamp terminals. It has a metal body. This pilot light, designed to last without maintenance for a bright indication of process and machine operations, is easily installed into standard 22 mm diameter cut-outs and connected with simple screw-clamp connections. It is clearly distinguishable visually at a distance thanks to a bright and long lasting LED illumination. It is impact resistant, dust proof, waterproof and vibration resistant thanks to its IP66 / IP67 / IP69 / IP69K, making it ideal for operation in harsh environments. | Voltage type | AC/DC
| 214 | Automation and Control | Industrial Switch | Pilot Lamps | HARMONY XB4 PILOT LIGHT Ø22 PLAIN LENS 110-120V ORANGE | 2088701 | XB4BVG5 | SCHNEIDER ELECTRIC | 600 | https://pim-kvc.soneparsea.com:3443/PictureServer/default.aspx/schneider-XB4BVG5_Image1.jpg?A3889C9397807479A2A1C7A8BAA5959DB4AAC672AA796476A68C89A49BA4919BB57682AFC29E | https://pim-kvc.soneparsea.com:3443/PictureServer/default.aspx/schneider-xb4-bvg5.pdf?81788B76AEAA939CBEAABDA9B7A95DACB27981A7C89E6562C0A9BA | HARMONY XB4 COMPLETE PILOT LIGHT Ø22 PLAIN LENS WITH INTEGRAL LED 110-120V ORANGE | This Schneider Electric Harmony XB4 plain lens modular orange pilot light is supplied with 110 to 120Vac, uses an integral LED and screw clamp terminals. It has a metal body. This pilot light, designed to last without maintenance for a bright indication of process and machine operations, is easily installed into standard 22 mm diameter cut-outs and connected with simple screw-clamp connections. It is clearly distinguishable visually at a distance thanks to a bright and long lasting LED illumination. It is impact resistant, dust proof, waterproof and vibration resistant thanks to its IP66 / IP67 / IP69 / IP69K, making it ideal for operation in harsh environments. | Type of electric connection | Screw connection
| 214 | Automation and Control | Industrial Switch | Pilot Lamps | HARMONY XB4 PILOT LIGHT Ø22 PLAIN LENS 110-120V ORANGE | 2088701 | XB4BVG5 | SCHNEIDER ELECTRIC | 600 | https://pim-kvc.soneparsea.com:3443/PictureServer/default.aspx/schneider-XB4BVG5_Image1.jpg?A3889C9397807479A2A1C7A8BAA5959DB4AAC672AA796476A68C89A49BA4919BB57682AFC29E | https://pim-kvc.soneparsea.com:3443/PictureServer/default.aspx/schneider-xb4-bvg5.pdf?81788B76AEAA939CBEAABDA9B7A95DACB27981A7C89E6562C0A9BA | HARMONY XB4 COMPLETE PILOT LIGHT Ø22 PLAIN LENS WITH INTEGRAL LED 110-120V ORANGE | This Schneider Electric Harmony XB4 plain lens modular orange pilot light is supplied with 110 to 120Vac, uses an integral LED and screw clamp terminals. It has a metal body. This pilot light, designed to last without maintenance for a bright indication of process and machine operations, is easily installed into standard 22 mm diameter cut-outs and connected with simple screw-clamp connections. It is clearly distinguishable visually at a distance thanks to a bright and long lasting LED illumination. It is impact resistant, dust proof, waterproof and vibration resistant thanks to its IP66 / IP67 / IP69 / IP69K, making it ideal for operation in harsh environments. | Construction type lens | Round
| 214 | Automation and Control | Industrial Switch | Pilot Lamps | HARMONY XB4 PILOT LIGHT Ø22 PLAIN LENS 110-120V ORANGE | 2088701 | XB4BVG5 | SCHNEIDER ELECTRIC | 600 | https://pim-kvc.soneparsea.com:3443/PictureServer/default.aspx/schneider-XB4BVG5_Image1.jpg?A3889C9397807479A2A1C7A8BAA5959DB4AAC672AA796476A68C89A49BA4919BB57682AFC29E | https://pim-kvc.soneparsea.com:3443/PictureServer/default.aspx/schneider-xb4-bvg5.pdf?81788B76AEAA939CBEAABDA9B7A95DACB27981A7C89E6562C0A9BA | HARMONY XB4 COMPLETE PILOT LIGHT Ø22 PLAIN LENS WITH INTEGRAL LED 110-120V ORANGE | This Schneider Electric Harmony XB4 plain lens modular orange pilot light is supplied with 110 to 120Vac, uses an integral LED and screw clamp terminals. It has a metal body. This pilot light, designed to last without maintenance for a bright indication of process and machine operations, is easily installed into standard 22 mm diameter cut-outs and connected with simple screw-clamp connections. It is clearly distinguishable visually at a distance thanks to a bright and long lasting LED illumination. It is impact resistant, dust proof, waterproof and vibration resistant thanks to its IP66 / IP67 / IP69 / IP69K, making it ideal for operation in harsh environments. | Type of lens | High
| 214 | Automation and Control | Industrial Switch | Pilot Lamps | HARMONY XB4 PILOT LIGHT Ø22 PLAIN LENS 110-120V ORANGE | 2088701 | XB4BVG5 | SCHNEIDER ELECTRIC | 600 | https://pim-kvc.soneparsea.com:3443/PictureServer/default.aspx/schneider-XB4BVG5_Image1.jpg?A3889C9397807479A2A1C7A8BAA5959DB4AAC672AA796476A68C89A49BA4919BB57682AFC29E | https://pim-kvc.soneparsea.com:3443/PictureServer/default.aspx/schneider-xb4-bvg5.pdf?81788B76AEAA939CBEAABDA9B7A95DACB27981A7C89E6562C0A9BA | HARMONY XB4 COMPLETE PILOT LIGHT Ø22 PLAIN LENS WITH INTEGRAL LED 110-120V ORANGE | This Schneider Electric Harmony XB4 plain lens modular orange pilot light is supplied with 110 to 120Vac, uses an integral LED and screw clamp terminals. It has a metal body. This pilot light, designed to last without maintenance for a bright indication of process and machine operations, is easily installed into standard 22 mm diameter cut-outs and connected with simple screw-clamp connections. It is clearly distinguishable visually at a distance thanks to a bright and long lasting LED illumination. It is impact resistant, dust proof, waterproof and vibration resistant thanks to its IP66 / IP67 / IP69 / IP69K, making it ideal for operation in harsh environments. | Hole diameter | 22.5mm
| 214 | Automation and Control | Industrial Switch | Pilot Lamps | HARMONY XB4 PILOT LIGHT Ø22 PLAIN LENS 110-120V ORANGE | 2088701 | XB4BVG5 | SCHNEIDER ELECTRIC | 600 | https://pim-kvc.soneparsea.com:3443/PictureServer/default.aspx/schneider-XB4BVG5_Image1.jpg?A3889C9397807479A2A1C7A8BAA5959DB4AAC672AA796476A68C89A49BA4919BB57682AFC29E | https://pim-kvc.soneparsea.com:3443/PictureServer/default.aspx/schneider-xb4-bvg5.pdf?81788B76AEAA939CBEAABDA9B7A95DACB27981A7C89E6562C0A9BA | HARMONY XB4 COMPLETE PILOT LIGHT Ø22 PLAIN LENS WITH INTEGRAL LED 110-120V ORANGE | This Schneider Electric Harmony XB4 plain lens modular orange pilot light is supplied with 110 to 120Vac, uses an integral LED and screw clamp terminals. It has a metal body. This pilot light, designed to last without maintenance for a bright indication of process and machine operations, is easily installed into standard 22 mm diameter cut-outs and connected with simple screw-clamp connections. It is clearly distinguishable visually at a distance thanks to a bright and long lasting LED illumination. It is impact resistant, dust proof, waterproof and vibration resistant thanks to its IP66 / IP67 / IP69 / IP69K, making it ideal for operation in harsh environments. | Width opening | 0mm
| 214 | Automation and Control | Industrial Switch | Pilot Lamps | HARMONY XB4 PILOT LIGHT Ø22 PLAIN LENS 110-120V ORANGE | 2088701 | XB4BVG5 | SCHNEIDER ELECTRIC | 600 | https://pim-kvc.soneparsea.com:3443/PictureServer/default.aspx/schneider-XB4BVG5_Image1.jpg?A3889C9397807479A2A1C7A8BAA5959DB4AAC672AA796476A68C89A49BA4919BB57682AFC29E | https://pim-kvc.soneparsea.com:3443/PictureServer/default.aspx/schneider-xb4-bvg5.pdf?81788B76AEAA939CBEAABDA9B7A95DACB27981A7C89E6562C0A9BA | HARMONY XB4 COMPLETE PILOT LIGHT Ø22 PLAIN LENS WITH INTEGRAL LED 110-120V ORANGE | This Schneider Electric Harmony XB4 plain lens modular orange pilot light is supplied with 110 to 120Vac, uses an integral LED and screw clamp terminals. It has a metal body. This pilot light, designed to last without maintenance for a bright indication of process and machine operations, is easily installed into standard 22 mm diameter cut-outs and connected with simple screw-clamp connections. It is clearly distinguishable visually at a distance thanks to a bright and long lasting LED illumination. It is impact resistant, dust proof, waterproof and vibration resistant thanks to its IP66 / IP67 / IP69 / IP69K, making it ideal for operation in harsh environments. | Height opening | 0mm
| 214 | Automation and Control | Industrial Switch | Pilot Lamps | HARMONY XB4 PILOT LIGHT Ø22 PLAIN LENS 110-120V ORANGE | 2088701 | XB4BVG5 | SCHNEIDER ELECTRIC | 600 | https://pim-kvc.soneparsea.com:3443/PictureServer/default.aspx/schneider-XB4BVG5_Image1.jpg?A3889C9397807479A2A1C7A8BAA5959DB4AAC672AA796476A68C89A49BA4919BB57682AFC29E | https://pim-kvc.soneparsea.com:3443/PictureServer/default.aspx/schneider-xb4-bvg5.pdf?81788B76AEAA939CBEAABDA9B7A95DACB27981A7C89E6562C0A9BA | HARMONY XB4 COMPLETE PILOT LIGHT Ø22 PLAIN LENS WITH INTEGRAL LED 110-120V ORANGE | This Schneider Electric Harmony XB4 plain lens modular orange pilot light is supplied with 110 to 120Vac, uses an integral LED and screw clamp terminals. It has a metal body. This pilot light, designed to last without maintenance for a bright indication of process and machine operations, is easily installed into standard 22 mm diameter cut-outs and connected with simple screw-clamp connections. It is clearly distinguishable visually at a distance thanks to a bright and long lasting LED illumination. It is impact resistant, dust proof, waterproof and vibration resistant thanks to its IP66 / IP67 / IP69 / IP69K, making it ideal for operation in harsh environments. | With front ring | yes
| 214 | Automation and Control | Industrial Switch | Pilot Lamps | HARMONY XB4 PILOT LIGHT Ø22 PLAIN LENS 110-120V ORANGE | 2088701 | XB4BVG5 | SCHNEIDER ELECTRIC | 600 | https://pim-kvc.soneparsea.com:3443/PictureServer/default.aspx/schneider-XB4BVG5_Image1.jpg?A3889C9397807479A2A1C7A8BAA5959DB4AAC672AA796476A68C89A49BA4919BB57682AFC29E | https://pim-kvc.soneparsea.com:3443/PictureServer/default.aspx/schneider-xb4-bvg5.pdf?81788B76AEAA939CBEAABDA9B7A95DACB27981A7C89E6562C0A9BA | HARMONY XB4 COMPLETE PILOT LIGHT Ø22 PLAIN LENS WITH INTEGRAL LED 110-120V ORANGE | This Schneider Electric Harmony XB4 plain lens modular orange pilot light is supplied with 110 to 120Vac, uses an integral LED and screw clamp terminals. It has a metal body. This pilot light, designed to last without maintenance for a bright indication of process and machine operations, is easily installed into standard 22 mm diameter cut-outs and connected with simple screw-clamp connections. It is clearly distinguishable visually at a distance thanks to a bright and long lasting LED illumination. It is impact resistant, dust proof, waterproof and vibration resistant thanks to its IP66 / IP67 / IP69 / IP69K, making it ideal for operation in harsh environments. | Material front ring | Metal
| 214 | Automation and Control | Industrial Switch | Pilot Lamps | HARMONY XB4 PILOT LIGHT Ø22 PLAIN LENS 110-120V ORANGE | 2088701 | XB4BVG5 | SCHNEIDER ELECTRIC | 600 | https://pim-kvc.soneparsea.com:3443/PictureServer/default.aspx/schneider-XB4BVG5_Image1.jpg?A3889C9397807479A2A1C7A8BAA5959DB4AAC672AA796476A68C89A49BA4919BB57682AFC29E | https://pim-kvc.soneparsea.com:3443/PictureServer/default.aspx/schneider-xb4-bvg5.pdf?81788B76AEAA939CBEAABDA9B7A95DACB27981A7C89E6562C0A9BA | HARMONY XB4 COMPLETE PILOT LIGHT Ø22 PLAIN LENS WITH INTEGRAL LED 110-120V ORANGE | This Schneider Electric Harmony XB4 plain lens modular orange pilot light is supplied with 110 to 120Vac, uses an integral LED and screw clamp terminals. It has a metal body. This pilot light, designed to last without maintenance for a bright indication of process and machine operations, is easily installed into standard 22 mm diameter cut-outs and connected with simple screw-clamp connections. It is clearly distinguishable visually at a distance thanks to a bright and long lasting LED illumination. It is impact resistant, dust proof, waterproof and vibration resistant thanks to its IP66 / IP67 / IP69 / IP69K, making it ideal for operation in harsh environments. | Colour front ring | Chrome
| 214 | Automation and Control | Industrial Switch | Pilot Lamps | HARMONY XB4 PILOT LIGHT Ø22 PLAIN LENS 110-120V ORANGE | 2088701 | XB4BVG5 | SCHNEIDER ELECTRIC | 600 | https://pim-kvc.soneparsea.com:3443/PictureServer/default.aspx/schneider-XB4BVG5_Image1.jpg?A3889C9397807479A2A1C7A8BAA5959DB4AAC672AA796476A68C89A49BA4919BB57682AFC29E | https://pim-kvc.soneparsea.com:3443/PictureServer/default.aspx/schneider-xb4-bvg5.pdf?81788B76AEAA939CBEAABDA9B7A95DACB27981A7C89E6562C0A9BA | HARMONY XB4 COMPLETE PILOT LIGHT Ø22 PLAIN LENS WITH INTEGRAL LED 110-120V ORANGE | This Schneider Electric Harmony XB4 plain lens modular orange pilot light is supplied with 110 to 120Vac, uses an integral LED and screw clamp terminals. It has a metal body. This pilot light, designed to last without maintenance for a bright indication of process and machine operations, is easily installed into standard 22 mm diameter cut-outs and connected with simple screw-clamp connections. It is clearly distinguishable visually at a distance thanks to a bright and long lasting LED illumination. It is impact resistant, dust proof, waterproof and vibration resistant thanks to its IP66 / IP67 / IP69 / IP69K, making it ideal for operation in harsh environments. | Degree of protection (IP) | IP66
| 214 | Automation and Control | Industrial Switch | Pilot Lamps | HARMONY XB4 PILOT LIGHT Ø22 PLAIN LENS 110-120V ORANGE | 2088701 | XB4BVG5 | SCHNEIDER ELECTRIC | 600 | https://pim-kvc.soneparsea.com:3443/PictureServer/default.aspx/schneider-XB4BVG5_Image1.jpg?A3889C9397807479A2A1C7A8BAA5959DB4AAC672AA796476A68C89A49BA4919BB57682AFC29E | https://pim-kvc.soneparsea.com:3443/PictureServer/default.aspx/schneider-xb4-bvg5.pdf?81788B76AEAA939CBEAABDA9B7A95DACB27981A7C89E6562C0A9BA | HARMONY XB4 COMPLETE PILOT LIGHT Ø22 PLAIN LENS WITH INTEGRAL LED 110-120V ORANGE | This Schneider Electric Harmony XB4 plain lens modular orange pilot light is supplied with 110 to 120Vac, uses an integral LED and screw clamp terminals. It has a metal body. This pilot light, designed to last without maintenance for a bright indication of process and machine operations, is easily installed into standard 22 mm diameter cut-outs and connected with simple screw-clamp connections. It is clearly distinguishable visually at a distance thanks to a bright and long lasting LED illumination. It is impact resistant, dust proof, waterproof and vibration resistant thanks to its IP66 / IP67 / IP69 / IP69K, making it ideal for operation in harsh environments. | Degree of protection (NEMA) | 13
| 215 | Automation and Control | Industrial Switch | Pilot Lamps | HARMONY XB4 PILOT LIGHT Ø22 PLAIN LENS 230-240V WHITE | 2088702 | XB4BVM1 | SCHNEIDER ELECTRIC | 600 | https://pim-kvc.soneparsea.com:3443/PictureServer/default.aspx/schneider-XB4BVM1_Image1.jpg?A3889C9397807479A2A1C7A8BAA5959DB4AAC672AA796476A69285A49BA4919BB57682AFC29E | https://pim-kvc.soneparsea.com:3443/PictureServer/default.aspx/schneider-xb4-bvm1.pdf?81788B76AEAA939CBEAABDA9B7A95DACB27981A7C8A46162C0A9BA | HARMONY XB4 COMPLETE PILOT LIGHT Ø22 PLAIN LENS WITH INTEGRAL LED 230-240V WHITE | This Schneider Electric Harmony XB4 plain lens modular white pilot light is supplied with 230 to 240Vac, uses an integral LED and screw clamp terminals. It has a metal body. This pilot light, designed to last without maintenance for a bright indication of process and machine operations, is easily installed into standard 22 mm diameter cut-outs and connected with simple screw-clamp connections. It is clearly distinguishable visually at a distance thanks to a bright and long lasting LED illumination. It is impact resistant, dust proof, waterproof and vibration resistant thanks to its IP66 / IP67 / IP69 / IP69K, making it ideal for operation in harsh environments. | Number of indicator lights | 1
| 215 | Automation and Control | Industrial Switch | Pilot Lamps | HARMONY XB4 PILOT LIGHT Ø22 PLAIN LENS 230-240V WHITE | 2088702 | XB4BVM1 | SCHNEIDER ELECTRIC | 600 | https://pim-kvc.soneparsea.com:3443/PictureServer/default.aspx/schneider-XB4BVM1_Image1.jpg?A3889C9397807479A2A1C7A8BAA5959DB4AAC672AA796476A69285A49BA4919BB57682AFC29E | https://pim-kvc.soneparsea.com:3443/PictureServer/default.aspx/schneider-xb4-bvm1.pdf?81788B76AEAA939CBEAABDA9B7A95DACB27981A7C8A46162C0A9BA | HARMONY XB4 COMPLETE PILOT LIGHT Ø22 PLAIN LENS WITH INTEGRAL LED 230-240V WHITE | This Schneider Electric Harmony XB4 plain lens modular white pilot light is supplied with 230 to 240Vac, uses an integral LED and screw clamp terminals. It has a metal body. This pilot light, designed to last without maintenance for a bright indication of process and machine operations, is easily installed into standard 22 mm diameter cut-outs and connected with simple screw-clamp connections. It is clearly distinguishable visually at a distance thanks to a bright and long lasting LED illumination. It is impact resistant, dust proof, waterproof and vibration resistant thanks to its IP66 / IP67 / IP69 / IP69K, making it ideal for operation in harsh environments. | Colour lens | White
| 215 | Automation and Control | Industrial Switch | Pilot Lamps | HARMONY XB4 PILOT LIGHT Ø22 PLAIN LENS 230-240V WHITE | 2088702 | XB4BVM1 | SCHNEIDER ELECTRIC | 600 | https://pim-kvc.soneparsea.com:3443/PictureServer/default.aspx/schneider-XB4BVM1_Image1.jpg?A3889C9397807479A2A1C7A8BAA5959DB4AAC672AA796476A69285A49BA4919BB57682AFC29E | https://pim-kvc.soneparsea.com:3443/PictureServer/default.aspx/schneider-xb4-bvm1.pdf?81788B76AEAA939CBEAABDA9B7A95DACB27981A7C8A46162C0A9BA | HARMONY XB4 COMPLETE PILOT LIGHT Ø22 PLAIN LENS WITH INTEGRAL LED 230-240V WHITE | This Schneider Electric Harmony XB4 plain lens modular white pilot light is supplied with 230 to 240Vac, uses an integral LED and screw clamp terminals. It has a metal body. This pilot light, designed to last without maintenance for a bright indication of process and machine operations, is easily installed into standard 22 mm diameter cut-outs and connected with simple screw-clamp connections. It is clearly distinguishable visually at a distance thanks to a bright and long lasting LED illumination. It is impact resistant, dust proof, waterproof and vibration resistant thanks to its IP66 / IP67 / IP69 / IP69K, making it ideal for operation in harsh environments. | Type of lamp socket | LED
| 215 | Automation and Control | Industrial Switch | Pilot Lamps | HARMONY XB4 PILOT LIGHT Ø22 PLAIN LENS 230-240V WHITE | 2088702 | XB4BVM1 | SCHNEIDER ELECTRIC | 600 | https://pim-kvc.soneparsea.com:3443/PictureServer/default.aspx/schneider-XB4BVM1_Image1.jpg?A3889C9397807479A2A1C7A8BAA5959DB4AAC672AA796476A69285A49BA4919BB57682AFC29E | https://pim-kvc.soneparsea.com:3443/PictureServer/default.aspx/schneider-xb4-bvm1.pdf?81788B76AEAA939CBEAABDA9B7A95DACB27981A7C8A46162C0A9BA | HARMONY XB4 COMPLETE PILOT LIGHT Ø22 PLAIN LENS WITH INTEGRAL LED 230-240V WHITE | This Schneider Electric Harmony XB4 plain lens modular white pilot light is supplied with 230 to 240Vac, uses an integral LED and screw clamp terminals. It has a metal body. This pilot light, designed to last without maintenance for a bright indication of process and machine operations, is easily installed into standard 22 mm diameter cut-outs and connected with simple screw-clamp connections. It is clearly distinguishable visually at a distance thanks to a bright and long lasting LED illumination. It is impact resistant, dust proof, waterproof and vibration resistant thanks to its IP66 / IP67 / IP69 / IP69K, making it ideal for operation in harsh environments. | With light source | yes
| 215 | Automation and Control | Industrial Switch | Pilot Lamps | HARMONY XB4 PILOT LIGHT Ø22 PLAIN LENS 230-240V WHITE | 2088702 | XB4BVM1 | SCHNEIDER ELECTRIC | 600 | https://pim-kvc.soneparsea.com:3443/PictureServer/default.aspx/schneider-XB4BVM1_Image1.jpg?A3889C9397807479A2A1C7A8BAA5959DB4AAC672AA796476A69285A49BA4919BB57682AFC29E | https://pim-kvc.soneparsea.com:3443/PictureServer/default.aspx/schneider-xb4-bvm1.pdf?81788B76AEAA939CBEAABDA9B7A95DACB27981A7C8A46162C0A9BA | HARMONY XB4 COMPLETE PILOT LIGHT Ø22 PLAIN LENS WITH INTEGRAL LED 230-240V WHITE | This Schneider Electric Harmony XB4 plain lens modular white pilot light is supplied with 230 to 240Vac, uses an integral LED and screw clamp terminals. It has a metal body. This pilot light, designed to last without maintenance for a bright indication of process and machine operations, is easily installed into standard 22 mm diameter cut-outs and connected with simple screw-clamp connections. It is clearly distinguishable visually at a distance thanks to a bright and long lasting LED illumination. It is impact resistant, dust proof, waterproof and vibration resistant thanks to its IP66 / IP67 / IP69 / IP69K, making it ideal for operation in harsh environments. | Rated operating voltage Ue | 230...240V
| 215 | Automation and Control | Industrial Switch | Pilot Lamps | HARMONY XB4 PILOT LIGHT Ø22 PLAIN LENS 230-240V WHITE | 2088702 | XB4BVM1 | SCHNEIDER ELECTRIC | 600 | https://pim-kvc.soneparsea.com:3443/PictureServer/default.aspx/schneider-XB4BVM1_Image1.jpg?A3889C9397807479A2A1C7A8BAA5959DB4AAC672AA796476A69285A49BA4919BB57682AFC29E | https://pim-kvc.soneparsea.com:3443/PictureServer/default.aspx/schneider-xb4-bvm1.pdf?81788B76AEAA939CBEAABDA9B7A95DACB27981A7C8A46162C0A9BA | HARMONY XB4 COMPLETE PILOT LIGHT Ø22 PLAIN LENS WITH INTEGRAL LED 230-240V WHITE | This Schneider Electric Harmony XB4 plain lens modular white pilot light is supplied with 230 to 240Vac, uses an integral LED and screw clamp terminals. It has a metal body. This pilot light, designed to last without maintenance for a bright indication of process and machine operations, is easily installed into standard 22 mm diameter cut-outs and connected with simple screw-clamp connections. It is clearly distinguishable visually at a distance thanks to a bright and long lasting LED illumination. It is impact resistant, dust proof, waterproof and vibration resistant thanks to its IP66 / IP67 / IP69 / IP69K, making it ideal for operation in harsh environments. | Voltage type | AC/DC
| 215 | Automation and Control | Industrial Switch | Pilot Lamps | HARMONY XB4 PILOT LIGHT Ø22 PLAIN LENS 230-240V WHITE | 2088702 | XB4BVM1 | SCHNEIDER ELECTRIC | 600 | https://pim-kvc.soneparsea.com:3443/PictureServer/default.aspx/schneider-XB4BVM1_Image1.jpg?A3889C9397807479A2A1C7A8BAA5959DB4AAC672AA796476A69285A49BA4919BB57682AFC29E | https://pim-kvc.soneparsea.com:3443/PictureServer/default.aspx/schneider-xb4-bvm1.pdf?81788B76AEAA939CBEAABDA9B7A95DACB27981A7C8A46162C0A9BA | HARMONY XB4 COMPLETE PILOT LIGHT Ø22 PLAIN LENS WITH INTEGRAL LED 230-240V WHITE | This Schneider Electric Harmony XB4 plain lens modular white pilot light is supplied with 230 to 240Vac, uses an integral LED and screw clamp terminals. It has a metal body. This pilot light, designed to last without maintenance for a bright indication of process and machine operations, is easily installed into standard 22 mm diameter cut-outs and connected with simple screw-clamp connections. It is clearly distinguishable visually at a distance thanks to a bright and long lasting LED illumination. It is impact resistant, dust proof, waterproof and vibration resistant thanks to its IP66 / IP67 / IP69 / IP69K, making it ideal for operation in harsh environments. | Type of electric connection | Screw connection
| 215 | Automation and Control | Industrial Switch | Pilot Lamps | HARMONY XB4 PILOT LIGHT Ø22 PLAIN LENS 230-240V WHITE | 2088702 | XB4BVM1 | SCHNEIDER ELECTRIC | 600 | https://pim-kvc.soneparsea.com:3443/PictureServer/default.aspx/schneider-XB4BVM1_Image1.jpg?A3889C9397807479A2A1C7A8BAA5959DB4AAC672AA796476A69285A49BA4919BB57682AFC29E | https://pim-kvc.soneparsea.com:3443/PictureServer/default.aspx/schneider-xb4-bvm1.pdf?81788B76AEAA939CBEAABDA9B7A95DACB27981A7C8A46162C0A9BA | HARMONY XB4 COMPLETE PILOT LIGHT Ø22 PLAIN LENS WITH INTEGRAL LED 230-240V WHITE | This Schneider Electric Harmony XB4 plain lens modular white pilot light is supplied with 230 to 240Vac, uses an integral LED and screw clamp terminals. It has a metal body. This pilot light, designed to last without maintenance for a bright indication of process and machine operations, is easily installed into standard 22 mm diameter cut-outs and connected with simple screw-clamp connections. It is clearly distinguishable visually at a distance thanks to a bright and long lasting LED illumination. It is impact resistant, dust proof, waterproof and vibration resistant thanks to its IP66 / IP67 / IP69 / IP69K, making it ideal for operation in harsh environments. | Construction type lens | Round
| 215 | Automation and Control | Industrial Switch | Pilot Lamps | HARMONY XB4 PILOT LIGHT Ø22 PLAIN LENS 230-240V WHITE | 2088702 | XB4BVM1 | SCHNEIDER ELECTRIC | 600 | https://pim-kvc.soneparsea.com:3443/PictureServer/default.aspx/schneider-XB4BVM1_Image1.jpg?A3889C9397807479A2A1C7A8BAA5959DB4AAC672AA796476A69285A49BA4919BB57682AFC29E | https://pim-kvc.soneparsea.com:3443/PictureServer/default.aspx/schneider-xb4-bvm1.pdf?81788B76AEAA939CBEAABDA9B7A95DACB27981A7C8A46162C0A9BA | HARMONY XB4 COMPLETE PILOT LIGHT Ø22 PLAIN LENS WITH INTEGRAL LED 230-240V WHITE | This Schneider Electric Harmony XB4 plain lens modular white pilot light is supplied with 230 to 240Vac, uses an integral LED and screw clamp terminals. It has a metal body. This pilot light, designed to last without maintenance for a bright indication of process and machine operations, is easily installed into standard 22 mm diameter cut-outs and connected with simple screw-clamp connections. It is clearly distinguishable visually at a distance thanks to a bright and long lasting LED illumination. It is impact resistant, dust proof, waterproof and vibration resistant thanks to its IP66 / IP67 / IP69 / IP69K, making it ideal for operation in harsh environments. | Type of lens | Flat
| 215 | Automation and Control | Industrial Switch | Pilot Lamps | HARMONY XB4 PILOT LIGHT Ø22 PLAIN LENS 230-240V WHITE | 2088702 | XB4BVM1 | SCHNEIDER ELECTRIC | 600 | https://pim-kvc.soneparsea.com:3443/PictureServer/default.aspx/schneider-XB4BVM1_Image1.jpg?A3889C9397807479A2A1C7A8BAA5959DB4AAC672AA796476A69285A49BA4919BB57682AFC29E | https://pim-kvc.soneparsea.com:3443/PictureServer/default.aspx/schneider-xb4-bvm1.pdf?81788B76AEAA939CBEAABDA9B7A95DACB27981A7C8A46162C0A9BA | HARMONY XB4 COMPLETE PILOT LIGHT Ø22 PLAIN LENS WITH INTEGRAL LED 230-240V WHITE | This Schneider Electric Harmony XB4 plain lens modular white pilot light is supplied with 230 to 240Vac, uses an integral LED and screw clamp terminals. It has a metal body. This pilot light, designed to last without maintenance for a bright indication of process and machine operations, is easily installed into standard 22 mm diameter cut-outs and connected with simple screw-clamp connections. It is clearly distinguishable visually at a distance thanks to a bright and long lasting LED illumination. It is impact resistant, dust proof, waterproof and vibration resistant thanks to its IP66 / IP67 / IP69 / IP69K, making it ideal for operation in harsh environments. | Hole diameter | 22.5mm
| 215 | Automation and Control | Industrial Switch | Pilot Lamps | HARMONY XB4 PILOT LIGHT Ø22 PLAIN LENS 230-240V WHITE | 2088702 | XB4BVM1 | SCHNEIDER ELECTRIC | 600 | https://pim-kvc.soneparsea.com:3443/PictureServer/default.aspx/schneider-XB4BVM1_Image1.jpg?A3889C9397807479A2A1C7A8BAA5959DB4AAC672AA796476A69285A49BA4919BB57682AFC29E | https://pim-kvc.soneparsea.com:3443/PictureServer/default.aspx/schneider-xb4-bvm1.pdf?81788B76AEAA939CBEAABDA9B7A95DACB27981A7C8A46162C0A9BA | HARMONY XB4 COMPLETE PILOT LIGHT Ø22 PLAIN LENS WITH INTEGRAL LED 230-240V WHITE | This Schneider Electric Harmony XB4 plain lens modular white pilot light is supplied with 230 to 240Vac, uses an integral LED and screw clamp terminals. It has a metal body. This pilot light, designed to last without maintenance for a bright indication of process and machine operations, is easily installed into standard 22 mm diameter cut-outs and connected with simple screw-clamp connections. It is clearly distinguishable visually at a distance thanks to a bright and long lasting LED illumination. It is impact resistant, dust proof, waterproof and vibration resistant thanks to its IP66 / IP67 / IP69 / IP69K, making it ideal for operation in harsh environments. | Width opening | 0mm
| 215 | Automation and Control | Industrial Switch | Pilot Lamps | HARMONY XB4 PILOT LIGHT Ø22 PLAIN LENS 230-240V WHITE | 2088702 | XB4BVM1 | SCHNEIDER ELECTRIC | 600 | https://pim-kvc.soneparsea.com:3443/PictureServer/default.aspx/schneider-XB4BVM1_Image1.jpg?A3889C9397807479A2A1C7A8BAA5959DB4AAC672AA796476A69285A49BA4919BB57682AFC29E | https://pim-kvc.soneparsea.com:3443/PictureServer/default.aspx/schneider-xb4-bvm1.pdf?81788B76AEAA939CBEAABDA9B7A95DACB27981A7C8A46162C0A9BA | HARMONY XB4 COMPLETE PILOT LIGHT Ø22 PLAIN LENS WITH INTEGRAL LED 230-240V WHITE | This Schneider Electric Harmony XB4 plain lens modular white pilot light is supplied with 230 to 240Vac, uses an integral LED and screw clamp terminals. It has a metal body. This pilot light, designed to last without maintenance for a bright indication of process and machine operations, is easily installed into standard 22 mm diameter cut-outs and connected with simple screw-clamp connections. It is clearly distinguishable visually at a distance thanks to a bright and long lasting LED illumination. It is impact resistant, dust proof, waterproof and vibration resistant thanks to its IP66 / IP67 / IP69 / IP69K, making it ideal for operation in harsh environments. | Height opening | 0mm
| 215 | Automation and Control | Industrial Switch | Pilot Lamps | HARMONY XB4 PILOT LIGHT Ø22 PLAIN LENS 230-240V WHITE | 2088702 | XB4BVM1 | SCHNEIDER ELECTRIC | 600 | https://pim-kvc.soneparsea.com:3443/PictureServer/default.aspx/schneider-XB4BVM1_Image1.jpg?A3889C9397807479A2A1C7A8BAA5959DB4AAC672AA796476A69285A49BA4919BB57682AFC29E | https://pim-kvc.soneparsea.com:3443/PictureServer/default.aspx/schneider-xb4-bvm1.pdf?81788B76AEAA939CBEAABDA9B7A95DACB27981A7C8A46162C0A9BA | HARMONY XB4 COMPLETE PILOT LIGHT Ø22 PLAIN LENS WITH INTEGRAL LED 230-240V WHITE | This Schneider Electric Harmony XB4 plain lens modular white pilot light is supplied with 230 to 240Vac, uses an integral LED and screw clamp terminals. It has a metal body. This pilot light, designed to last without maintenance for a bright indication of process and machine operations, is easily installed into standard 22 mm diameter cut-outs and connected with simple screw-clamp connections. It is clearly distinguishable visually at a distance thanks to a bright and long lasting LED illumination. It is impact resistant, dust proof, waterproof and vibration resistant thanks to its IP66 / IP67 / IP69 / IP69K, making it ideal for operation in harsh environments. | With front ring | yes
| 215 | Automation and Control | Industrial Switch | Pilot Lamps | HARMONY XB4 PILOT LIGHT Ø22 PLAIN LENS 230-240V WHITE | 2088702 | XB4BVM1 | SCHNEIDER ELECTRIC | 600 | https://pim-kvc.soneparsea.com:3443/PictureServer/default.aspx/schneider-XB4BVM1_Image1.jpg?A3889C9397807479A2A1C7A8BAA5959DB4AAC672AA796476A69285A49BA4919BB57682AFC29E | https://pim-kvc.soneparsea.com:3443/PictureServer/default.aspx/schneider-xb4-bvm1.pdf?81788B76AEAA939CBEAABDA9B7A95DACB27981A7C8A46162C0A9BA | HARMONY XB4 COMPLETE PILOT LIGHT Ø22 PLAIN LENS WITH INTEGRAL LED 230-240V WHITE | This Schneider Electric Harmony XB4 plain lens modular white pilot light is supplied with 230 to 240Vac, uses an integral LED and screw clamp terminals. It has a metal body. This pilot light, designed to last without maintenance for a bright indication of process and machine operations, is easily installed into standard 22 mm diameter cut-outs and connected with simple screw-clamp connections. It is clearly distinguishable visually at a distance thanks to a bright and long lasting LED illumination. It is impact resistant, dust proof, waterproof and vibration resistant thanks to its IP66 / IP67 / IP69 / IP69K, making it ideal for operation in harsh environments. | Material front ring | Metal
| 215 | Automation and Control | Industrial Switch | Pilot Lamps | HARMONY XB4 PILOT LIGHT Ø22 PLAIN LENS 230-240V WHITE | 2088702 | XB4BVM1 | SCHNEIDER ELECTRIC | 600 | https://pim-kvc.soneparsea.com:3443/PictureServer/default.aspx/schneider-XB4BVM1_Image1.jpg?A3889C9397807479A2A1C7A8BAA5959DB4AAC672AA796476A69285A49BA4919BB57682AFC29E | https://pim-kvc.soneparsea.com:3443/PictureServer/default.aspx/schneider-xb4-bvm1.pdf?81788B76AEAA939CBEAABDA9B7A95DACB27981A7C8A46162C0A9BA | HARMONY XB4 COMPLETE PILOT LIGHT Ø22 PLAIN LENS WITH INTEGRAL LED 230-240V WHITE | This Schneider Electric Harmony XB4 plain lens modular white pilot light is supplied with 230 to 240Vac, uses an integral LED and screw clamp terminals. It has a metal body. This pilot light, designed to last without maintenance for a bright indication of process and machine operations, is easily installed into standard 22 mm diameter cut-outs and connected with simple screw-clamp connections. It is clearly distinguishable visually at a distance thanks to a bright and long lasting LED illumination. It is impact resistant, dust proof, waterproof and vibration resistant thanks to its IP66 / IP67 / IP69 / IP69K, making it ideal for operation in harsh environments. | Colour front ring | Chrome
| 215 | Automation and Control | Industrial Switch | Pilot Lamps | HARMONY XB4 PILOT LIGHT Ø22 PLAIN LENS 230-240V WHITE | 2088702 | XB4BVM1 | SCHNEIDER ELECTRIC | 600 | https://pim-kvc.soneparsea.com:3443/PictureServer/default.aspx/schneider-XB4BVM1_Image1.jpg?A3889C9397807479A2A1C7A8BAA5959DB4AAC672AA796476A69285A49BA4919BB57682AFC29E | https://pim-kvc.soneparsea.com:3443/PictureServer/default.aspx/schneider-xb4-bvm1.pdf?81788B76AEAA939CBEAABDA9B7A95DACB27981A7C8A46162C0A9BA | HARMONY XB4 COMPLETE PILOT LIGHT Ø22 PLAIN LENS WITH INTEGRAL LED 230-240V WHITE | This Schneider Electric Harmony XB4 plain lens modular white pilot light is supplied with 230 to 240Vac, uses an integral LED and screw clamp terminals. It has a metal body. This pilot light, designed to last without maintenance for a bright indication of process and machine operations, is easily installed into standard 22 mm diameter cut-outs and connected with simple screw-clamp connections. It is clearly distinguishable visually at a distance thanks to a bright and long lasting LED illumination. It is impact resistant, dust proof, waterproof and vibration resistant thanks to its IP66 / IP67 / IP69 / IP69K, making it ideal for operation in harsh environments. | Degree of protection (IP) | IP66
| 215 | Automation and Control | Industrial Switch | Pilot Lamps | HARMONY XB4 PILOT LIGHT Ø22 PLAIN LENS 230-240V WHITE | 2088702 | XB4BVM1 | SCHNEIDER ELECTRIC | 600 | https://pim-kvc.soneparsea.com:3443/PictureServer/default.aspx/schneider-XB4BVM1_Image1.jpg?A3889C9397807479A2A1C7A8BAA5959DB4AAC672AA796476A69285A49BA4919BB57682AFC29E | https://pim-kvc.soneparsea.com:3443/PictureServer/default.aspx/schneider-xb4-bvm1.pdf?81788B76AEAA939CBEAABDA9B7A95DACB27981A7C8A46162C0A9BA | HARMONY XB4 COMPLETE PILOT LIGHT Ø22 PLAIN LENS WITH INTEGRAL LED 230-240V WHITE | This Schneider Electric Harmony XB4 plain lens modular white pilot light is supplied with 230 to 240Vac, uses an integral LED and screw clamp terminals. It has a metal body. This pilot light, designed to last without maintenance for a bright indication of process and machine operations, is easily installed into standard 22 mm diameter cut-outs and connected with simple screw-clamp connections. It is clearly distinguishable visually at a distance thanks to a bright and long lasting LED illumination. It is impact resistant, dust proof, waterproof and vibration resistant thanks to its IP66 / IP67 / IP69 / IP69K, making it ideal for operation in harsh environments. | Degree of protection (NEMA) | 13
| 216 | Automation and Control | Industrial Switch | Pilot Lamps | HARMONY XB4 PILOT LIGHT Ø22 PLAIN LENS 230-240V GREEN | 2088703 | XB4BVM3 | SCHNEIDER ELECTRIC | 600 | https://pim-kvc.soneparsea.com:3443/PictureServer/default.aspx/schneider-XB4BVM3_Image1.jpg?A3889C9397807479A2A1C7A8BAA5959DB4AAC672AA796476A69287A49BA4919BB57682AFC29E | https://pim-kvc.soneparsea.com:3443/PictureServer/default.aspx/schneider-xb4-bvm3.pdf?81788B76AEAA939CBEAABDA9B7A95DACB27981A7C8A46362C0A9BA | HARMONY XB4 COMPLETE PILOT LIGHT Ø22 PLAIN LENS WITH INTEGRAL LED 230-240V GREEN | This Schneider Electric Harmony XB4 plain lens modular green pilot light is supplied with 230 to 240Vac, uses an integral LED and screw clamp terminals. It has a metal body. This pilot light, designed to last without maintenance for a bright indication of process and machine operations, is easily installed into standard 22 mm diameter cut-outs and connected with simple screw-clamp connections. It is clearly distinguishable visually at a distance thanks to a bright and long lasting LED illumination. It is impact resistant, dust proof, waterproof and vibration resistant thanks to its IP66 / IP67 / IP69 / IP69K, making it ideal for operation in harsh environments. | Number of indicator lights | 1
| 216 | Automation and Control | Industrial Switch | Pilot Lamps | HARMONY XB4 PILOT LIGHT Ø22 PLAIN LENS 230-240V GREEN | 2088703 | XB4BVM3 | SCHNEIDER ELECTRIC | 600 | https://pim-kvc.soneparsea.com:3443/PictureServer/default.aspx/schneider-XB4BVM3_Image1.jpg?A3889C9397807479A2A1C7A8BAA5959DB4AAC672AA796476A69287A49BA4919BB57682AFC29E | https://pim-kvc.soneparsea.com:3443/PictureServer/default.aspx/schneider-xb4-bvm3.pdf?81788B76AEAA939CBEAABDA9B7A95DACB27981A7C8A46362C0A9BA | HARMONY XB4 COMPLETE PILOT LIGHT Ø22 PLAIN LENS WITH INTEGRAL LED 230-240V GREEN | This Schneider Electric Harmony XB4 plain lens modular green pilot light is supplied with 230 to 240Vac, uses an integral LED and screw clamp terminals. It has a metal body. This pilot light, designed to last without maintenance for a bright indication of process and machine operations, is easily installed into standard 22 mm diameter cut-outs and connected with simple screw-clamp connections. It is clearly distinguishable visually at a distance thanks to a bright and long lasting LED illumination. It is impact resistant, dust proof, waterproof and vibration resistant thanks to its IP66 / IP67 / IP69 / IP69K, making it ideal for operation in harsh environments. | Colour lens | Green
| 216 | Automation and Control | Industrial Switch | Pilot Lamps | HARMONY XB4 PILOT LIGHT Ø22 PLAIN LENS 230-240V GREEN | 2088703 | XB4BVM3 | SCHNEIDER ELECTRIC | 600 | https://pim-kvc.soneparsea.com:3443/PictureServer/default.aspx/schneider-XB4BVM3_Image1.jpg?A3889C9397807479A2A1C7A8BAA5959DB4AAC672AA796476A69287A49BA4919BB57682AFC29E | https://pim-kvc.soneparsea.com:3443/PictureServer/default.aspx/schneider-xb4-bvm3.pdf?81788B76AEAA939CBEAABDA9B7A95DACB27981A7C8A46362C0A9BA | HARMONY XB4 COMPLETE PILOT LIGHT Ø22 PLAIN LENS WITH INTEGRAL LED 230-240V GREEN | This Schneider Electric Harmony XB4 plain lens modular green pilot light is supplied with 230 to 240Vac, uses an integral LED and screw clamp terminals. It has a metal body. This pilot light, designed to last without maintenance for a bright indication of process and machine operations, is easily installed into standard 22 mm diameter cut-outs and connected with simple screw-clamp connections. It is clearly distinguishable visually at a distance thanks to a bright and long lasting LED illumination. It is impact resistant, dust proof, waterproof and vibration resistant thanks to its IP66 / IP67 / IP69 / IP69K, making it ideal for operation in harsh environments. | Type of lamp socket | LED
| 216 | Automation and Control | Industrial Switch | Pilot Lamps | HARMONY XB4 PILOT LIGHT Ø22 PLAIN LENS 230-240V GREEN | 2088703 | XB4BVM3 | SCHNEIDER ELECTRIC | 600 | https://pim-kvc.soneparsea.com:3443/PictureServer/default.aspx/schneider-XB4BVM3_Image1.jpg?A3889C9397807479A2A1C7A8BAA5959DB4AAC672AA796476A69287A49BA4919BB57682AFC29E | https://pim-kvc.soneparsea.com:3443/PictureServer/default.aspx/schneider-xb4-bvm3.pdf?81788B76AEAA939CBEAABDA9B7A95DACB27981A7C8A46362C0A9BA | HARMONY XB4 COMPLETE PILOT LIGHT Ø22 PLAIN LENS WITH INTEGRAL LED 230-240V GREEN | This Schneider Electric Harmony XB4 plain lens modular green pilot light is supplied with 230 to 240Vac, uses an integral LED and screw clamp terminals. It has a metal body. This pilot light, designed to last without maintenance for a bright indication of process and machine operations, is easily installed into standard 22 mm diameter cut-outs and connected with simple screw-clamp connections. It is clearly distinguishable visually at a distance thanks to a bright and long lasting LED illumination. It is impact resistant, dust proof, waterproof and vibration resistant thanks to its IP66 / IP67 / IP69 / IP69K, making it ideal for operation in harsh environments. | With light source | yes
| 216 | Automation and Control | Industrial Switch | Pilot Lamps | HARMONY XB4 PILOT LIGHT Ø22 PLAIN LENS 230-240V GREEN | 2088703 | XB4BVM3 | SCHNEIDER ELECTRIC | 600 | https://pim-kvc.soneparsea.com:3443/PictureServer/default.aspx/schneider-XB4BVM3_Image1.jpg?A3889C9397807479A2A1C7A8BAA5959DB4AAC672AA796476A69287A49BA4919BB57682AFC29E | https://pim-kvc.soneparsea.com:3443/PictureServer/default.aspx/schneider-xb4-bvm3.pdf?81788B76AEAA939CBEAABDA9B7A95DACB27981A7C8A46362C0A9BA | HARMONY XB4 COMPLETE PILOT LIGHT Ø22 PLAIN LENS WITH INTEGRAL LED 230-240V GREEN | This Schneider Electric Harmony XB4 plain lens modular green pilot light is supplied with 230 to 240Vac, uses an integral LED and screw clamp terminals. It has a metal body. This pilot light, designed to last without maintenance for a bright indication of process and machine operations, is easily installed into standard 22 mm diameter cut-outs and connected with simple screw-clamp connections. It is clearly distinguishable visually at a distance thanks to a bright and long lasting LED illumination. It is impact resistant, dust proof, waterproof and vibration resistant thanks to its IP66 / IP67 / IP69 / IP69K, making it ideal for operation in harsh environments. | Rated operating voltage Ue | 230...240V
| 216 | Automation and Control | Industrial Switch | Pilot Lamps | HARMONY XB4 PILOT LIGHT Ø22 PLAIN LENS 230-240V GREEN | 2088703 | XB4BVM3 | SCHNEIDER ELECTRIC | 600 | https://pim-kvc.soneparsea.com:3443/PictureServer/default.aspx/schneider-XB4BVM3_Image1.jpg?A3889C9397807479A2A1C7A8BAA5959DB4AAC672AA796476A69287A49BA4919BB57682AFC29E | https://pim-kvc.soneparsea.com:3443/PictureServer/default.aspx/schneider-xb4-bvm3.pdf?81788B76AEAA939CBEAABDA9B7A95DACB27981A7C8A46362C0A9BA | HARMONY XB4 COMPLETE PILOT LIGHT Ø22 PLAIN LENS WITH INTEGRAL LED 230-240V GREEN | This Schneider Electric Harmony XB4 plain lens modular green pilot light is supplied with 230 to 240Vac, uses an integral LED and screw clamp terminals. It has a metal body. This pilot light, designed to last without maintenance for a bright indication of process and machine operations, is easily installed into standard 22 mm diameter cut-outs and connected with simple screw-clamp connections. It is clearly distinguishable visually at a distance thanks to a bright and long lasting LED illumination. It is impact resistant, dust proof, waterproof and vibration resistant thanks to its IP66 / IP67 / IP69 / IP69K, making it ideal for operation in harsh environments. | Voltage type | AC/DC
| 216 | Automation and Control | Industrial Switch | Pilot Lamps | HARMONY XB4 PILOT LIGHT Ø22 PLAIN LENS 230-240V GREEN | 2088703 | XB4BVM3 | SCHNEIDER ELECTRIC | 600 | https://pim-kvc.soneparsea.com:3443/PictureServer/default.aspx/schneider-XB4BVM3_Image1.jpg?A3889C9397807479A2A1C7A8BAA5959DB4AAC672AA796476A69287A49BA4919BB57682AFC29E | https://pim-kvc.soneparsea.com:3443/PictureServer/default.aspx/schneider-xb4-bvm3.pdf?81788B76AEAA939CBEAABDA9B7A95DACB27981A7C8A46362C0A9BA | HARMONY XB4 COMPLETE PILOT LIGHT Ø22 PLAIN LENS WITH INTEGRAL LED 230-240V GREEN | This Schneider Electric Harmony XB4 plain lens modular green pilot light is supplied with 230 to 240Vac, uses an integral LED and screw clamp terminals. It has a metal body. This pilot light, designed to last without maintenance for a bright indication of process and machine operations, is easily installed into standard 22 mm diameter cut-outs and connected with simple screw-clamp connections. It is clearly distinguishable visually at a distance thanks to a bright and long lasting LED illumination. It is impact resistant, dust proof, waterproof and vibration resistant thanks to its IP66 / IP67 / IP69 / IP69K, making it ideal for operation in harsh environments. | Type of electric connection | Screw connection
| 216 | Automation and Control | Industrial Switch | Pilot Lamps | HARMONY XB4 PILOT LIGHT Ø22 PLAIN LENS 230-240V GREEN | 2088703 | XB4BVM3 | SCHNEIDER ELECTRIC | 600 | https://pim-kvc.soneparsea.com:3443/PictureServer/default.aspx/schneider-XB4BVM3_Image1.jpg?A3889C9397807479A2A1C7A8BAA5959DB4AAC672AA796476A69287A49BA4919BB57682AFC29E | https://pim-kvc.soneparsea.com:3443/PictureServer/default.aspx/schneider-xb4-bvm3.pdf?81788B76AEAA939CBEAABDA9B7A95DACB27981A7C8A46362C0A9BA | HARMONY XB4 COMPLETE PILOT LIGHT Ø22 PLAIN LENS WITH INTEGRAL LED 230-240V GREEN | This Schneider Electric Harmony XB4 plain lens modular green pilot light is supplied with 230 to 240Vac, uses an integral LED and screw clamp terminals. It has a metal body. This pilot light, designed to last without maintenance for a bright indication of process and machine operations, is easily installed into standard 22 mm diameter cut-outs and connected with simple screw-clamp connections. It is clearly distinguishable visually at a distance thanks to a bright and long lasting LED illumination. It is impact resistant, dust proof, waterproof and vibration resistant thanks to its IP66 / IP67 / IP69 / IP69K, making it ideal for operation in harsh environments. | Construction type lens | Round
| 216 | Automation and Control | Industrial Switch | Pilot Lamps | HARMONY XB4 PILOT LIGHT Ø22 PLAIN LENS 230-240V GREEN | 2088703 | XB4BVM3 | SCHNEIDER ELECTRIC | 600 | https://pim-kvc.soneparsea.com:3443/PictureServer/default.aspx/schneider-XB4BVM3_Image1.jpg?A3889C9397807479A2A1C7A8BAA5959DB4AAC672AA796476A69287A49BA4919BB57682AFC29E | https://pim-kvc.soneparsea.com:3443/PictureServer/default.aspx/schneider-xb4-bvm3.pdf?81788B76AEAA939CBEAABDA9B7A95DACB27981A7C8A46362C0A9BA | HARMONY XB4 COMPLETE PILOT LIGHT Ø22 PLAIN LENS WITH INTEGRAL LED 230-240V GREEN | This Schneider Electric Harmony XB4 plain lens modular green pilot light is supplied with 230 to 240Vac, uses an integral LED and screw clamp terminals. It has a metal body. This pilot light, designed to last without maintenance for a bright indication of process and machine operations, is easily installed into standard 22 mm diameter cut-outs and connected with simple screw-clamp connections. It is clearly distinguishable visually at a distance thanks to a bright and long lasting LED illumination. It is impact resistant, dust proof, waterproof and vibration resistant thanks to its IP66 / IP67 / IP69 / IP69K, making it ideal for operation in harsh environments. | Type of lens | Flat
| 216 | Automation and Control | Industrial Switch | Pilot Lamps | HARMONY XB4 PILOT LIGHT Ø22 PLAIN LENS 230-240V GREEN | 2088703 | XB4BVM3 | SCHNEIDER ELECTRIC | 600 | https://pim-kvc.soneparsea.com:3443/PictureServer/default.aspx/schneider-XB4BVM3_Image1.jpg?A3889C9397807479A2A1C7A8BAA5959DB4AAC672AA796476A69287A49BA4919BB57682AFC29E | https://pim-kvc.soneparsea.com:3443/PictureServer/default.aspx/schneider-xb4-bvm3.pdf?81788B76AEAA939CBEAABDA9B7A95DACB27981A7C8A46362C0A9BA | HARMONY XB4 COMPLETE PILOT LIGHT Ø22 PLAIN LENS WITH INTEGRAL LED 230-240V GREEN | This Schneider Electric Harmony XB4 plain lens modular green pilot light is supplied with 230 to 240Vac, uses an integral LED and screw clamp terminals. It has a metal body. This pilot light, designed to last without maintenance for a bright indication of process and machine operations, is easily installed into standard 22 mm diameter cut-outs and connected with simple screw-clamp connections. It is clearly distinguishable visually at a distance thanks to a bright and long lasting LED illumination. It is impact resistant, dust proof, waterproof and vibration resistant thanks to its IP66 / IP67 / IP69 / IP69K, making it ideal for operation in harsh environments. | Hole diameter | 22.5mm
| 216 | Automation and Control | Industrial Switch | Pilot Lamps | HARMONY XB4 PILOT LIGHT Ø22 PLAIN LENS 230-240V GREEN | 2088703 | XB4BVM3 | SCHNEIDER ELECTRIC | 600 | https://pim-kvc.soneparsea.com:3443/PictureServer/default.aspx/schneider-XB4BVM3_Image1.jpg?A3889C9397807479A2A1C7A8BAA5959DB4AAC672AA796476A69287A49BA4919BB57682AFC29E | https://pim-kvc.soneparsea.com:3443/PictureServer/default.aspx/schneider-xb4-bvm3.pdf?81788B76AEAA939CBEAABDA9B7A95DACB27981A7C8A46362C0A9BA | HARMONY XB4 COMPLETE PILOT LIGHT Ø22 PLAIN LENS WITH INTEGRAL LED 230-240V GREEN | This Schneider Electric Harmony XB4 plain lens modular green pilot light is supplied with 230 to 240Vac, uses an integral LED and screw clamp terminals. It has a metal body. This pilot light, designed to last without maintenance for a bright indication of process and machine operations, is easily installed into standard 22 mm diameter cut-outs and connected with simple screw-clamp connections. It is clearly distinguishable visually at a distance thanks to a bright and long lasting LED illumination. It is impact resistant, dust proof, waterproof and vibration resistant thanks to its IP66 / IP67 / IP69 / IP69K, making it ideal for operation in harsh environments. | Width opening | 0mm
| 216 | Automation and Control | Industrial Switch | Pilot Lamps | HARMONY XB4 PILOT LIGHT Ø22 PLAIN LENS 230-240V GREEN | 2088703 | XB4BVM3 | SCHNEIDER ELECTRIC | 600 | https://pim-kvc.soneparsea.com:3443/PictureServer/default.aspx/schneider-XB4BVM3_Image1.jpg?A3889C9397807479A2A1C7A8BAA5959DB4AAC672AA796476A69287A49BA4919BB57682AFC29E | https://pim-kvc.soneparsea.com:3443/PictureServer/default.aspx/schneider-xb4-bvm3.pdf?81788B76AEAA939CBEAABDA9B7A95DACB27981A7C8A46362C0A9BA | HARMONY XB4 COMPLETE PILOT LIGHT Ø22 PLAIN LENS WITH INTEGRAL LED 230-240V GREEN | This Schneider Electric Harmony XB4 plain lens modular green pilot light is supplied with 230 to 240Vac, uses an integral LED and screw clamp terminals. It has a metal body. This pilot light, designed to last without maintenance for a bright indication of process and machine operations, is easily installed into standard 22 mm diameter cut-outs and connected with simple screw-clamp connections. It is clearly distinguishable visually at a distance thanks to a bright and long lasting LED illumination. It is impact resistant, dust proof, waterproof and vibration resistant thanks to its IP66 / IP67 / IP69 / IP69K, making it ideal for operation in harsh environments. | Height opening | 0mm
| 216 | Automation and Control | Industrial Switch | Pilot Lamps | HARMONY XB4 PILOT LIGHT Ø22 PLAIN LENS 230-240V GREEN | 2088703 | XB4BVM3 | SCHNEIDER ELECTRIC | 600 | https://pim-kvc.soneparsea.com:3443/PictureServer/default.aspx/schneider-XB4BVM3_Image1.jpg?A3889C9397807479A2A1C7A8BAA5959DB4AAC672AA796476A69287A49BA4919BB57682AFC29E | https://pim-kvc.soneparsea.com:3443/PictureServer/default.aspx/schneider-xb4-bvm3.pdf?81788B76AEAA939CBEAABDA9B7A95DACB27981A7C8A46362C0A9BA | HARMONY XB4 COMPLETE PILOT LIGHT Ø22 PLAIN LENS WITH INTEGRAL LED 230-240V GREEN | This Schneider Electric Harmony XB4 plain lens modular green pilot light is supplied with 230 to 240Vac, uses an integral LED and screw clamp terminals. It has a metal body. This pilot light, designed to last without maintenance for a bright indication of process and machine operations, is easily installed into standard 22 mm diameter cut-outs and connected with simple screw-clamp connections. It is clearly distinguishable visually at a distance thanks to a bright and long lasting LED illumination. It is impact resistant, dust proof, waterproof and vibration resistant thanks to its IP66 / IP67 / IP69 / IP69K, making it ideal for operation in harsh environments. | With front ring | yes
| 216 | Automation and Control | Industrial Switch | Pilot Lamps | HARMONY XB4 PILOT LIGHT Ø22 PLAIN LENS 230-240V GREEN | 2088703 | XB4BVM3 | SCHNEIDER ELECTRIC | 600 | https://pim-kvc.soneparsea.com:3443/PictureServer/default.aspx/schneider-XB4BVM3_Image1.jpg?A3889C9397807479A2A1C7A8BAA5959DB4AAC672AA796476A69287A49BA4919BB57682AFC29E | https://pim-kvc.soneparsea.com:3443/PictureServer/default.aspx/schneider-xb4-bvm3.pdf?81788B76AEAA939CBEAABDA9B7A95DACB27981A7C8A46362C0A9BA | HARMONY XB4 COMPLETE PILOT LIGHT Ø22 PLAIN LENS WITH INTEGRAL LED 230-240V GREEN | This Schneider Electric Harmony XB4 plain lens modular green pilot light is supplied with 230 to 240Vac, uses an integral LED and screw clamp terminals. It has a metal body. This pilot light, designed to last without maintenance for a bright indication of process and machine operations, is easily installed into standard 22 mm diameter cut-outs and connected with simple screw-clamp connections. It is clearly distinguishable visually at a distance thanks to a bright and long lasting LED illumination. It is impact resistant, dust proof, waterproof and vibration resistant thanks to its IP66 / IP67 / IP69 / IP69K, making it ideal for operation in harsh environments. | Material front ring | Metal
| 216 | Automation and Control | Industrial Switch | Pilot Lamps | HARMONY XB4 PILOT LIGHT Ø22 PLAIN LENS 230-240V GREEN | 2088703 | XB4BVM3 | SCHNEIDER ELECTRIC | 600 | https://pim-kvc.soneparsea.com:3443/PictureServer/default.aspx/schneider-XB4BVM3_Image1.jpg?A3889C9397807479A2A1C7A8BAA5959DB4AAC672AA796476A69287A49BA4919BB57682AFC29E | https://pim-kvc.soneparsea.com:3443/PictureServer/default.aspx/schneider-xb4-bvm3.pdf?81788B76AEAA939CBEAABDA9B7A95DACB27981A7C8A46362C0A9BA | HARMONY XB4 COMPLETE PILOT LIGHT Ø22 PLAIN LENS WITH INTEGRAL LED 230-240V GREEN | This Schneider Electric Harmony XB4 plain lens modular green pilot light is supplied with 230 to 240Vac, uses an integral LED and screw clamp terminals. It has a metal body. This pilot light, designed to last without maintenance for a bright indication of process and machine operations, is easily installed into standard 22 mm diameter cut-outs and connected with simple screw-clamp connections. It is clearly distinguishable visually at a distance thanks to a bright and long lasting LED illumination. It is impact resistant, dust proof, waterproof and vibration resistant thanks to its IP66 / IP67 / IP69 / IP69K, making it ideal for operation in harsh environments. | Colour front ring | Chrome
| 216 | Automation and Control | Industrial Switch | Pilot Lamps | HARMONY XB4 PILOT LIGHT Ø22 PLAIN LENS 230-240V GREEN | 2088703 | XB4BVM3 | SCHNEIDER ELECTRIC | 600 | https://pim-kvc.soneparsea.com:3443/PictureServer/default.aspx/schneider-XB4BVM3_Image1.jpg?A3889C9397807479A2A1C7A8BAA5959DB4AAC672AA796476A69287A49BA4919BB57682AFC29E | https://pim-kvc.soneparsea.com:3443/PictureServer/default.aspx/schneider-xb4-bvm3.pdf?81788B76AEAA939CBEAABDA9B7A95DACB27981A7C8A46362C0A9BA | HARMONY XB4 COMPLETE PILOT LIGHT Ø22 PLAIN LENS WITH INTEGRAL LED 230-240V GREEN | This Schneider Electric Harmony XB4 plain lens modular green pilot light is supplied with 230 to 240Vac, uses an integral LED and screw clamp terminals. It has a metal body. This pilot light, designed to last without maintenance for a bright indication of process and machine operations, is easily installed into standard 22 mm diameter cut-outs and connected with simple screw-clamp connections. It is clearly distinguishable visually at a distance thanks to a bright and long lasting LED illumination. It is impact resistant, dust proof, waterproof and vibration resistant thanks to its IP66 / IP67 / IP69 / IP69K, making it ideal for operation in harsh environments. | Degree of protection (IP) | IP66
| 216 | Automation and Control | Industrial Switch | Pilot Lamps | HARMONY XB4 PILOT LIGHT Ø22 PLAIN LENS 230-240V GREEN | 2088703 | XB4BVM3 | SCHNEIDER ELECTRIC | 600 | https://pim-kvc.soneparsea.com:3443/PictureServer/default.aspx/schneider-XB4BVM3_Image1.jpg?A3889C9397807479A2A1C7A8BAA5959DB4AAC672AA796476A69287A49BA4919BB57682AFC29E | https://pim-kvc.soneparsea.com:3443/PictureServer/default.aspx/schneider-xb4-bvm3.pdf?81788B76AEAA939CBEAABDA9B7A95DACB27981A7C8A46362C0A9BA | HARMONY XB4 COMPLETE PILOT LIGHT Ø22 PLAIN LENS WITH INTEGRAL LED 230-240V GREEN | This Schneider Electric Harmony XB4 plain lens modular green pilot light is supplied with 230 to 240Vac, uses an integral LED and screw clamp terminals. It has a metal body. This pilot light, designed to last without maintenance for a bright indication of process and machine operations, is easily installed into standard 22 mm diameter cut-outs and connected with simple screw-clamp connections. It is clearly distinguishable visually at a distance thanks to a bright and long lasting LED illumination. It is impact resistant, dust proof, waterproof and vibration resistant thanks to its IP66 / IP67 / IP69 / IP69K, making it ideal for operation in harsh environments. | Degree of protection (NEMA) | Other
| 217 | Automation and Control | Industrial Switch | Pilot Lamps | HARMONY XB4 PILOT LIGHT Ø22 PLAIN LENS 230-240V RED | 2088704 | XB4BVM4 | SCHNEIDER ELECTRIC | 600 | https://pim-kvc.soneparsea.com:3443/PictureServer/default.aspx/schneider-XB4BVM4_Image1.jpg?A3889C9397807479A2A1C7A8BAA5959DB4AAC672AA796476A69288A49BA4919BB57682AFC29E | https://pim-kvc.soneparsea.com:3443/PictureServer/default.aspx/schneider-xb4-bvm4.pdf?81788B76AEAA939CBEAABDA9B7A95DACB27981A7C8A46462C0A9BA | HARMONY XB4 COMPLETE PILOT LIGHT Ø22 PLAIN LENS WITH INTEGRAL LED 230-240V RED | This Schneider Electric Harmony XB4 plain lens modular red pilot light is supplied with 230 to 240Vac, uses an integral LED and screw clamp terminals. It has a metal body. This pilot light, designed to last without maintenance for a bright indication of process and machine operations, is easily installed into standard 22 mm diameter cut-outs and connected with simple screw-clamp connections. It is clearly distinguishable visually at a distance thanks to a bright and long lasting LED illumination. It is impact resistant, dust proof, waterproof and vibration resistant thanks to its IP66 / IP67 / IP69 / IP69K, making it ideal for operation in harsh environments. | Number of indicator lights | 1
| 217 | Automation and Control | Industrial Switch | Pilot Lamps | HARMONY XB4 PILOT LIGHT Ø22 PLAIN LENS 230-240V RED | 2088704 | XB4BVM4 | SCHNEIDER ELECTRIC | 600 | https://pim-kvc.soneparsea.com:3443/PictureServer/default.aspx/schneider-XB4BVM4_Image1.jpg?A3889C9397807479A2A1C7A8BAA5959DB4AAC672AA796476A69288A49BA4919BB57682AFC29E | https://pim-kvc.soneparsea.com:3443/PictureServer/default.aspx/schneider-xb4-bvm4.pdf?81788B76AEAA939CBEAABDA9B7A95DACB27981A7C8A46462C0A9BA | HARMONY XB4 COMPLETE PILOT LIGHT Ø22 PLAIN LENS WITH INTEGRAL LED 230-240V RED | This Schneider Electric Harmony XB4 plain lens modular red pilot light is supplied with 230 to 240Vac, uses an integral LED and screw clamp terminals. It has a metal body. This pilot light, designed to last without maintenance for a bright indication of process and machine operations, is easily installed into standard 22 mm diameter cut-outs and connected with simple screw-clamp connections. It is clearly distinguishable visually at a distance thanks to a bright and long lasting LED illumination. It is impact resistant, dust proof, waterproof and vibration resistant thanks to its IP66 / IP67 / IP69 / IP69K, making it ideal for operation in harsh environments. | Colour lens | Red
| 217 | Automation and Control | Industrial Switch | Pilot Lamps | HARMONY XB4 PILOT LIGHT Ø22 PLAIN LENS 230-240V RED | 2088704 | XB4BVM4 | SCHNEIDER ELECTRIC | 600 | https://pim-kvc.soneparsea.com:3443/PictureServer/default.aspx/schneider-XB4BVM4_Image1.jpg?A3889C9397807479A2A1C7A8BAA5959DB4AAC672AA796476A69288A49BA4919BB57682AFC29E | https://pim-kvc.soneparsea.com:3443/PictureServer/default.aspx/schneider-xb4-bvm4.pdf?81788B76AEAA939CBEAABDA9B7A95DACB27981A7C8A46462C0A9BA | HARMONY XB4 COMPLETE PILOT LIGHT Ø22 PLAIN LENS WITH INTEGRAL LED 230-240V RED | This Schneider Electric Harmony XB4 plain lens modular red pilot light is supplied with 230 to 240Vac, uses an integral LED and screw clamp terminals. It has a metal body. This pilot light, designed to last without maintenance for a bright indication of process and machine operations, is easily installed into standard 22 mm diameter cut-outs and connected with simple screw-clamp connections. It is clearly distinguishable visually at a distance thanks to a bright and long lasting LED illumination. It is impact resistant, dust proof, waterproof and vibration resistant thanks to its IP66 / IP67 / IP69 / IP69K, making it ideal for operation in harsh environments. | Type of lamp socket | LED
| 217 | Automation and Control | Industrial Switch | Pilot Lamps | HARMONY XB4 PILOT LIGHT Ø22 PLAIN LENS 230-240V RED | 2088704 | XB4BVM4 | SCHNEIDER ELECTRIC | 600 | https://pim-kvc.soneparsea.com:3443/PictureServer/default.aspx/schneider-XB4BVM4_Image1.jpg?A3889C9397807479A2A1C7A8BAA5959DB4AAC672AA796476A69288A49BA4919BB57682AFC29E | https://pim-kvc.soneparsea.com:3443/PictureServer/default.aspx/schneider-xb4-bvm4.pdf?81788B76AEAA939CBEAABDA9B7A95DACB27981A7C8A46462C0A9BA | HARMONY XB4 COMPLETE PILOT LIGHT Ø22 PLAIN LENS WITH INTEGRAL LED 230-240V RED | This Schneider Electric Harmony XB4 plain lens modular red pilot light is supplied with 230 to 240Vac, uses an integral LED and screw clamp terminals. It has a metal body. This pilot light, designed to last without maintenance for a bright indication of process and machine operations, is easily installed into standard 22 mm diameter cut-outs and connected with simple screw-clamp connections. It is clearly distinguishable visually at a distance thanks to a bright and long lasting LED illumination. It is impact resistant, dust proof, waterproof and vibration resistant thanks to its IP66 / IP67 / IP69 / IP69K, making it ideal for operation in harsh environments. | With light source | yes
| 217 | Automation and Control | Industrial Switch | Pilot Lamps | HARMONY XB4 PILOT LIGHT Ø22 PLAIN LENS 230-240V RED | 2088704 | XB4BVM4 | SCHNEIDER ELECTRIC | 600 | https://pim-kvc.soneparsea.com:3443/PictureServer/default.aspx/schneider-XB4BVM4_Image1.jpg?A3889C9397807479A2A1C7A8BAA5959DB4AAC672AA796476A69288A49BA4919BB57682AFC29E | https://pim-kvc.soneparsea.com:3443/PictureServer/default.aspx/schneider-xb4-bvm4.pdf?81788B76AEAA939CBEAABDA9B7A95DACB27981A7C8A46462C0A9BA | HARMONY XB4 COMPLETE PILOT LIGHT Ø22 PLAIN LENS WITH INTEGRAL LED 230-240V RED | This Schneider Electric Harmony XB4 plain lens modular red pilot light is supplied with 230 to 240Vac, uses an integral LED and screw clamp terminals. It has a metal body. This pilot light, designed to last without maintenance for a bright indication of process and machine operations, is easily installed into standard 22 mm diameter cut-outs and connected with simple screw-clamp connections. It is clearly distinguishable visually at a distance thanks to a bright and long lasting LED illumination. It is impact resistant, dust proof, waterproof and vibration resistant thanks to its IP66 / IP67 / IP69 / IP69K, making it ideal for operation in harsh environments. | Rated operating voltage Ue | 230...240V
| 217 | Automation and Control | Industrial Switch | Pilot Lamps | HARMONY XB4 PILOT LIGHT Ø22 PLAIN LENS 230-240V RED | 2088704 | XB4BVM4 | SCHNEIDER ELECTRIC | 600 | https://pim-kvc.soneparsea.com:3443/PictureServer/default.aspx/schneider-XB4BVM4_Image1.jpg?A3889C9397807479A2A1C7A8BAA5959DB4AAC672AA796476A69288A49BA4919BB57682AFC29E | https://pim-kvc.soneparsea.com:3443/PictureServer/default.aspx/schneider-xb4-bvm4.pdf?81788B76AEAA939CBEAABDA9B7A95DACB27981A7C8A46462C0A9BA | HARMONY XB4 COMPLETE PILOT LIGHT Ø22 PLAIN LENS WITH INTEGRAL LED 230-240V RED | This Schneider Electric Harmony XB4 plain lens modular red pilot light is supplied with 230 to 240Vac, uses an integral LED and screw clamp terminals. It has a metal body. This pilot light, designed to last without maintenance for a bright indication of process and machine operations, is easily installed into standard 22 mm diameter cut-outs and connected with simple screw-clamp connections. It is clearly distinguishable visually at a distance thanks to a bright and long lasting LED illumination. It is impact resistant, dust proof, waterproof and vibration resistant thanks to its IP66 / IP67 / IP69 / IP69K, making it ideal for operation in harsh environments. | Voltage type | AC/DC
| 217 | Automation and Control | Industrial Switch | Pilot Lamps | HARMONY XB4 PILOT LIGHT Ø22 PLAIN LENS 230-240V RED | 2088704 | XB4BVM4 | SCHNEIDER ELECTRIC | 600 | https://pim-kvc.soneparsea.com:3443/PictureServer/default.aspx/schneider-XB4BVM4_Image1.jpg?A3889C9397807479A2A1C7A8BAA5959DB4AAC672AA796476A69288A49BA4919BB57682AFC29E | https://pim-kvc.soneparsea.com:3443/PictureServer/default.aspx/schneider-xb4-bvm4.pdf?81788B76AEAA939CBEAABDA9B7A95DACB27981A7C8A46462C0A9BA | HARMONY XB4 COMPLETE PILOT LIGHT Ø22 PLAIN LENS WITH INTEGRAL LED 230-240V RED | This Schneider Electric Harmony XB4 plain lens modular red pilot light is supplied with 230 to 240Vac, uses an integral LED and screw clamp terminals. It has a metal body. This pilot light, designed to last without maintenance for a bright indication of process and machine operations, is easily installed into standard 22 mm diameter cut-outs and connected with simple screw-clamp connections. It is clearly distinguishable visually at a distance thanks to a bright and long lasting LED illumination. It is impact resistant, dust proof, waterproof and vibration resistant thanks to its IP66 / IP67 / IP69 / IP69K, making it ideal for operation in harsh environments. | Type of electric connection | Screw connection
| 217 | Automation and Control | Industrial Switch | Pilot Lamps | HARMONY XB4 PILOT LIGHT Ø22 PLAIN LENS 230-240V RED | 2088704 | XB4BVM4 | SCHNEIDER ELECTRIC | 600 | https://pim-kvc.soneparsea.com:3443/PictureServer/default.aspx/schneider-XB4BVM4_Image1.jpg?A3889C9397807479A2A1C7A8BAA5959DB4AAC672AA796476A69288A49BA4919BB57682AFC29E | https://pim-kvc.soneparsea.com:3443/PictureServer/default.aspx/schneider-xb4-bvm4.pdf?81788B76AEAA939CBEAABDA9B7A95DACB27981A7C8A46462C0A9BA | HARMONY XB4 COMPLETE PILOT LIGHT Ø22 PLAIN LENS WITH INTEGRAL LED 230-240V RED | This Schneider Electric Harmony XB4 plain lens modular red pilot light is supplied with 230 to 240Vac, uses an integral LED and screw clamp terminals. It has a metal body. This pilot light, designed to last without maintenance for a bright indication of process and machine operations, is easily installed into standard 22 mm diameter cut-outs and connected with simple screw-clamp connections. It is clearly distinguishable visually at a distance thanks to a bright and long lasting LED illumination. It is impact resistant, dust proof, waterproof and vibration resistant thanks to its IP66 / IP67 / IP69 / IP69K, making it ideal for operation in harsh environments. | Construction type lens | Round
| 217 | Automation and Control | Industrial Switch | Pilot Lamps | HARMONY XB4 PILOT LIGHT Ø22 PLAIN LENS 230-240V RED | 2088704 | XB4BVM4 | SCHNEIDER ELECTRIC | 600 | https://pim-kvc.soneparsea.com:3443/PictureServer/default.aspx/schneider-XB4BVM4_Image1.jpg?A3889C9397807479A2A1C7A8BAA5959DB4AAC672AA796476A69288A49BA4919BB57682AFC29E | https://pim-kvc.soneparsea.com:3443/PictureServer/default.aspx/schneider-xb4-bvm4.pdf?81788B76AEAA939CBEAABDA9B7A95DACB27981A7C8A46462C0A9BA | HARMONY XB4 COMPLETE PILOT LIGHT Ø22 PLAIN LENS WITH INTEGRAL LED 230-240V RED | This Schneider Electric Harmony XB4 plain lens modular red pilot light is supplied with 230 to 240Vac, uses an integral LED and screw clamp terminals. It has a metal body. This pilot light, designed to last without maintenance for a bright indication of process and machine operations, is easily installed into standard 22 mm diameter cut-outs and connected with simple screw-clamp connections. It is clearly distinguishable visually at a distance thanks to a bright and long lasting LED illumination. It is impact resistant, dust proof, waterproof and vibration resistant thanks to its IP66 / IP67 / IP69 / IP69K, making it ideal for operation in harsh environments. | Type of lens | Flat
| 217 | Automation and Control | Industrial Switch | Pilot Lamps | HARMONY XB4 PILOT LIGHT Ø22 PLAIN LENS 230-240V RED | 2088704 | XB4BVM4 | SCHNEIDER ELECTRIC | 600 | https://pim-kvc.soneparsea.com:3443/PictureServer/default.aspx/schneider-XB4BVM4_Image1.jpg?A3889C9397807479A2A1C7A8BAA5959DB4AAC672AA796476A69288A49BA4919BB57682AFC29E | https://pim-kvc.soneparsea.com:3443/PictureServer/default.aspx/schneider-xb4-bvm4.pdf?81788B76AEAA939CBEAABDA9B7A95DACB27981A7C8A46462C0A9BA | HARMONY XB4 COMPLETE PILOT LIGHT Ø22 PLAIN LENS WITH INTEGRAL LED 230-240V RED | This Schneider Electric Harmony XB4 plain lens modular red pilot light is supplied with 230 to 240Vac, uses an integral LED and screw clamp terminals. It has a metal body. This pilot light, designed to last without maintenance for a bright indication of process and machine operations, is easily installed into standard 22 mm diameter cut-outs and connected with simple screw-clamp connections. It is clearly distinguishable visually at a distance thanks to a bright and long lasting LED illumination. It is impact resistant, dust proof, waterproof and vibration resistant thanks to its IP66 / IP67 / IP69 / IP69K, making it ideal for operation in harsh environments. | Hole diameter | 22.5mm
| 217 | Automation and Control | Industrial Switch | Pilot Lamps | HARMONY XB4 PILOT LIGHT Ø22 PLAIN LENS 230-240V RED | 2088704 | XB4BVM4 | SCHNEIDER ELECTRIC | 600 | https://pim-kvc.soneparsea.com:3443/PictureServer/default.aspx/schneider-XB4BVM4_Image1.jpg?A3889C9397807479A2A1C7A8BAA5959DB4AAC672AA796476A69288A49BA4919BB57682AFC29E | https://pim-kvc.soneparsea.com:3443/PictureServer/default.aspx/schneider-xb4-bvm4.pdf?81788B76AEAA939CBEAABDA9B7A95DACB27981A7C8A46462C0A9BA | HARMONY XB4 COMPLETE PILOT LIGHT Ø22 PLAIN LENS WITH INTEGRAL LED 230-240V RED | This Schneider Electric Harmony XB4 plain lens modular red pilot light is supplied with 230 to 240Vac, uses an integral LED and screw clamp terminals. It has a metal body. This pilot light, designed to last without maintenance for a bright indication of process and machine operations, is easily installed into standard 22 mm diameter cut-outs and connected with simple screw-clamp connections. It is clearly distinguishable visually at a distance thanks to a bright and long lasting LED illumination. It is impact resistant, dust proof, waterproof and vibration resistant thanks to its IP66 / IP67 / IP69 / IP69K, making it ideal for operation in harsh environments. | Width opening | 0mm
| 217 | Automation and Control | Industrial Switch | Pilot Lamps | HARMONY XB4 PILOT LIGHT Ø22 PLAIN LENS 230-240V RED | 2088704 | XB4BVM4 | SCHNEIDER ELECTRIC | 600 | https://pim-kvc.soneparsea.com:3443/PictureServer/default.aspx/schneider-XB4BVM4_Image1.jpg?A3889C9397807479A2A1C7A8BAA5959DB4AAC672AA796476A69288A49BA4919BB57682AFC29E | https://pim-kvc.soneparsea.com:3443/PictureServer/default.aspx/schneider-xb4-bvm4.pdf?81788B76AEAA939CBEAABDA9B7A95DACB27981A7C8A46462C0A9BA | HARMONY XB4 COMPLETE PILOT LIGHT Ø22 PLAIN LENS WITH INTEGRAL LED 230-240V RED | This Schneider Electric Harmony XB4 plain lens modular red pilot light is supplied with 230 to 240Vac, uses an integral LED and screw clamp terminals. It has a metal body. This pilot light, designed to last without maintenance for a bright indication of process and machine operations, is easily installed into standard 22 mm diameter cut-outs and connected with simple screw-clamp connections. It is clearly distinguishable visually at a distance thanks to a bright and long lasting LED illumination. It is impact resistant, dust proof, waterproof and vibration resistant thanks to its IP66 / IP67 / IP69 / IP69K, making it ideal for operation in harsh environments. | Height opening | 0mm
| 217 | Automation and Control | Industrial Switch | Pilot Lamps | HARMONY XB4 PILOT LIGHT Ø22 PLAIN LENS 230-240V RED | 2088704 | XB4BVM4 | SCHNEIDER ELECTRIC | 600 | https://pim-kvc.soneparsea.com:3443/PictureServer/default.aspx/schneider-XB4BVM4_Image1.jpg?A3889C9397807479A2A1C7A8BAA5959DB4AAC672AA796476A69288A49BA4919BB57682AFC29E | https://pim-kvc.soneparsea.com:3443/PictureServer/default.aspx/schneider-xb4-bvm4.pdf?81788B76AEAA939CBEAABDA9B7A95DACB27981A7C8A46462C0A9BA | HARMONY XB4 COMPLETE PILOT LIGHT Ø22 PLAIN LENS WITH INTEGRAL LED 230-240V RED | This Schneider Electric Harmony XB4 plain lens modular red pilot light is supplied with 230 to 240Vac, uses an integral LED and screw clamp terminals. It has a metal body. This pilot light, designed to last without maintenance for a bright indication of process and machine operations, is easily installed into standard 22 mm diameter cut-outs and connected with simple screw-clamp connections. It is clearly distinguishable visually at a distance thanks to a bright and long lasting LED illumination. It is impact resistant, dust proof, waterproof and vibration resistant thanks to its IP66 / IP67 / IP69 / IP69K, making it ideal for operation in harsh environments. | With front ring | yes
| 217 | Automation and Control | Industrial Switch | Pilot Lamps | HARMONY XB4 PILOT LIGHT Ø22 PLAIN LENS 230-240V RED | 2088704 | XB4BVM4 | SCHNEIDER ELECTRIC | 600 | https://pim-kvc.soneparsea.com:3443/PictureServer/default.aspx/schneider-XB4BVM4_Image1.jpg?A3889C9397807479A2A1C7A8BAA5959DB4AAC672AA796476A69288A49BA4919BB57682AFC29E | https://pim-kvc.soneparsea.com:3443/PictureServer/default.aspx/schneider-xb4-bvm4.pdf?81788B76AEAA939CBEAABDA9B7A95DACB27981A7C8A46462C0A9BA | HARMONY XB4 COMPLETE PILOT LIGHT Ø22 PLAIN LENS WITH INTEGRAL LED 230-240V RED | This Schneider Electric Harmony XB4 plain lens modular red pilot light is supplied with 230 to 240Vac, uses an integral LED and screw clamp terminals. It has a metal body. This pilot light, designed to last without maintenance for a bright indication of process and machine operations, is easily installed into standard 22 mm diameter cut-outs and connected with simple screw-clamp connections. It is clearly distinguishable visually at a distance thanks to a bright and long lasting LED illumination. It is impact resistant, dust proof, waterproof and vibration resistant thanks to its IP66 / IP67 / IP69 / IP69K, making it ideal for operation in harsh environments. | Material front ring | Metal
| 217 | Automation and Control | Industrial Switch | Pilot Lamps | HARMONY XB4 PILOT LIGHT Ø22 PLAIN LENS 230-240V RED | 2088704 | XB4BVM4 | SCHNEIDER ELECTRIC | 600 | https://pim-kvc.soneparsea.com:3443/PictureServer/default.aspx/schneider-XB4BVM4_Image1.jpg?A3889C9397807479A2A1C7A8BAA5959DB4AAC672AA796476A69288A49BA4919BB57682AFC29E | https://pim-kvc.soneparsea.com:3443/PictureServer/default.aspx/schneider-xb4-bvm4.pdf?81788B76AEAA939CBEAABDA9B7A95DACB27981A7C8A46462C0A9BA | HARMONY XB4 COMPLETE PILOT LIGHT Ø22 PLAIN LENS WITH INTEGRAL LED 230-240V RED | This Schneider Electric Harmony XB4 plain lens modular red pilot light is supplied with 230 to 240Vac, uses an integral LED and screw clamp terminals. It has a metal body. This pilot light, designed to last without maintenance for a bright indication of process and machine operations, is easily installed into standard 22 mm diameter cut-outs and connected with simple screw-clamp connections. It is clearly distinguishable visually at a distance thanks to a bright and long lasting LED illumination. It is impact resistant, dust proof, waterproof and vibration resistant thanks to its IP66 / IP67 / IP69 / IP69K, making it ideal for operation in harsh environments. | Colour front ring | Chrome
| 217 | Automation and Control | Industrial Switch | Pilot Lamps | HARMONY XB4 PILOT LIGHT Ø22 PLAIN LENS 230-240V RED | 2088704 | XB4BVM4 | SCHNEIDER ELECTRIC | 600 | https://pim-kvc.soneparsea.com:3443/PictureServer/default.aspx/schneider-XB4BVM4_Image1.jpg?A3889C9397807479A2A1C7A8BAA5959DB4AAC672AA796476A69288A49BA4919BB57682AFC29E | https://pim-kvc.soneparsea.com:3443/PictureServer/default.aspx/schneider-xb4-bvm4.pdf?81788B76AEAA939CBEAABDA9B7A95DACB27981A7C8A46462C0A9BA | HARMONY XB4 COMPLETE PILOT LIGHT Ø22 PLAIN LENS WITH INTEGRAL LED 230-240V RED | This Schneider Electric Harmony XB4 plain lens modular red pilot light is supplied with 230 to 240Vac, uses an integral LED and screw clamp terminals. It has a metal body. This pilot light, designed to last without maintenance for a bright indication of process and machine operations, is easily installed into standard 22 mm diameter cut-outs and connected with simple screw-clamp connections. It is clearly distinguishable visually at a distance thanks to a bright and long lasting LED illumination. It is impact resistant, dust proof, waterproof and vibration resistant thanks to its IP66 / IP67 / IP69 / IP69K, making it ideal for operation in harsh environments. | Degree of protection (IP) | IP66
| 217 | Automation and Control | Industrial Switch | Pilot Lamps | HARMONY XB4 PILOT LIGHT Ø22 PLAIN LENS 230-240V RED | 2088704 | XB4BVM4 | SCHNEIDER ELECTRIC | 600 | https://pim-kvc.soneparsea.com:3443/PictureServer/default.aspx/schneider-XB4BVM4_Image1.jpg?A3889C9397807479A2A1C7A8BAA5959DB4AAC672AA796476A69288A49BA4919BB57682AFC29E | https://pim-kvc.soneparsea.com:3443/PictureServer/default.aspx/schneider-xb4-bvm4.pdf?81788B76AEAA939CBEAABDA9B7A95DACB27981A7C8A46462C0A9BA | HARMONY XB4 COMPLETE PILOT LIGHT Ø22 PLAIN LENS WITH INTEGRAL LED 230-240V RED | This Schneider Electric Harmony XB4 plain lens modular red pilot light is supplied with 230 to 240Vac, uses an integral LED and screw clamp terminals. It has a metal body. This pilot light, designed to last without maintenance for a bright indication of process and machine operations, is easily installed into standard 22 mm diameter cut-outs and connected with simple screw-clamp connections. It is clearly distinguishable visually at a distance thanks to a bright and long lasting LED illumination. It is impact resistant, dust proof, waterproof and vibration resistant thanks to its IP66 / IP67 / IP69 / IP69K, making it ideal for operation in harsh environments. | Degree of protection (NEMA) | Other
| 218 | Automation and Control | Industrial Switch | Pilot Lamps | HARMONY XB4 PILOT LIGHT Ø22 PLAIN LENS 230-240V YELLOW | 2088705 | XB4BVM5 | SCHNEIDER ELECTRIC | 600 | https://pim-kvc.soneparsea.com:3443/PictureServer/default.aspx/schneider-XB4BVM5_Image1.jpg?A3889C9397807479A2A1C7A8BAA5959DB4AAC672AA796476A69289A49BA4919BB57682AFC29E | https://pim-kvc.soneparsea.com:3443/PictureServer/default.aspx/schneider-xb4-bvm5.pdf?81788B76AEAA939CBEAABDA9B7A95DACB27981A7C8A46562C0A9BA | HARMONY XB4 COMPLETE PILOT LIGHT Ø22 PLAIN LENS WITH INTEGRAL LED 230-240V YELLOW | This Schneider Electric Harmony XB4 plain lens modular orange pilot light is supplied with 230 to 240Vac, uses an integral LED and screw clamp terminals. It has a metal body. This pilot light, designed to last without maintenance for a bright indication of process and machine operations, is easily installed into standard 22 mm diameter cut-outs and connected with simple screw-clamp connections. It is clearly distinguishable visually at a distance thanks to a bright and long lasting LED illumination. It is impact resistant, dust proof, waterproof and vibration resistant thanks to its IP66 / IP67 / IP69 / IP69K, making it ideal for operation in harsh environments. | Number of indicator lights | 1
| 218 | Automation and Control | Industrial Switch | Pilot Lamps | HARMONY XB4 PILOT LIGHT Ø22 PLAIN LENS 230-240V YELLOW | 2088705 | XB4BVM5 | SCHNEIDER ELECTRIC | 600 | https://pim-kvc.soneparsea.com:3443/PictureServer/default.aspx/schneider-XB4BVM5_Image1.jpg?A3889C9397807479A2A1C7A8BAA5959DB4AAC672AA796476A69289A49BA4919BB57682AFC29E | https://pim-kvc.soneparsea.com:3443/PictureServer/default.aspx/schneider-xb4-bvm5.pdf?81788B76AEAA939CBEAABDA9B7A95DACB27981A7C8A46562C0A9BA | HARMONY XB4 COMPLETE PILOT LIGHT Ø22 PLAIN LENS WITH INTEGRAL LED 230-240V YELLOW | This Schneider Electric Harmony XB4 plain lens modular orange pilot light is supplied with 230 to 240Vac, uses an integral LED and screw clamp terminals. It has a metal body. This pilot light, designed to last without maintenance for a bright indication of process and machine operations, is easily installed into standard 22 mm diameter cut-outs and connected with simple screw-clamp connections. It is clearly distinguishable visually at a distance thanks to a bright and long lasting LED illumination. It is impact resistant, dust proof, waterproof and vibration resistant thanks to its IP66 / IP67 / IP69 / IP69K, making it ideal for operation in harsh environments. | Colour lens | Orange
| 218 | Automation and Control | Industrial Switch | Pilot Lamps | HARMONY XB4 PILOT LIGHT Ø22 PLAIN LENS 230-240V YELLOW | 2088705 | XB4BVM5 | SCHNEIDER ELECTRIC | 600 | https://pim-kvc.soneparsea.com:3443/PictureServer/default.aspx/schneider-XB4BVM5_Image1.jpg?A3889C9397807479A2A1C7A8BAA5959DB4AAC672AA796476A69289A49BA4919BB57682AFC29E | https://pim-kvc.soneparsea.com:3443/PictureServer/default.aspx/schneider-xb4-bvm5.pdf?81788B76AEAA939CBEAABDA9B7A95DACB27981A7C8A46562C0A9BA | HARMONY XB4 COMPLETE PILOT LIGHT Ø22 PLAIN LENS WITH INTEGRAL LED 230-240V YELLOW | This Schneider Electric Harmony XB4 plain lens modular orange pilot light is supplied with 230 to 240Vac, uses an integral LED and screw clamp terminals. It has a metal body. This pilot light, designed to last without maintenance for a bright indication of process and machine operations, is easily installed into standard 22 mm diameter cut-outs and connected with simple screw-clamp connections. It is clearly distinguishable visually at a distance thanks to a bright and long lasting LED illumination. It is impact resistant, dust proof, waterproof and vibration resistant thanks to its IP66 / IP67 / IP69 / IP69K, making it ideal for operation in harsh environments. | Type of lamp socket | LED
| 218 | Automation and Control | Industrial Switch | Pilot Lamps | HARMONY XB4 PILOT LIGHT Ø22 PLAIN LENS 230-240V YELLOW | 2088705 | XB4BVM5 | SCHNEIDER ELECTRIC | 600 | https://pim-kvc.soneparsea.com:3443/PictureServer/default.aspx/schneider-XB4BVM5_Image1.jpg?A3889C9397807479A2A1C7A8BAA5959DB4AAC672AA796476A69289A49BA4919BB57682AFC29E | https://pim-kvc.soneparsea.com:3443/PictureServer/default.aspx/schneider-xb4-bvm5.pdf?81788B76AEAA939CBEAABDA9B7A95DACB27981A7C8A46562C0A9BA | HARMONY XB4 COMPLETE PILOT LIGHT Ø22 PLAIN LENS WITH INTEGRAL LED 230-240V YELLOW | This Schneider Electric Harmony XB4 plain lens modular orange pilot light is supplied with 230 to 240Vac, uses an integral LED and screw clamp terminals. It has a metal body. This pilot light, designed to last without maintenance for a bright indication of process and machine operations, is easily installed into standard 22 mm diameter cut-outs and connected with simple screw-clamp connections. It is clearly distinguishable visually at a distance thanks to a bright and long lasting LED illumination. It is impact resistant, dust proof, waterproof and vibration resistant thanks to its IP66 / IP67 / IP69 / IP69K, making it ideal for operation in harsh environments. | With light source | yes
| 218 | Automation and Control | Industrial Switch | Pilot Lamps | HARMONY XB4 PILOT LIGHT Ø22 PLAIN LENS 230-240V YELLOW | 2088705 | XB4BVM5 | SCHNEIDER ELECTRIC | 600 | https://pim-kvc.soneparsea.com:3443/PictureServer/default.aspx/schneider-XB4BVM5_Image1.jpg?A3889C9397807479A2A1C7A8BAA5959DB4AAC672AA796476A69289A49BA4919BB57682AFC29E | https://pim-kvc.soneparsea.com:3443/PictureServer/default.aspx/schneider-xb4-bvm5.pdf?81788B76AEAA939CBEAABDA9B7A95DACB27981A7C8A46562C0A9BA | HARMONY XB4 COMPLETE PILOT LIGHT Ø22 PLAIN LENS WITH INTEGRAL LED 230-240V YELLOW | This Schneider Electric Harmony XB4 plain lens modular orange pilot light is supplied with 230 to 240Vac, uses an integral LED and screw clamp terminals. It has a metal body. This pilot light, designed to last without maintenance for a bright indication of process and machine operations, is easily installed into standard 22 mm diameter cut-outs and connected with simple screw-clamp connections. It is clearly distinguishable visually at a distance thanks to a bright and long lasting LED illumination. It is impact resistant, dust proof, waterproof and vibration resistant thanks to its IP66 / IP67 / IP69 / IP69K, making it ideal for operation in harsh environments. | Rated operating voltage Ue | 230...240V
| 218 | Automation and Control | Industrial Switch | Pilot Lamps | HARMONY XB4 PILOT LIGHT Ø22 PLAIN LENS 230-240V YELLOW | 2088705 | XB4BVM5 | SCHNEIDER ELECTRIC | 600 | https://pim-kvc.soneparsea.com:3443/PictureServer/default.aspx/schneider-XB4BVM5_Image1.jpg?A3889C9397807479A2A1C7A8BAA5959DB4AAC672AA796476A69289A49BA4919BB57682AFC29E | https://pim-kvc.soneparsea.com:3443/PictureServer/default.aspx/schneider-xb4-bvm5.pdf?81788B76AEAA939CBEAABDA9B7A95DACB27981A7C8A46562C0A9BA | HARMONY XB4 COMPLETE PILOT LIGHT Ø22 PLAIN LENS WITH INTEGRAL LED 230-240V YELLOW | This Schneider Electric Harmony XB4 plain lens modular orange pilot light is supplied with 230 to 240Vac, uses an integral LED and screw clamp terminals. It has a metal body. This pilot light, designed to last without maintenance for a bright indication of process and machine operations, is easily installed into standard 22 mm diameter cut-outs and connected with simple screw-clamp connections. It is clearly distinguishable visually at a distance thanks to a bright and long lasting LED illumination. It is impact resistant, dust proof, waterproof and vibration resistant thanks to its IP66 / IP67 / IP69 / IP69K, making it ideal for operation in harsh environments. | Voltage type | AC/DC
| 218 | Automation and Control | Industrial Switch | Pilot Lamps | HARMONY XB4 PILOT LIGHT Ø22 PLAIN LENS 230-240V YELLOW | 2088705 | XB4BVM5 | SCHNEIDER ELECTRIC | 600 | https://pim-kvc.soneparsea.com:3443/PictureServer/default.aspx/schneider-XB4BVM5_Image1.jpg?A3889C9397807479A2A1C7A8BAA5959DB4AAC672AA796476A69289A49BA4919BB57682AFC29E | https://pim-kvc.soneparsea.com:3443/PictureServer/default.aspx/schneider-xb4-bvm5.pdf?81788B76AEAA939CBEAABDA9B7A95DACB27981A7C8A46562C0A9BA | HARMONY XB4 COMPLETE PILOT LIGHT Ø22 PLAIN LENS WITH INTEGRAL LED 230-240V YELLOW | This Schneider Electric Harmony XB4 plain lens modular orange pilot light is supplied with 230 to 240Vac, uses an integral LED and screw clamp terminals. It has a metal body. This pilot light, designed to last without maintenance for a bright indication of process and machine operations, is easily installed into standard 22 mm diameter cut-outs and connected with simple screw-clamp connections. It is clearly distinguishable visually at a distance thanks to a bright and long lasting LED illumination. It is impact resistant, dust proof, waterproof and vibration resistant thanks to its IP66 / IP67 / IP69 / IP69K, making it ideal for operation in harsh environments. | Type of electric connection | Screw connection
| 218 | Automation and Control | Industrial Switch | Pilot Lamps | HARMONY XB4 PILOT LIGHT Ø22 PLAIN LENS 230-240V YELLOW | 2088705 | XB4BVM5 | SCHNEIDER ELECTRIC | 600 | https://pim-kvc.soneparsea.com:3443/PictureServer/default.aspx/schneider-XB4BVM5_Image1.jpg?A3889C9397807479A2A1C7A8BAA5959DB4AAC672AA796476A69289A49BA4919BB57682AFC29E | https://pim-kvc.soneparsea.com:3443/PictureServer/default.aspx/schneider-xb4-bvm5.pdf?81788B76AEAA939CBEAABDA9B7A95DACB27981A7C8A46562C0A9BA | HARMONY XB4 COMPLETE PILOT LIGHT Ø22 PLAIN LENS WITH INTEGRAL LED 230-240V YELLOW | This Schneider Electric Harmony XB4 plain lens modular orange pilot light is supplied with 230 to 240Vac, uses an integral LED and screw clamp terminals. It has a metal body. This pilot light, designed to last without maintenance for a bright indication of process and machine operations, is easily installed into standard 22 mm diameter cut-outs and connected with simple screw-clamp connections. It is clearly distinguishable visually at a distance thanks to a bright and long lasting LED illumination. It is impact resistant, dust proof, waterproof and vibration resistant thanks to its IP66 / IP67 / IP69 / IP69K, making it ideal for operation in harsh environments. | Construction type lens | Round
| 218 | Automation and Control | Industrial Switch | Pilot Lamps | HARMONY XB4 PILOT LIGHT Ø22 PLAIN LENS 230-240V YELLOW | 2088705 | XB4BVM5 | SCHNEIDER ELECTRIC | 600 | https://pim-kvc.soneparsea.com:3443/PictureServer/default.aspx/schneider-XB4BVM5_Image1.jpg?A3889C9397807479A2A1C7A8BAA5959DB4AAC672AA796476A69289A49BA4919BB57682AFC29E | https://pim-kvc.soneparsea.com:3443/PictureServer/default.aspx/schneider-xb4-bvm5.pdf?81788B76AEAA939CBEAABDA9B7A95DACB27981A7C8A46562C0A9BA | HARMONY XB4 COMPLETE PILOT LIGHT Ø22 PLAIN LENS WITH INTEGRAL LED 230-240V YELLOW | This Schneider Electric Harmony XB4 plain lens modular orange pilot light is supplied with 230 to 240Vac, uses an integral LED and screw clamp terminals. It has a metal body. This pilot light, designed to last without maintenance for a bright indication of process and machine operations, is easily installed into standard 22 mm diameter cut-outs and connected with simple screw-clamp connections. It is clearly distinguishable visually at a distance thanks to a bright and long lasting LED illumination. It is impact resistant, dust proof, waterproof and vibration resistant thanks to its IP66 / IP67 / IP69 / IP69K, making it ideal for operation in harsh environments. | Type of lens | Flat
| 218 | Automation and Control | Industrial Switch | Pilot Lamps | HARMONY XB4 PILOT LIGHT Ø22 PLAIN LENS 230-240V YELLOW | 2088705 | XB4BVM5 | SCHNEIDER ELECTRIC | 600 | https://pim-kvc.soneparsea.com:3443/PictureServer/default.aspx/schneider-XB4BVM5_Image1.jpg?A3889C9397807479A2A1C7A8BAA5959DB4AAC672AA796476A69289A49BA4919BB57682AFC29E | https://pim-kvc.soneparsea.com:3443/PictureServer/default.aspx/schneider-xb4-bvm5.pdf?81788B76AEAA939CBEAABDA9B7A95DACB27981A7C8A46562C0A9BA | HARMONY XB4 COMPLETE PILOT LIGHT Ø22 PLAIN LENS WITH INTEGRAL LED 230-240V YELLOW | This Schneider Electric Harmony XB4 plain lens modular orange pilot light is supplied with 230 to 240Vac, uses an integral LED and screw clamp terminals. It has a metal body. This pilot light, designed to last without maintenance for a bright indication of process and machine operations, is easily installed into standard 22 mm diameter cut-outs and connected with simple screw-clamp connections. It is clearly distinguishable visually at a distance thanks to a bright and long lasting LED illumination. It is impact resistant, dust proof, waterproof and vibration resistant thanks to its IP66 / IP67 / IP69 / IP69K, making it ideal for operation in harsh environments. | Hole diameter | 22.5mm
| 218 | Automation and Control | Industrial Switch | Pilot Lamps | HARMONY XB4 PILOT LIGHT Ø22 PLAIN LENS 230-240V YELLOW | 2088705 | XB4BVM5 | SCHNEIDER ELECTRIC | 600 | https://pim-kvc.soneparsea.com:3443/PictureServer/default.aspx/schneider-XB4BVM5_Image1.jpg?A3889C9397807479A2A1C7A8BAA5959DB4AAC672AA796476A69289A49BA4919BB57682AFC29E | https://pim-kvc.soneparsea.com:3443/PictureServer/default.aspx/schneider-xb4-bvm5.pdf?81788B76AEAA939CBEAABDA9B7A95DACB27981A7C8A46562C0A9BA | HARMONY XB4 COMPLETE PILOT LIGHT Ø22 PLAIN LENS WITH INTEGRAL LED 230-240V YELLOW | This Schneider Electric Harmony XB4 plain lens modular orange pilot light is supplied with 230 to 240Vac, uses an integral LED and screw clamp terminals. It has a metal body. This pilot light, designed to last without maintenance for a bright indication of process and machine operations, is easily installed into standard 22 mm diameter cut-outs and connected with simple screw-clamp connections. It is clearly distinguishable visually at a distance thanks to a bright and long lasting LED illumination. It is impact resistant, dust proof, waterproof and vibration resistant thanks to its IP66 / IP67 / IP69 / IP69K, making it ideal for operation in harsh environments. | Width opening | 0mm
| 218 | Automation and Control | Industrial Switch | Pilot Lamps | HARMONY XB4 PILOT LIGHT Ø22 PLAIN LENS 230-240V YELLOW | 2088705 | XB4BVM5 | SCHNEIDER ELECTRIC | 600 | https://pim-kvc.soneparsea.com:3443/PictureServer/default.aspx/schneider-XB4BVM5_Image1.jpg?A3889C9397807479A2A1C7A8BAA5959DB4AAC672AA796476A69289A49BA4919BB57682AFC29E | https://pim-kvc.soneparsea.com:3443/PictureServer/default.aspx/schneider-xb4-bvm5.pdf?81788B76AEAA939CBEAABDA9B7A95DACB27981A7C8A46562C0A9BA | HARMONY XB4 COMPLETE PILOT LIGHT Ø22 PLAIN LENS WITH INTEGRAL LED 230-240V YELLOW | This Schneider Electric Harmony XB4 plain lens modular orange pilot light is supplied with 230 to 240Vac, uses an integral LED and screw clamp terminals. It has a metal body. This pilot light, designed to last without maintenance for a bright indication of process and machine operations, is easily installed into standard 22 mm diameter cut-outs and connected with simple screw-clamp connections. It is clearly distinguishable visually at a distance thanks to a bright and long lasting LED illumination. It is impact resistant, dust proof, waterproof and vibration resistant thanks to its IP66 / IP67 / IP69 / IP69K, making it ideal for operation in harsh environments. | Height opening | 0mm
| 218 | Automation and Control | Industrial Switch | Pilot Lamps | HARMONY XB4 PILOT LIGHT Ø22 PLAIN LENS 230-240V YELLOW | 2088705 | XB4BVM5 | SCHNEIDER ELECTRIC | 600 | https://pim-kvc.soneparsea.com:3443/PictureServer/default.aspx/schneider-XB4BVM5_Image1.jpg?A3889C9397807479A2A1C7A8BAA5959DB4AAC672AA796476A69289A49BA4919BB57682AFC29E | https://pim-kvc.soneparsea.com:3443/PictureServer/default.aspx/schneider-xb4-bvm5.pdf?81788B76AEAA939CBEAABDA9B7A95DACB27981A7C8A46562C0A9BA | HARMONY XB4 COMPLETE PILOT LIGHT Ø22 PLAIN LENS WITH INTEGRAL LED 230-240V YELLOW | This Schneider Electric Harmony XB4 plain lens modular orange pilot light is supplied with 230 to 240Vac, uses an integral LED and screw clamp terminals. It has a metal body. This pilot light, designed to last without maintenance for a bright indication of process and machine operations, is easily installed into standard 22 mm diameter cut-outs and connected with simple screw-clamp connections. It is clearly distinguishable visually at a distance thanks to a bright and long lasting LED illumination. It is impact resistant, dust proof, waterproof and vibration resistant thanks to its IP66 / IP67 / IP69 / IP69K, making it ideal for operation in harsh environments. | With front ring | yes
| 218 | Automation and Control | Industrial Switch | Pilot Lamps | HARMONY XB4 PILOT LIGHT Ø22 PLAIN LENS 230-240V YELLOW | 2088705 | XB4BVM5 | SCHNEIDER ELECTRIC | 600 | https://pim-kvc.soneparsea.com:3443/PictureServer/default.aspx/schneider-XB4BVM5_Image1.jpg?A3889C9397807479A2A1C7A8BAA5959DB4AAC672AA796476A69289A49BA4919BB57682AFC29E | https://pim-kvc.soneparsea.com:3443/PictureServer/default.aspx/schneider-xb4-bvm5.pdf?81788B76AEAA939CBEAABDA9B7A95DACB27981A7C8A46562C0A9BA | HARMONY XB4 COMPLETE PILOT LIGHT Ø22 PLAIN LENS WITH INTEGRAL LED 230-240V YELLOW | This Schneider Electric Harmony XB4 plain lens modular orange pilot light is supplied with 230 to 240Vac, uses an integral LED and screw clamp terminals. It has a metal body. This pilot light, designed to last without maintenance for a bright indication of process and machine operations, is easily installed into standard 22 mm diameter cut-outs and connected with simple screw-clamp connections. It is clearly distinguishable visually at a distance thanks to a bright and long lasting LED illumination. It is impact resistant, dust proof, waterproof and vibration resistant thanks to its IP66 / IP67 / IP69 / IP69K, making it ideal for operation in harsh environments. | Material front ring | Metal
| 218 | Automation and Control | Industrial Switch | Pilot Lamps | HARMONY XB4 PILOT LIGHT Ø22 PLAIN LENS 230-240V YELLOW | 2088705 | XB4BVM5 | SCHNEIDER ELECTRIC | 600 | https://pim-kvc.soneparsea.com:3443/PictureServer/default.aspx/schneider-XB4BVM5_Image1.jpg?A3889C9397807479A2A1C7A8BAA5959DB4AAC672AA796476A69289A49BA4919BB57682AFC29E | https://pim-kvc.soneparsea.com:3443/PictureServer/default.aspx/schneider-xb4-bvm5.pdf?81788B76AEAA939CBEAABDA9B7A95DACB27981A7C8A46562C0A9BA | HARMONY XB4 COMPLETE PILOT LIGHT Ø22 PLAIN LENS WITH INTEGRAL LED 230-240V YELLOW | This Schneider Electric Harmony XB4 plain lens modular orange pilot light is supplied with 230 to 240Vac, uses an integral LED and screw clamp terminals. It has a metal body. This pilot light, designed to last without maintenance for a bright indication of process and machine operations, is easily installed into standard 22 mm diameter cut-outs and connected with simple screw-clamp connections. It is clearly distinguishable visually at a distance thanks to a bright and long lasting LED illumination. It is impact resistant, dust proof, waterproof and vibration resistant thanks to its IP66 / IP67 / IP69 / IP69K, making it ideal for operation in harsh environments. | Colour front ring | Chrome
| 218 | Automation and Control | Industrial Switch | Pilot Lamps | HARMONY XB4 PILOT LIGHT Ø22 PLAIN LENS 230-240V YELLOW | 2088705 | XB4BVM5 | SCHNEIDER ELECTRIC | 600 | https://pim-kvc.soneparsea.com:3443/PictureServer/default.aspx/schneider-XB4BVM5_Image1.jpg?A3889C9397807479A2A1C7A8BAA5959DB4AAC672AA796476A69289A49BA4919BB57682AFC29E | https://pim-kvc.soneparsea.com:3443/PictureServer/default.aspx/schneider-xb4-bvm5.pdf?81788B76AEAA939CBEAABDA9B7A95DACB27981A7C8A46562C0A9BA | HARMONY XB4 COMPLETE PILOT LIGHT Ø22 PLAIN LENS WITH INTEGRAL LED 230-240V YELLOW | This Schneider Electric Harmony XB4 plain lens modular orange pilot light is supplied with 230 to 240Vac, uses an integral LED and screw clamp terminals. It has a metal body. This pilot light, designed to last without maintenance for a bright indication of process and machine operations, is easily installed into standard 22 mm diameter cut-outs and connected with simple screw-clamp connections. It is clearly distinguishable visually at a distance thanks to a bright and long lasting LED illumination. It is impact resistant, dust proof, waterproof and vibration resistant thanks to its IP66 / IP67 / IP69 / IP69K, making it ideal for operation in harsh environments. | Degree of protection (IP) | IP66
| 218 | Automation and Control | Industrial Switch | Pilot Lamps | HARMONY XB4 PILOT LIGHT Ø22 PLAIN LENS 230-240V YELLOW | 2088705 | XB4BVM5 | SCHNEIDER ELECTRIC | 600 | https://pim-kvc.soneparsea.com:3443/PictureServer/default.aspx/schneider-XB4BVM5_Image1.jpg?A3889C9397807479A2A1C7A8BAA5959DB4AAC672AA796476A69289A49BA4919BB57682AFC29E | https://pim-kvc.soneparsea.com:3443/PictureServer/default.aspx/schneider-xb4-bvm5.pdf?81788B76AEAA939CBEAABDA9B7A95DACB27981A7C8A46562C0A9BA | HARMONY XB4 COMPLETE PILOT LIGHT Ø22 PLAIN LENS WITH INTEGRAL LED 230-240V YELLOW | This Schneider Electric Harmony XB4 plain lens modular orange pilot light is supplied with 230 to 240Vac, uses an integral LED and screw clamp terminals. It has a metal body. This pilot light, designed to last without maintenance for a bright indication of process and machine operations, is easily installed into standard 22 mm diameter cut-outs and connected with simple screw-clamp connections. It is clearly distinguishable visually at a distance thanks to a bright and long lasting LED illumination. It is impact resistant, dust proof, waterproof and vibration resistant thanks to its IP66 / IP67 / IP69 / IP69K, making it ideal for operation in harsh environments. | Degree of protection (NEMA) | 13
| 219 | Automation and Control | Industrial Switch | Pilot Lamps | HARMONY XB4 PILOT LIGHT Ø22 PLAIN LENS 230-240V BLUE | 2088706 | XB4BVM6 | SCHNEIDER ELECTRIC | 600 | https://pim-kvc.soneparsea.com:3443/PictureServer/default.aspx/schneider-XB4BVM6_Image1.jpg?A3889C9397807479A2A1C7A8BAA5959DB4AAC672AA796476A6928AA49BA4919BB57682AFC29E | https://pim-kvc.soneparsea.com:3443/PictureServer/default.aspx/schneider-xb4-bvm6.pdf?81788B76AEAA939CBEAABDA9B7A95DACB27981A7C8A46662C0A9BA | HARMONY XB4 COMPLETE PILOT LIGHT Ø22 PLAIN LENS WITH INTEGRAL LED 230-240V BLUE | This Schneider Electric Harmony XB4 plain lens modular blue pilot light is supplied with 230 to 240Vac, uses an integral LED and screw clamp terminals. It has a metal body. This pilot light, designed to last without maintenance for a bright indication of process and machine operations, is easily installed into standard 22 mm diameter cut-outs and connected with simple screw-clamp connections. It is clearly distinguishable visually at a distance thanks to a bright and long lasting LED illumination. It is impact resistant, dust proof, waterproof and vibration resistant thanks to its IP66 / IP67 / IP69 / IP69K, making it ideal for operation in harsh environments. | Number of indicator lights | 1
| 219 | Automation and Control | Industrial Switch | Pilot Lamps | HARMONY XB4 PILOT LIGHT Ø22 PLAIN LENS 230-240V BLUE | 2088706 | XB4BVM6 | SCHNEIDER ELECTRIC | 600 | https://pim-kvc.soneparsea.com:3443/PictureServer/default.aspx/schneider-XB4BVM6_Image1.jpg?A3889C9397807479A2A1C7A8BAA5959DB4AAC672AA796476A6928AA49BA4919BB57682AFC29E | https://pim-kvc.soneparsea.com:3443/PictureServer/default.aspx/schneider-xb4-bvm6.pdf?81788B76AEAA939CBEAABDA9B7A95DACB27981A7C8A46662C0A9BA | HARMONY XB4 COMPLETE PILOT LIGHT Ø22 PLAIN LENS WITH INTEGRAL LED 230-240V BLUE | This Schneider Electric Harmony XB4 plain lens modular blue pilot light is supplied with 230 to 240Vac, uses an integral LED and screw clamp terminals. It has a metal body. This pilot light, designed to last without maintenance for a bright indication of process and machine operations, is easily installed into standard 22 mm diameter cut-outs and connected with simple screw-clamp connections. It is clearly distinguishable visually at a distance thanks to a bright and long lasting LED illumination. It is impact resistant, dust proof, waterproof and vibration resistant thanks to its IP66 / IP67 / IP69 / IP69K, making it ideal for operation in harsh environments. | Colour lens | Blue
| 219 | Automation and Control | Industrial Switch | Pilot Lamps | HARMONY XB4 PILOT LIGHT Ø22 PLAIN LENS 230-240V BLUE | 2088706 | XB4BVM6 | SCHNEIDER ELECTRIC | 600 | https://pim-kvc.soneparsea.com:3443/PictureServer/default.aspx/schneider-XB4BVM6_Image1.jpg?A3889C9397807479A2A1C7A8BAA5959DB4AAC672AA796476A6928AA49BA4919BB57682AFC29E | https://pim-kvc.soneparsea.com:3443/PictureServer/default.aspx/schneider-xb4-bvm6.pdf?81788B76AEAA939CBEAABDA9B7A95DACB27981A7C8A46662C0A9BA | HARMONY XB4 COMPLETE PILOT LIGHT Ø22 PLAIN LENS WITH INTEGRAL LED 230-240V BLUE | This Schneider Electric Harmony XB4 plain lens modular blue pilot light is supplied with 230 to 240Vac, uses an integral LED and screw clamp terminals. It has a metal body. This pilot light, designed to last without maintenance for a bright indication of process and machine operations, is easily installed into standard 22 mm diameter cut-outs and connected with simple screw-clamp connections. It is clearly distinguishable visually at a distance thanks to a bright and long lasting LED illumination. It is impact resistant, dust proof, waterproof and vibration resistant thanks to its IP66 / IP67 / IP69 / IP69K, making it ideal for operation in harsh environments. | Type of lamp socket | LED
| 219 | Automation and Control | Industrial Switch | Pilot Lamps | HARMONY XB4 PILOT LIGHT Ø22 PLAIN LENS 230-240V BLUE | 2088706 | XB4BVM6 | SCHNEIDER ELECTRIC | 600 | https://pim-kvc.soneparsea.com:3443/PictureServer/default.aspx/schneider-XB4BVM6_Image1.jpg?A3889C9397807479A2A1C7A8BAA5959DB4AAC672AA796476A6928AA49BA4919BB57682AFC29E | https://pim-kvc.soneparsea.com:3443/PictureServer/default.aspx/schneider-xb4-bvm6.pdf?81788B76AEAA939CBEAABDA9B7A95DACB27981A7C8A46662C0A9BA | HARMONY XB4 COMPLETE PILOT LIGHT Ø22 PLAIN LENS WITH INTEGRAL LED 230-240V BLUE | This Schneider Electric Harmony XB4 plain lens modular blue pilot light is supplied with 230 to 240Vac, uses an integral LED and screw clamp terminals. It has a metal body. This pilot light, designed to last without maintenance for a bright indication of process and machine operations, is easily installed into standard 22 mm diameter cut-outs and connected with simple screw-clamp connections. It is clearly distinguishable visually at a distance thanks to a bright and long lasting LED illumination. It is impact resistant, dust proof, waterproof and vibration resistant thanks to its IP66 / IP67 / IP69 / IP69K, making it ideal for operation in harsh environments. | With light source | yes
| 219 | Automation and Control | Industrial Switch | Pilot Lamps | HARMONY XB4 PILOT LIGHT Ø22 PLAIN LENS 230-240V BLUE | 2088706 | XB4BVM6 | SCHNEIDER ELECTRIC | 600 | https://pim-kvc.soneparsea.com:3443/PictureServer/default.aspx/schneider-XB4BVM6_Image1.jpg?A3889C9397807479A2A1C7A8BAA5959DB4AAC672AA796476A6928AA49BA4919BB57682AFC29E | https://pim-kvc.soneparsea.com:3443/PictureServer/default.aspx/schneider-xb4-bvm6.pdf?81788B76AEAA939CBEAABDA9B7A95DACB27981A7C8A46662C0A9BA | HARMONY XB4 COMPLETE PILOT LIGHT Ø22 PLAIN LENS WITH INTEGRAL LED 230-240V BLUE | This Schneider Electric Harmony XB4 plain lens modular blue pilot light is supplied with 230 to 240Vac, uses an integral LED and screw clamp terminals. It has a metal body. This pilot light, designed to last without maintenance for a bright indication of process and machine operations, is easily installed into standard 22 mm diameter cut-outs and connected with simple screw-clamp connections. It is clearly distinguishable visually at a distance thanks to a bright and long lasting LED illumination. It is impact resistant, dust proof, waterproof and vibration resistant thanks to its IP66 / IP67 / IP69 / IP69K, making it ideal for operation in harsh environments. | Rated operating voltage Ue | 230...240V
| 219 | Automation and Control | Industrial Switch | Pilot Lamps | HARMONY XB4 PILOT LIGHT Ø22 PLAIN LENS 230-240V BLUE | 2088706 | XB4BVM6 | SCHNEIDER ELECTRIC | 600 | https://pim-kvc.soneparsea.com:3443/PictureServer/default.aspx/schneider-XB4BVM6_Image1.jpg?A3889C9397807479A2A1C7A8BAA5959DB4AAC672AA796476A6928AA49BA4919BB57682AFC29E | https://pim-kvc.soneparsea.com:3443/PictureServer/default.aspx/schneider-xb4-bvm6.pdf?81788B76AEAA939CBEAABDA9B7A95DACB27981A7C8A46662C0A9BA | HARMONY XB4 COMPLETE PILOT LIGHT Ø22 PLAIN LENS WITH INTEGRAL LED 230-240V BLUE | This Schneider Electric Harmony XB4 plain lens modular blue pilot light is supplied with 230 to 240Vac, uses an integral LED and screw clamp terminals. It has a metal body. This pilot light, designed to last without maintenance for a bright indication of process and machine operations, is easily installed into standard 22 mm diameter cut-outs and connected with simple screw-clamp connections. It is clearly distinguishable visually at a distance thanks to a bright and long lasting LED illumination. It is impact resistant, dust proof, waterproof and vibration resistant thanks to its IP66 / IP67 / IP69 / IP69K, making it ideal for operation in harsh environments. | Voltage type | AC/DC
| 219 | Automation and Control | Industrial Switch | Pilot Lamps | HARMONY XB4 PILOT LIGHT Ø22 PLAIN LENS 230-240V BLUE | 2088706 | XB4BVM6 | SCHNEIDER ELECTRIC | 600 | https://pim-kvc.soneparsea.com:3443/PictureServer/default.aspx/schneider-XB4BVM6_Image1.jpg?A3889C9397807479A2A1C7A8BAA5959DB4AAC672AA796476A6928AA49BA4919BB57682AFC29E | https://pim-kvc.soneparsea.com:3443/PictureServer/default.aspx/schneider-xb4-bvm6.pdf?81788B76AEAA939CBEAABDA9B7A95DACB27981A7C8A46662C0A9BA | HARMONY XB4 COMPLETE PILOT LIGHT Ø22 PLAIN LENS WITH INTEGRAL LED 230-240V BLUE | This Schneider Electric Harmony XB4 plain lens modular blue pilot light is supplied with 230 to 240Vac, uses an integral LED and screw clamp terminals. It has a metal body. This pilot light, designed to last without maintenance for a bright indication of process and machine operations, is easily installed into standard 22 mm diameter cut-outs and connected with simple screw-clamp connections. It is clearly distinguishable visually at a distance thanks to a bright and long lasting LED illumination. It is impact resistant, dust proof, waterproof and vibration resistant thanks to its IP66 / IP67 / IP69 / IP69K, making it ideal for operation in harsh environments. | Type of electric connection | Screw connection
| 219 | Automation and Control | Industrial Switch | Pilot Lamps | HARMONY XB4 PILOT LIGHT Ø22 PLAIN LENS 230-240V BLUE | 2088706 | XB4BVM6 | SCHNEIDER ELECTRIC | 600 | https://pim-kvc.soneparsea.com:3443/PictureServer/default.aspx/schneider-XB4BVM6_Image1.jpg?A3889C9397807479A2A1C7A8BAA5959DB4AAC672AA796476A6928AA49BA4919BB57682AFC29E | https://pim-kvc.soneparsea.com:3443/PictureServer/default.aspx/schneider-xb4-bvm6.pdf?81788B76AEAA939CBEAABDA9B7A95DACB27981A7C8A46662C0A9BA | HARMONY XB4 COMPLETE PILOT LIGHT Ø22 PLAIN LENS WITH INTEGRAL LED 230-240V BLUE | This Schneider Electric Harmony XB4 plain lens modular blue pilot light is supplied with 230 to 240Vac, uses an integral LED and screw clamp terminals. It has a metal body. This pilot light, designed to last without maintenance for a bright indication of process and machine operations, is easily installed into standard 22 mm diameter cut-outs and connected with simple screw-clamp connections. It is clearly distinguishable visually at a distance thanks to a bright and long lasting LED illumination. It is impact resistant, dust proof, waterproof and vibration resistant thanks to its IP66 / IP67 / IP69 / IP69K, making it ideal for operation in harsh environments. | Construction type lens | Round
| 219 | Automation and Control | Industrial Switch | Pilot Lamps | HARMONY XB4 PILOT LIGHT Ø22 PLAIN LENS 230-240V BLUE | 2088706 | XB4BVM6 | SCHNEIDER ELECTRIC | 600 | https://pim-kvc.soneparsea.com:3443/PictureServer/default.aspx/schneider-XB4BVM6_Image1.jpg?A3889C9397807479A2A1C7A8BAA5959DB4AAC672AA796476A6928AA49BA4919BB57682AFC29E | https://pim-kvc.soneparsea.com:3443/PictureServer/default.aspx/schneider-xb4-bvm6.pdf?81788B76AEAA939CBEAABDA9B7A95DACB27981A7C8A46662C0A9BA | HARMONY XB4 COMPLETE PILOT LIGHT Ø22 PLAIN LENS WITH INTEGRAL LED 230-240V BLUE | This Schneider Electric Harmony XB4 plain lens modular blue pilot light is supplied with 230 to 240Vac, uses an integral LED and screw clamp terminals. It has a metal body. This pilot light, designed to last without maintenance for a bright indication of process and machine operations, is easily installed into standard 22 mm diameter cut-outs and connected with simple screw-clamp connections. It is clearly distinguishable visually at a distance thanks to a bright and long lasting LED illumination. It is impact resistant, dust proof, waterproof and vibration resistant thanks to its IP66 / IP67 / IP69 / IP69K, making it ideal for operation in harsh environments. | Type of lens | Flat
| 219 | Automation and Control | Industrial Switch | Pilot Lamps | HARMONY XB4 PILOT LIGHT Ø22 PLAIN LENS 230-240V BLUE | 2088706 | XB4BVM6 | SCHNEIDER ELECTRIC | 600 | https://pim-kvc.soneparsea.com:3443/PictureServer/default.aspx/schneider-XB4BVM6_Image1.jpg?A3889C9397807479A2A1C7A8BAA5959DB4AAC672AA796476A6928AA49BA4919BB57682AFC29E | https://pim-kvc.soneparsea.com:3443/PictureServer/default.aspx/schneider-xb4-bvm6.pdf?81788B76AEAA939CBEAABDA9B7A95DACB27981A7C8A46662C0A9BA | HARMONY XB4 COMPLETE PILOT LIGHT Ø22 PLAIN LENS WITH INTEGRAL LED 230-240V BLUE | This Schneider Electric Harmony XB4 plain lens modular blue pilot light is supplied with 230 to 240Vac, uses an integral LED and screw clamp terminals. It has a metal body. This pilot light, designed to last without maintenance for a bright indication of process and machine operations, is easily installed into standard 22 mm diameter cut-outs and connected with simple screw-clamp connections. It is clearly distinguishable visually at a distance thanks to a bright and long lasting LED illumination. It is impact resistant, dust proof, waterproof and vibration resistant thanks to its IP66 / IP67 / IP69 / IP69K, making it ideal for operation in harsh environments. | Hole diameter | 22.5mm
| 219 | Automation and Control | Industrial Switch | Pilot Lamps | HARMONY XB4 PILOT LIGHT Ø22 PLAIN LENS 230-240V BLUE | 2088706 | XB4BVM6 | SCHNEIDER ELECTRIC | 600 | https://pim-kvc.soneparsea.com:3443/PictureServer/default.aspx/schneider-XB4BVM6_Image1.jpg?A3889C9397807479A2A1C7A8BAA5959DB4AAC672AA796476A6928AA49BA4919BB57682AFC29E | https://pim-kvc.soneparsea.com:3443/PictureServer/default.aspx/schneider-xb4-bvm6.pdf?81788B76AEAA939CBEAABDA9B7A95DACB27981A7C8A46662C0A9BA | HARMONY XB4 COMPLETE PILOT LIGHT Ø22 PLAIN LENS WITH INTEGRAL LED 230-240V BLUE | This Schneider Electric Harmony XB4 plain lens modular blue pilot light is supplied with 230 to 240Vac, uses an integral LED and screw clamp terminals. It has a metal body. This pilot light, designed to last without maintenance for a bright indication of process and machine operations, is easily installed into standard 22 mm diameter cut-outs and connected with simple screw-clamp connections. It is clearly distinguishable visually at a distance thanks to a bright and long lasting LED illumination. It is impact resistant, dust proof, waterproof and vibration resistant thanks to its IP66 / IP67 / IP69 / IP69K, making it ideal for operation in harsh environments. | Width opening | 0mm
| 219 | Automation and Control | Industrial Switch | Pilot Lamps | HARMONY XB4 PILOT LIGHT Ø22 PLAIN LENS 230-240V BLUE | 2088706 | XB4BVM6 | SCHNEIDER ELECTRIC | 600 | https://pim-kvc.soneparsea.com:3443/PictureServer/default.aspx/schneider-XB4BVM6_Image1.jpg?A3889C9397807479A2A1C7A8BAA5959DB4AAC672AA796476A6928AA49BA4919BB57682AFC29E | https://pim-kvc.soneparsea.com:3443/PictureServer/default.aspx/schneider-xb4-bvm6.pdf?81788B76AEAA939CBEAABDA9B7A95DACB27981A7C8A46662C0A9BA | HARMONY XB4 COMPLETE PILOT LIGHT Ø22 PLAIN LENS WITH INTEGRAL LED 230-240V BLUE | This Schneider Electric Harmony XB4 plain lens modular blue pilot light is supplied with 230 to 240Vac, uses an integral LED and screw clamp terminals. It has a metal body. This pilot light, designed to last without maintenance for a bright indication of process and machine operations, is easily installed into standard 22 mm diameter cut-outs and connected with simple screw-clamp connections. It is clearly distinguishable visually at a distance thanks to a bright and long lasting LED illumination. It is impact resistant, dust proof, waterproof and vibration resistant thanks to its IP66 / IP67 / IP69 / IP69K, making it ideal for operation in harsh environments. | Height opening | 0mm
| 219 | Automation and Control | Industrial Switch | Pilot Lamps | HARMONY XB4 PILOT LIGHT Ø22 PLAIN LENS 230-240V BLUE | 2088706 | XB4BVM6 | SCHNEIDER ELECTRIC | 600 | https://pim-kvc.soneparsea.com:3443/PictureServer/default.aspx/schneider-XB4BVM6_Image1.jpg?A3889C9397807479A2A1C7A8BAA5959DB4AAC672AA796476A6928AA49BA4919BB57682AFC29E | https://pim-kvc.soneparsea.com:3443/PictureServer/default.aspx/schneider-xb4-bvm6.pdf?81788B76AEAA939CBEAABDA9B7A95DACB27981A7C8A46662C0A9BA | HARMONY XB4 COMPLETE PILOT LIGHT Ø22 PLAIN LENS WITH INTEGRAL LED 230-240V BLUE | This Schneider Electric Harmony XB4 plain lens modular blue pilot light is supplied with 230 to 240Vac, uses an integral LED and screw clamp terminals. It has a metal body. This pilot light, designed to last without maintenance for a bright indication of process and machine operations, is easily installed into standard 22 mm diameter cut-outs and connected with simple screw-clamp connections. It is clearly distinguishable visually at a distance thanks to a bright and long lasting LED illumination. It is impact resistant, dust proof, waterproof and vibration resistant thanks to its IP66 / IP67 / IP69 / IP69K, making it ideal for operation in harsh environments. | With front ring | yes
| 219 | Automation and Control | Industrial Switch | Pilot Lamps | HARMONY XB4 PILOT LIGHT Ø22 PLAIN LENS 230-240V BLUE | 2088706 | XB4BVM6 | SCHNEIDER ELECTRIC | 600 | https://pim-kvc.soneparsea.com:3443/PictureServer/default.aspx/schneider-XB4BVM6_Image1.jpg?A3889C9397807479A2A1C7A8BAA5959DB4AAC672AA796476A6928AA49BA4919BB57682AFC29E | https://pim-kvc.soneparsea.com:3443/PictureServer/default.aspx/schneider-xb4-bvm6.pdf?81788B76AEAA939CBEAABDA9B7A95DACB27981A7C8A46662C0A9BA | HARMONY XB4 COMPLETE PILOT LIGHT Ø22 PLAIN LENS WITH INTEGRAL LED 230-240V BLUE | This Schneider Electric Harmony XB4 plain lens modular blue pilot light is supplied with 230 to 240Vac, uses an integral LED and screw clamp terminals. It has a metal body. This pilot light, designed to last without maintenance for a bright indication of process and machine operations, is easily installed into standard 22 mm diameter cut-outs and connected with simple screw-clamp connections. It is clearly distinguishable visually at a distance thanks to a bright and long lasting LED illumination. It is impact resistant, dust proof, waterproof and vibration resistant thanks to its IP66 / IP67 / IP69 / IP69K, making it ideal for operation in harsh environments. | Material front ring | Metal
| 219 | Automation and Control | Industrial Switch | Pilot Lamps | HARMONY XB4 PILOT LIGHT Ø22 PLAIN LENS 230-240V BLUE | 2088706 | XB4BVM6 | SCHNEIDER ELECTRIC | 600 | https://pim-kvc.soneparsea.com:3443/PictureServer/default.aspx/schneider-XB4BVM6_Image1.jpg?A3889C9397807479A2A1C7A8BAA5959DB4AAC672AA796476A6928AA49BA4919BB57682AFC29E | https://pim-kvc.soneparsea.com:3443/PictureServer/default.aspx/schneider-xb4-bvm6.pdf?81788B76AEAA939CBEAABDA9B7A95DACB27981A7C8A46662C0A9BA | HARMONY XB4 COMPLETE PILOT LIGHT Ø22 PLAIN LENS WITH INTEGRAL LED 230-240V BLUE | This Schneider Electric Harmony XB4 plain lens modular blue pilot light is supplied with 230 to 240Vac, uses an integral LED and screw clamp terminals. It has a metal body. This pilot light, designed to last without maintenance for a bright indication of process and machine operations, is easily installed into standard 22 mm diameter cut-outs and connected with simple screw-clamp connections. It is clearly distinguishable visually at a distance thanks to a bright and long lasting LED illumination. It is impact resistant, dust proof, waterproof and vibration resistant thanks to its IP66 / IP67 / IP69 / IP69K, making it ideal for operation in harsh environments. | Colour front ring | Chrome
| 219 | Automation and Control | Industrial Switch | Pilot Lamps | HARMONY XB4 PILOT LIGHT Ø22 PLAIN LENS 230-240V BLUE | 2088706 | XB4BVM6 | SCHNEIDER ELECTRIC | 600 | https://pim-kvc.soneparsea.com:3443/PictureServer/default.aspx/schneider-XB4BVM6_Image1.jpg?A3889C9397807479A2A1C7A8BAA5959DB4AAC672AA796476A6928AA49BA4919BB57682AFC29E | https://pim-kvc.soneparsea.com:3443/PictureServer/default.aspx/schneider-xb4-bvm6.pdf?81788B76AEAA939CBEAABDA9B7A95DACB27981A7C8A46662C0A9BA | HARMONY XB4 COMPLETE PILOT LIGHT Ø22 PLAIN LENS WITH INTEGRAL LED 230-240V BLUE | This Schneider Electric Harmony XB4 plain lens modular blue pilot light is supplied with 230 to 240Vac, uses an integral LED and screw clamp terminals. It has a metal body. This pilot light, designed to last without maintenance for a bright indication of process and machine operations, is easily installed into standard 22 mm diameter cut-outs and connected with simple screw-clamp connections. It is clearly distinguishable visually at a distance thanks to a bright and long lasting LED illumination. It is impact resistant, dust proof, waterproof and vibration resistant thanks to its IP66 / IP67 / IP69 / IP69K, making it ideal for operation in harsh environments. | Degree of protection (IP) | IP66
| 219 | Automation and Control | Industrial Switch | Pilot Lamps | HARMONY XB4 PILOT LIGHT Ø22 PLAIN LENS 230-240V BLUE | 2088706 | XB4BVM6 | SCHNEIDER ELECTRIC | 600 | https://pim-kvc.soneparsea.com:3443/PictureServer/default.aspx/schneider-XB4BVM6_Image1.jpg?A3889C9397807479A2A1C7A8BAA5959DB4AAC672AA796476A6928AA49BA4919BB57682AFC29E | https://pim-kvc.soneparsea.com:3443/PictureServer/default.aspx/schneider-xb4-bvm6.pdf?81788B76AEAA939CBEAABDA9B7A95DACB27981A7C8A46662C0A9BA | HARMONY XB4 COMPLETE PILOT LIGHT Ø22 PLAIN LENS WITH INTEGRAL LED 230-240V BLUE | This Schneider Electric Harmony XB4 plain lens modular blue pilot light is supplied with 230 to 240Vac, uses an integral LED and screw clamp terminals. It has a metal body. This pilot light, designed to last without maintenance for a bright indication of process and machine operations, is easily installed into standard 22 mm diameter cut-outs and connected with simple screw-clamp connections. It is clearly distinguishable visually at a distance thanks to a bright and long lasting LED illumination. It is impact resistant, dust proof, waterproof and vibration resistant thanks to its IP66 / IP67 / IP69 / IP69K, making it ideal for operation in harsh environments. | Degree of protection (NEMA) | 13
| 220 | Automation and Control | Industrial Switch | Push Buttons | HARMONY XB4 ILLUM PUSHBUTTON Ø22 1NO+1NC 24V WHITE | 2088707 | XB4BW31B5 | SCHNEIDER ELECTRIC | 1470 | https://pim-kvc.soneparsea.com:3443/PictureServer/default.aspx/schneider-XB4BW31B5_Image1.jpg?A3889C9397807479A2A1C7A8BAA5959DB4AAC672AA796476A7788587879679A1B1ACB97680A1A09B | https://pim-kvc.soneparsea.com:3443/PictureServer/default.aspx/schneider-xb4-bw31b5.pdf?81788B76AEAA939CBEAABDA9B7A95DACB27981A7C96A61968573C4A9B8 | HARMONY XB4 FLUSH COMPLETE ILLUMINATED PUSHBUTTON Ø22 1NO+1NC 24V WHITE | This Schneider Electric Harmony XB4 illuminated modular white push-button operates with a spring return mechanism, is supplied with 24Vac/dc, uses an integral LED and uses screw clamp terminals. It has 1 x NO + 1 x NC contacts and a chromium-plated metal bezel. This illuminated push-button provides an ergonomic and visual interface for controlling your machines. It is easily installed into standard 22 mm diameter panel cut-outs and connected to control circuits with classic screw-clamp connections. It is clearly distinguishable visually at a distance thanks to a bright and long lasting LED illumination. It is impact resistant, dust proof, waterproof and vibration resistant thanks to its IP66 / IP67 / IP69 / IP69K, making it ideal for operation in harsh environments. | Number of command positions | 1
| 220 | Automation and Control | Industrial Switch | Push Buttons | HARMONY XB4 ILLUM PUSHBUTTON Ø22 1NO+1NC 24V WHITE | 2088707 | XB4BW31B5 | SCHNEIDER ELECTRIC | 1470 | https://pim-kvc.soneparsea.com:3443/PictureServer/default.aspx/schneider-XB4BW31B5_Image1.jpg?A3889C9397807479A2A1C7A8BAA5959DB4AAC672AA796476A7788587879679A1B1ACB97680A1A09B | https://pim-kvc.soneparsea.com:3443/PictureServer/default.aspx/schneider-xb4-bw31b5.pdf?81788B76AEAA939CBEAABDA9B7A95DACB27981A7C96A61968573C4A9B8 | HARMONY XB4 FLUSH COMPLETE ILLUMINATED PUSHBUTTON Ø22 1NO+1NC 24V WHITE | This Schneider Electric Harmony XB4 illuminated modular white push-button operates with a spring return mechanism, is supplied with 24Vac/dc, uses an integral LED and uses screw clamp terminals. It has 1 x NO + 1 x NC contacts and a chromium-plated metal bezel. This illuminated push-button provides an ergonomic and visual interface for controlling your machines. It is easily installed into standard 22 mm diameter panel cut-outs and connected to control circuits with classic screw-clamp connections. It is clearly distinguishable visually at a distance thanks to a bright and long lasting LED illumination. It is impact resistant, dust proof, waterproof and vibration resistant thanks to its IP66 / IP67 / IP69 / IP69K, making it ideal for operation in harsh environments. | Type of button | Flat
| 220 | Automation and Control | Industrial Switch | Push Buttons | HARMONY XB4 ILLUM PUSHBUTTON Ø22 1NO+1NC 24V WHITE | 2088707 | XB4BW31B5 | SCHNEIDER ELECTRIC | 1470 | https://pim-kvc.soneparsea.com:3443/PictureServer/default.aspx/schneider-XB4BW31B5_Image1.jpg?A3889C9397807479A2A1C7A8BAA5959DB4AAC672AA796476A7788587879679A1B1ACB97680A1A09B | https://pim-kvc.soneparsea.com:3443/PictureServer/default.aspx/schneider-xb4-bw31b5.pdf?81788B76AEAA939CBEAABDA9B7A95DACB27981A7C96A61968573C4A9B8 | HARMONY XB4 FLUSH COMPLETE ILLUMINATED PUSHBUTTON Ø22 1NO+1NC 24V WHITE | This Schneider Electric Harmony XB4 illuminated modular white push-button operates with a spring return mechanism, is supplied with 24Vac/dc, uses an integral LED and uses screw clamp terminals. It has 1 x NO + 1 x NC contacts and a chromium-plated metal bezel. This illuminated push-button provides an ergonomic and visual interface for controlling your machines. It is easily installed into standard 22 mm diameter panel cut-outs and connected to control circuits with classic screw-clamp connections. It is clearly distinguishable visually at a distance thanks to a bright and long lasting LED illumination. It is impact resistant, dust proof, waterproof and vibration resistant thanks to its IP66 / IP67 / IP69 / IP69K, making it ideal for operation in harsh environments. | Colour button | White
| 220 | Automation and Control | Industrial Switch | Push Buttons | HARMONY XB4 ILLUM PUSHBUTTON Ø22 1NO+1NC 24V WHITE | 2088707 | XB4BW31B5 | SCHNEIDER ELECTRIC | 1470 | https://pim-kvc.soneparsea.com:3443/PictureServer/default.aspx/schneider-XB4BW31B5_Image1.jpg?A3889C9397807479A2A1C7A8BAA5959DB4AAC672AA796476A7788587879679A1B1ACB97680A1A09B | https://pim-kvc.soneparsea.com:3443/PictureServer/default.aspx/schneider-xb4-bw31b5.pdf?81788B76AEAA939CBEAABDA9B7A95DACB27981A7C96A61968573C4A9B8 | HARMONY XB4 FLUSH COMPLETE ILLUMINATED PUSHBUTTON Ø22 1NO+1NC 24V WHITE | This Schneider Electric Harmony XB4 illuminated modular white push-button operates with a spring return mechanism, is supplied with 24Vac/dc, uses an integral LED and uses screw clamp terminals. It has 1 x NO + 1 x NC contacts and a chromium-plated metal bezel. This illuminated push-button provides an ergonomic and visual interface for controlling your machines. It is easily installed into standard 22 mm diameter panel cut-outs and connected to control circuits with classic screw-clamp connections. It is clearly distinguishable visually at a distance thanks to a bright and long lasting LED illumination. It is impact resistant, dust proof, waterproof and vibration resistant thanks to its IP66 / IP67 / IP69 / IP69K, making it ideal for operation in harsh environments. | Construction type lens | Round
| 220 | Automation and Control | Industrial Switch | Push Buttons | HARMONY XB4 ILLUM PUSHBUTTON Ø22 1NO+1NC 24V WHITE | 2088707 | XB4BW31B5 | SCHNEIDER ELECTRIC | 1470 | https://pim-kvc.soneparsea.com:3443/PictureServer/default.aspx/schneider-XB4BW31B5_Image1.jpg?A3889C9397807479A2A1C7A8BAA5959DB4AAC672AA796476A7788587879679A1B1ACB97680A1A09B | https://pim-kvc.soneparsea.com:3443/PictureServer/default.aspx/schneider-xb4-bw31b5.pdf?81788B76AEAA939CBEAABDA9B7A95DACB27981A7C96A61968573C4A9B8 | HARMONY XB4 FLUSH COMPLETE ILLUMINATED PUSHBUTTON Ø22 1NO+1NC 24V WHITE | This Schneider Electric Harmony XB4 illuminated modular white push-button operates with a spring return mechanism, is supplied with 24Vac/dc, uses an integral LED and uses screw clamp terminals. It has 1 x NO + 1 x NC contacts and a chromium-plated metal bezel. This illuminated push-button provides an ergonomic and visual interface for controlling your machines. It is easily installed into standard 22 mm diameter panel cut-outs and connected to control circuits with classic screw-clamp connections. It is clearly distinguishable visually at a distance thanks to a bright and long lasting LED illumination. It is impact resistant, dust proof, waterproof and vibration resistant thanks to its IP66 / IP67 / IP69 / IP69K, making it ideal for operation in harsh environments. | Hole diameter | 22.5mm
| 220 | Automation and Control | Industrial Switch | Push Buttons | HARMONY XB4 ILLUM PUSHBUTTON Ø22 1NO+1NC 24V WHITE | 2088707 | XB4BW31B5 | SCHNEIDER ELECTRIC | 1470 | https://pim-kvc.soneparsea.com:3443/PictureServer/default.aspx/schneider-XB4BW31B5_Image1.jpg?A3889C9397807479A2A1C7A8BAA5959DB4AAC672AA796476A7788587879679A1B1ACB97680A1A09B | https://pim-kvc.soneparsea.com:3443/PictureServer/default.aspx/schneider-xb4-bw31b5.pdf?81788B76AEAA939CBEAABDA9B7A95DACB27981A7C96A61968573C4A9B8 | HARMONY XB4 FLUSH COMPLETE ILLUMINATED PUSHBUTTON Ø22 1NO+1NC 24V WHITE | This Schneider Electric Harmony XB4 illuminated modular white push-button operates with a spring return mechanism, is supplied with 24Vac/dc, uses an integral LED and uses screw clamp terminals. It has 1 x NO + 1 x NC contacts and a chromium-plated metal bezel. This illuminated push-button provides an ergonomic and visual interface for controlling your machines. It is easily installed into standard 22 mm diameter panel cut-outs and connected to control circuits with classic screw-clamp connections. It is clearly distinguishable visually at a distance thanks to a bright and long lasting LED illumination. It is impact resistant, dust proof, waterproof and vibration resistant thanks to its IP66 / IP67 / IP69 / IP69K, making it ideal for operation in harsh environments. | Width opening | 0mm
| 220 | Automation and Control | Industrial Switch | Push Buttons | HARMONY XB4 ILLUM PUSHBUTTON Ø22 1NO+1NC 24V WHITE | 2088707 | XB4BW31B5 | SCHNEIDER ELECTRIC | 1470 | https://pim-kvc.soneparsea.com:3443/PictureServer/default.aspx/schneider-XB4BW31B5_Image1.jpg?A3889C9397807479A2A1C7A8BAA5959DB4AAC672AA796476A7788587879679A1B1ACB97680A1A09B | https://pim-kvc.soneparsea.com:3443/PictureServer/default.aspx/schneider-xb4-bw31b5.pdf?81788B76AEAA939CBEAABDA9B7A95DACB27981A7C96A61968573C4A9B8 | HARMONY XB4 FLUSH COMPLETE ILLUMINATED PUSHBUTTON Ø22 1NO+1NC 24V WHITE | This Schneider Electric Harmony XB4 illuminated modular white push-button operates with a spring return mechanism, is supplied with 24Vac/dc, uses an integral LED and uses screw clamp terminals. It has 1 x NO + 1 x NC contacts and a chromium-plated metal bezel. This illuminated push-button provides an ergonomic and visual interface for controlling your machines. It is easily installed into standard 22 mm diameter panel cut-outs and connected to control circuits with classic screw-clamp connections. It is clearly distinguishable visually at a distance thanks to a bright and long lasting LED illumination. It is impact resistant, dust proof, waterproof and vibration resistant thanks to its IP66 / IP67 / IP69 / IP69K, making it ideal for operation in harsh environments. | Height opening | 0mm
| 220 | Automation and Control | Industrial Switch | Push Buttons | HARMONY XB4 ILLUM PUSHBUTTON Ø22 1NO+1NC 24V WHITE | 2088707 | XB4BW31B5 | SCHNEIDER ELECTRIC | 1470 | https://pim-kvc.soneparsea.com:3443/PictureServer/default.aspx/schneider-XB4BW31B5_Image1.jpg?A3889C9397807479A2A1C7A8BAA5959DB4AAC672AA796476A7788587879679A1B1ACB97680A1A09B | https://pim-kvc.soneparsea.com:3443/PictureServer/default.aspx/schneider-xb4-bw31b5.pdf?81788B76AEAA939CBEAABDA9B7A95DACB27981A7C96A61968573C4A9B8 | HARMONY XB4 FLUSH COMPLETE ILLUMINATED PUSHBUTTON Ø22 1NO+1NC 24V WHITE | This Schneider Electric Harmony XB4 illuminated modular white push-button operates with a spring return mechanism, is supplied with 24Vac/dc, uses an integral LED and uses screw clamp terminals. It has 1 x NO + 1 x NC contacts and a chromium-plated metal bezel. This illuminated push-button provides an ergonomic and visual interface for controlling your machines. It is easily installed into standard 22 mm diameter panel cut-outs and connected to control circuits with classic screw-clamp connections. It is clearly distinguishable visually at a distance thanks to a bright and long lasting LED illumination. It is impact resistant, dust proof, waterproof and vibration resistant thanks to its IP66 / IP67 / IP69 / IP69K, making it ideal for operation in harsh environments. | Suitable for illumination | yes
| 220 | Automation and Control | Industrial Switch | Push Buttons | HARMONY XB4 ILLUM PUSHBUTTON Ø22 1NO+1NC 24V WHITE | 2088707 | XB4BW31B5 | SCHNEIDER ELECTRIC | 1470 | https://pim-kvc.soneparsea.com:3443/PictureServer/default.aspx/schneider-XB4BW31B5_Image1.jpg?A3889C9397807479A2A1C7A8BAA5959DB4AAC672AA796476A7788587879679A1B1ACB97680A1A09B | https://pim-kvc.soneparsea.com:3443/PictureServer/default.aspx/schneider-xb4-bw31b5.pdf?81788B76AEAA939CBEAABDA9B7A95DACB27981A7C96A61968573C4A9B8 | HARMONY XB4 FLUSH COMPLETE ILLUMINATED PUSHBUTTON Ø22 1NO+1NC 24V WHITE | This Schneider Electric Harmony XB4 illuminated modular white push-button operates with a spring return mechanism, is supplied with 24Vac/dc, uses an integral LED and uses screw clamp terminals. It has 1 x NO + 1 x NC contacts and a chromium-plated metal bezel. This illuminated push-button provides an ergonomic and visual interface for controlling your machines. It is easily installed into standard 22 mm diameter panel cut-outs and connected to control circuits with classic screw-clamp connections. It is clearly distinguishable visually at a distance thanks to a bright and long lasting LED illumination. It is impact resistant, dust proof, waterproof and vibration resistant thanks to its IP66 / IP67 / IP69 / IP69K, making it ideal for operation in harsh environments. | Switching function latching | no
| 220 | Automation and Control | Industrial Switch | Push Buttons | HARMONY XB4 ILLUM PUSHBUTTON Ø22 1NO+1NC 24V WHITE | 2088707 | XB4BW31B5 | SCHNEIDER ELECTRIC | 1470 | https://pim-kvc.soneparsea.com:3443/PictureServer/default.aspx/schneider-XB4BW31B5_Image1.jpg?A3889C9397807479A2A1C7A8BAA5959DB4AAC672AA796476A7788587879679A1B1ACB97680A1A09B | https://pim-kvc.soneparsea.com:3443/PictureServer/default.aspx/schneider-xb4-bw31b5.pdf?81788B76AEAA939CBEAABDA9B7A95DACB27981A7C96A61968573C4A9B8 | HARMONY XB4 FLUSH COMPLETE ILLUMINATED PUSHBUTTON Ø22 1NO+1NC 24V WHITE | This Schneider Electric Harmony XB4 illuminated modular white push-button operates with a spring return mechanism, is supplied with 24Vac/dc, uses an integral LED and uses screw clamp terminals. It has 1 x NO + 1 x NC contacts and a chromium-plated metal bezel. This illuminated push-button provides an ergonomic and visual interface for controlling your machines. It is easily installed into standard 22 mm diameter panel cut-outs and connected to control circuits with classic screw-clamp connections. It is clearly distinguishable visually at a distance thanks to a bright and long lasting LED illumination. It is impact resistant, dust proof, waterproof and vibration resistant thanks to its IP66 / IP67 / IP69 / IP69K, making it ideal for operation in harsh environments. | Spring-return | yes
| 220 | Automation and Control | Industrial Switch | Push Buttons | HARMONY XB4 ILLUM PUSHBUTTON Ø22 1NO+1NC 24V WHITE | 2088707 | XB4BW31B5 | SCHNEIDER ELECTRIC | 1470 | https://pim-kvc.soneparsea.com:3443/PictureServer/default.aspx/schneider-XB4BW31B5_Image1.jpg?A3889C9397807479A2A1C7A8BAA5959DB4AAC672AA796476A7788587879679A1B1ACB97680A1A09B | https://pim-kvc.soneparsea.com:3443/PictureServer/default.aspx/schneider-xb4-bw31b5.pdf?81788B76AEAA939CBEAABDA9B7A95DACB27981A7C96A61968573C4A9B8 | HARMONY XB4 FLUSH COMPLETE ILLUMINATED PUSHBUTTON Ø22 1NO+1NC 24V WHITE | This Schneider Electric Harmony XB4 illuminated modular white push-button operates with a spring return mechanism, is supplied with 24Vac/dc, uses an integral LED and uses screw clamp terminals. It has 1 x NO + 1 x NC contacts and a chromium-plated metal bezel. This illuminated push-button provides an ergonomic and visual interface for controlling your machines. It is easily installed into standard 22 mm diameter panel cut-outs and connected to control circuits with classic screw-clamp connections. It is clearly distinguishable visually at a distance thanks to a bright and long lasting LED illumination. It is impact resistant, dust proof, waterproof and vibration resistant thanks to its IP66 / IP67 / IP69 / IP69K, making it ideal for operation in harsh environments. | Supply voltage lamp | 24V
| 220 | Automation and Control | Industrial Switch | Push Buttons | HARMONY XB4 ILLUM PUSHBUTTON Ø22 1NO+1NC 24V WHITE | 2088707 | XB4BW31B5 | SCHNEIDER ELECTRIC | 1470 | https://pim-kvc.soneparsea.com:3443/PictureServer/default.aspx/schneider-XB4BW31B5_Image1.jpg?A3889C9397807479A2A1C7A8BAA5959DB4AAC672AA796476A7788587879679A1B1ACB97680A1A09B | https://pim-kvc.soneparsea.com:3443/PictureServer/default.aspx/schneider-xb4-bw31b5.pdf?81788B76AEAA939CBEAABDA9B7A95DACB27981A7C96A61968573C4A9B8 | HARMONY XB4 FLUSH COMPLETE ILLUMINATED PUSHBUTTON Ø22 1NO+1NC 24V WHITE | This Schneider Electric Harmony XB4 illuminated modular white push-button operates with a spring return mechanism, is supplied with 24Vac/dc, uses an integral LED and uses screw clamp terminals. It has 1 x NO + 1 x NC contacts and a chromium-plated metal bezel. This illuminated push-button provides an ergonomic and visual interface for controlling your machines. It is easily installed into standard 22 mm diameter panel cut-outs and connected to control circuits with classic screw-clamp connections. It is clearly distinguishable visually at a distance thanks to a bright and long lasting LED illumination. It is impact resistant, dust proof, waterproof and vibration resistant thanks to its IP66 / IP67 / IP69 / IP69K, making it ideal for operation in harsh environments. | Number of contacts as normally open contact | 1
| 220 | Automation and Control | Industrial Switch | Push Buttons | HARMONY XB4 ILLUM PUSHBUTTON Ø22 1NO+1NC 24V WHITE | 2088707 | XB4BW31B5 | SCHNEIDER ELECTRIC | 1470 | https://pim-kvc.soneparsea.com:3443/PictureServer/default.aspx/schneider-XB4BW31B5_Image1.jpg?A3889C9397807479A2A1C7A8BAA5959DB4AAC672AA796476A7788587879679A1B1ACB97680A1A09B | https://pim-kvc.soneparsea.com:3443/PictureServer/default.aspx/schneider-xb4-bw31b5.pdf?81788B76AEAA939CBEAABDA9B7A95DACB27981A7C96A61968573C4A9B8 | HARMONY XB4 FLUSH COMPLETE ILLUMINATED PUSHBUTTON Ø22 1NO+1NC 24V WHITE | This Schneider Electric Harmony XB4 illuminated modular white push-button operates with a spring return mechanism, is supplied with 24Vac/dc, uses an integral LED and uses screw clamp terminals. It has 1 x NO + 1 x NC contacts and a chromium-plated metal bezel. This illuminated push-button provides an ergonomic and visual interface for controlling your machines. It is easily installed into standard 22 mm diameter panel cut-outs and connected to control circuits with classic screw-clamp connections. It is clearly distinguishable visually at a distance thanks to a bright and long lasting LED illumination. It is impact resistant, dust proof, waterproof and vibration resistant thanks to its IP66 / IP67 / IP69 / IP69K, making it ideal for operation in harsh environments. | Number of contacts as normally closed contact | 1
| 220 | Automation and Control | Industrial Switch | Push Buttons | HARMONY XB4 ILLUM PUSHBUTTON Ø22 1NO+1NC 24V WHITE | 2088707 | XB4BW31B5 | SCHNEIDER ELECTRIC | 1470 | https://pim-kvc.soneparsea.com:3443/PictureServer/default.aspx/schneider-XB4BW31B5_Image1.jpg?A3889C9397807479A2A1C7A8BAA5959DB4AAC672AA796476A7788587879679A1B1ACB97680A1A09B | https://pim-kvc.soneparsea.com:3443/PictureServer/default.aspx/schneider-xb4-bw31b5.pdf?81788B76AEAA939CBEAABDA9B7A95DACB27981A7C96A61968573C4A9B8 | HARMONY XB4 FLUSH COMPLETE ILLUMINATED PUSHBUTTON Ø22 1NO+1NC 24V WHITE | This Schneider Electric Harmony XB4 illuminated modular white push-button operates with a spring return mechanism, is supplied with 24Vac/dc, uses an integral LED and uses screw clamp terminals. It has 1 x NO + 1 x NC contacts and a chromium-plated metal bezel. This illuminated push-button provides an ergonomic and visual interface for controlling your machines. It is easily installed into standard 22 mm diameter panel cut-outs and connected to control circuits with classic screw-clamp connections. It is clearly distinguishable visually at a distance thanks to a bright and long lasting LED illumination. It is impact resistant, dust proof, waterproof and vibration resistant thanks to its IP66 / IP67 / IP69 / IP69K, making it ideal for operation in harsh environments. | Number of contacts as change-over contact | 0
| 220 | Automation and Control | Industrial Switch | Push Buttons | HARMONY XB4 ILLUM PUSHBUTTON Ø22 1NO+1NC 24V WHITE | 2088707 | XB4BW31B5 | SCHNEIDER ELECTRIC | 1470 | https://pim-kvc.soneparsea.com:3443/PictureServer/default.aspx/schneider-XB4BW31B5_Image1.jpg?A3889C9397807479A2A1C7A8BAA5959DB4AAC672AA796476A7788587879679A1B1ACB97680A1A09B | https://pim-kvc.soneparsea.com:3443/PictureServer/default.aspx/schneider-xb4-bw31b5.pdf?81788B76AEAA939CBEAABDA9B7A95DACB27981A7C96A61968573C4A9B8 | HARMONY XB4 FLUSH COMPLETE ILLUMINATED PUSHBUTTON Ø22 1NO+1NC 24V WHITE | This Schneider Electric Harmony XB4 illuminated modular white push-button operates with a spring return mechanism, is supplied with 24Vac/dc, uses an integral LED and uses screw clamp terminals. It has 1 x NO + 1 x NC contacts and a chromium-plated metal bezel. This illuminated push-button provides an ergonomic and visual interface for controlling your machines. It is easily installed into standard 22 mm diameter panel cut-outs and connected to control circuits with classic screw-clamp connections. It is clearly distinguishable visually at a distance thanks to a bright and long lasting LED illumination. It is impact resistant, dust proof, waterproof and vibration resistant thanks to its IP66 / IP67 / IP69 / IP69K, making it ideal for operation in harsh environments. | Type of electric connection | Screw connection
| 220 | Automation and Control | Industrial Switch | Push Buttons | HARMONY XB4 ILLUM PUSHBUTTON Ø22 1NO+1NC 24V WHITE | 2088707 | XB4BW31B5 | SCHNEIDER ELECTRIC | 1470 | https://pim-kvc.soneparsea.com:3443/PictureServer/default.aspx/schneider-XB4BW31B5_Image1.jpg?A3889C9397807479A2A1C7A8BAA5959DB4AAC672AA796476A7788587879679A1B1ACB97680A1A09B | https://pim-kvc.soneparsea.com:3443/PictureServer/default.aspx/schneider-xb4-bw31b5.pdf?81788B76AEAA939CBEAABDA9B7A95DACB27981A7C96A61968573C4A9B8 | HARMONY XB4 FLUSH COMPLETE ILLUMINATED PUSHBUTTON Ø22 1NO+1NC 24V WHITE | This Schneider Electric Harmony XB4 illuminated modular white push-button operates with a spring return mechanism, is supplied with 24Vac/dc, uses an integral LED and uses screw clamp terminals. It has 1 x NO + 1 x NC contacts and a chromium-plated metal bezel. This illuminated push-button provides an ergonomic and visual interface for controlling your machines. It is easily installed into standard 22 mm diameter panel cut-outs and connected to control circuits with classic screw-clamp connections. It is clearly distinguishable visually at a distance thanks to a bright and long lasting LED illumination. It is impact resistant, dust proof, waterproof and vibration resistant thanks to its IP66 / IP67 / IP69 / IP69K, making it ideal for operation in harsh environments. | With front ring | yes
| 220 | Automation and Control | Industrial Switch | Push Buttons | HARMONY XB4 ILLUM PUSHBUTTON Ø22 1NO+1NC 24V WHITE | 2088707 | XB4BW31B5 | SCHNEIDER ELECTRIC | 1470 | https://pim-kvc.soneparsea.com:3443/PictureServer/default.aspx/schneider-XB4BW31B5_Image1.jpg?A3889C9397807479A2A1C7A8BAA5959DB4AAC672AA796476A7788587879679A1B1ACB97680A1A09B | https://pim-kvc.soneparsea.com:3443/PictureServer/default.aspx/schneider-xb4-bw31b5.pdf?81788B76AEAA939CBEAABDA9B7A95DACB27981A7C96A61968573C4A9B8 | HARMONY XB4 FLUSH COMPLETE ILLUMINATED PUSHBUTTON Ø22 1NO+1NC 24V WHITE | This Schneider Electric Harmony XB4 illuminated modular white push-button operates with a spring return mechanism, is supplied with 24Vac/dc, uses an integral LED and uses screw clamp terminals. It has 1 x NO + 1 x NC contacts and a chromium-plated metal bezel. This illuminated push-button provides an ergonomic and visual interface for controlling your machines. It is easily installed into standard 22 mm diameter panel cut-outs and connected to control circuits with classic screw-clamp connections. It is clearly distinguishable visually at a distance thanks to a bright and long lasting LED illumination. It is impact resistant, dust proof, waterproof and vibration resistant thanks to its IP66 / IP67 / IP69 / IP69K, making it ideal for operation in harsh environments. | Material front ring | Metal
| 220 | Automation and Control | Industrial Switch | Push Buttons | HARMONY XB4 ILLUM PUSHBUTTON Ø22 1NO+1NC 24V WHITE | 2088707 | XB4BW31B5 | SCHNEIDER ELECTRIC | 1470 | https://pim-kvc.soneparsea.com:3443/PictureServer/default.aspx/schneider-XB4BW31B5_Image1.jpg?A3889C9397807479A2A1C7A8BAA5959DB4AAC672AA796476A7788587879679A1B1ACB97680A1A09B | https://pim-kvc.soneparsea.com:3443/PictureServer/default.aspx/schneider-xb4-bw31b5.pdf?81788B76AEAA939CBEAABDA9B7A95DACB27981A7C96A61968573C4A9B8 | HARMONY XB4 FLUSH COMPLETE ILLUMINATED PUSHBUTTON Ø22 1NO+1NC 24V WHITE | This Schneider Electric Harmony XB4 illuminated modular white push-button operates with a spring return mechanism, is supplied with 24Vac/dc, uses an integral LED and uses screw clamp terminals. It has 1 x NO + 1 x NC contacts and a chromium-plated metal bezel. This illuminated push-button provides an ergonomic and visual interface for controlling your machines. It is easily installed into standard 22 mm diameter panel cut-outs and connected to control circuits with classic screw-clamp connections. It is clearly distinguishable visually at a distance thanks to a bright and long lasting LED illumination. It is impact resistant, dust proof, waterproof and vibration resistant thanks to its IP66 / IP67 / IP69 / IP69K, making it ideal for operation in harsh environments. | Colour front ring | Chrome
| 220 | Automation and Control | Industrial Switch | Push Buttons | HARMONY XB4 ILLUM PUSHBUTTON Ø22 1NO+1NC 24V WHITE | 2088707 | XB4BW31B5 | SCHNEIDER ELECTRIC | 1470 | https://pim-kvc.soneparsea.com:3443/PictureServer/default.aspx/schneider-XB4BW31B5_Image1.jpg?A3889C9397807479A2A1C7A8BAA5959DB4AAC672AA796476A7788587879679A1B1ACB97680A1A09B | https://pim-kvc.soneparsea.com:3443/PictureServer/default.aspx/schneider-xb4-bw31b5.pdf?81788B76AEAA939CBEAABDA9B7A95DACB27981A7C96A61968573C4A9B8 | HARMONY XB4 FLUSH COMPLETE ILLUMINATED PUSHBUTTON Ø22 1NO+1NC 24V WHITE | This Schneider Electric Harmony XB4 illuminated modular white push-button operates with a spring return mechanism, is supplied with 24Vac/dc, uses an integral LED and uses screw clamp terminals. It has 1 x NO + 1 x NC contacts and a chromium-plated metal bezel. This illuminated push-button provides an ergonomic and visual interface for controlling your machines. It is easily installed into standard 22 mm diameter panel cut-outs and connected to control circuits with classic screw-clamp connections. It is clearly distinguishable visually at a distance thanks to a bright and long lasting LED illumination. It is impact resistant, dust proof, waterproof and vibration resistant thanks to its IP66 / IP67 / IP69 / IP69K, making it ideal for operation in harsh environments. | Degree of protection (IP) | IP66
| 220 | Automation and Control | Industrial Switch | Push Buttons | HARMONY XB4 ILLUM PUSHBUTTON Ø22 1NO+1NC 24V WHITE | 2088707 | XB4BW31B5 | SCHNEIDER ELECTRIC | 1470 | https://pim-kvc.soneparsea.com:3443/PictureServer/default.aspx/schneider-XB4BW31B5_Image1.jpg?A3889C9397807479A2A1C7A8BAA5959DB4AAC672AA796476A7788587879679A1B1ACB97680A1A09B | https://pim-kvc.soneparsea.com:3443/PictureServer/default.aspx/schneider-xb4-bw31b5.pdf?81788B76AEAA939CBEAABDA9B7A95DACB27981A7C96A61968573C4A9B8 | HARMONY XB4 FLUSH COMPLETE ILLUMINATED PUSHBUTTON Ø22 1NO+1NC 24V WHITE | This Schneider Electric Harmony XB4 illuminated modular white push-button operates with a spring return mechanism, is supplied with 24Vac/dc, uses an integral LED and uses screw clamp terminals. It has 1 x NO + 1 x NC contacts and a chromium-plated metal bezel. This illuminated push-button provides an ergonomic and visual interface for controlling your machines. It is easily installed into standard 22 mm diameter panel cut-outs and connected to control circuits with classic screw-clamp connections. It is clearly distinguishable visually at a distance thanks to a bright and long lasting LED illumination. It is impact resistant, dust proof, waterproof and vibration resistant thanks to its IP66 / IP67 / IP69 / IP69K, making it ideal for operation in harsh environments. | Degree of protection (NEMA) | 4X
| 221 | Automation and Control | Industrial Switch | Push Buttons | HARMONY XB4 ILLUMINATED PUSHBUTTON 1N/O 1N/C 24V GREEN | 2088708 | XB4BW33B5 | SCHNEIDER ELECTRIC | 1470 | https://pim-kvc.soneparsea.com:3443/PictureServer/default.aspx/schneider-XB4BW33B5_Image1.jpg?A3889C9397807479A2A1C7A8BAA5959DB4AAC672AA796476A7788787879679A1B1ACB97680A1A09B | https://pim-kvc.soneparsea.com:3443/PictureServer/default.aspx/schneider-xb4-bw33b5.pdf?81788B76AEAA939CBEAABDA9B7A95DACB27981A7C96A63968573C4A9B8 | HARMONY XB4 ILLUMINATED PUSHBUTTON 1N/O 1N/C 24V GREEN | This Schneider Electric Harmony XB4 illuminated modular green push-button operates with a spring return mechanism, is supplied with 24Vac/dc, uses an integral LED and uses screw clamp terminals. It has 1 x NO + 1 x NC contacts and a chromium-plated metal bezel. This illuminated push-button provides an ergonomic and visual interface for controlling your machines. It is easily installed into standard 22 mm diameter panel cut-outs and connected to control circuits with classic screw-clamp connections. It is clearly distinguishable visually at a distance thanks to a bright and long lasting LED illumination. It is impact resistant, dust proof, waterproof and vibration resistant thanks to its IP66 / IP67 / IP69 / IP69K, making it ideal for operation in harsh environments. | Number of command positions | 1
| 221 | Automation and Control | Industrial Switch | Push Buttons | HARMONY XB4 ILLUMINATED PUSHBUTTON 1N/O 1N/C 24V GREEN | 2088708 | XB4BW33B5 | SCHNEIDER ELECTRIC | 1470 | https://pim-kvc.soneparsea.com:3443/PictureServer/default.aspx/schneider-XB4BW33B5_Image1.jpg?A3889C9397807479A2A1C7A8BAA5959DB4AAC672AA796476A7788787879679A1B1ACB97680A1A09B | https://pim-kvc.soneparsea.com:3443/PictureServer/default.aspx/schneider-xb4-bw33b5.pdf?81788B76AEAA939CBEAABDA9B7A95DACB27981A7C96A63968573C4A9B8 | HARMONY XB4 ILLUMINATED PUSHBUTTON 1N/O 1N/C 24V GREEN | This Schneider Electric Harmony XB4 illuminated modular green push-button operates with a spring return mechanism, is supplied with 24Vac/dc, uses an integral LED and uses screw clamp terminals. It has 1 x NO + 1 x NC contacts and a chromium-plated metal bezel. This illuminated push-button provides an ergonomic and visual interface for controlling your machines. It is easily installed into standard 22 mm diameter panel cut-outs and connected to control circuits with classic screw-clamp connections. It is clearly distinguishable visually at a distance thanks to a bright and long lasting LED illumination. It is impact resistant, dust proof, waterproof and vibration resistant thanks to its IP66 / IP67 / IP69 / IP69K, making it ideal for operation in harsh environments. | Type of button | Flat
| 221 | Automation and Control | Industrial Switch | Push Buttons | HARMONY XB4 ILLUMINATED PUSHBUTTON 1N/O 1N/C 24V GREEN | 2088708 | XB4BW33B5 | SCHNEIDER ELECTRIC | 1470 | https://pim-kvc.soneparsea.com:3443/PictureServer/default.aspx/schneider-XB4BW33B5_Image1.jpg?A3889C9397807479A2A1C7A8BAA5959DB4AAC672AA796476A7788787879679A1B1ACB97680A1A09B | https://pim-kvc.soneparsea.com:3443/PictureServer/default.aspx/schneider-xb4-bw33b5.pdf?81788B76AEAA939CBEAABDA9B7A95DACB27981A7C96A63968573C4A9B8 | HARMONY XB4 ILLUMINATED PUSHBUTTON 1N/O 1N/C 24V GREEN | This Schneider Electric Harmony XB4 illuminated modular green push-button operates with a spring return mechanism, is supplied with 24Vac/dc, uses an integral LED and uses screw clamp terminals. It has 1 x NO + 1 x NC contacts and a chromium-plated metal bezel. This illuminated push-button provides an ergonomic and visual interface for controlling your machines. It is easily installed into standard 22 mm diameter panel cut-outs and connected to control circuits with classic screw-clamp connections. It is clearly distinguishable visually at a distance thanks to a bright and long lasting LED illumination. It is impact resistant, dust proof, waterproof and vibration resistant thanks to its IP66 / IP67 / IP69 / IP69K, making it ideal for operation in harsh environments. | Colour button | Green
| 221 | Automation and Control | Industrial Switch | Push Buttons | HARMONY XB4 ILLUMINATED PUSHBUTTON 1N/O 1N/C 24V GREEN | 2088708 | XB4BW33B5 | SCHNEIDER ELECTRIC | 1470 | https://pim-kvc.soneparsea.com:3443/PictureServer/default.aspx/schneider-XB4BW33B5_Image1.jpg?A3889C9397807479A2A1C7A8BAA5959DB4AAC672AA796476A7788787879679A1B1ACB97680A1A09B | https://pim-kvc.soneparsea.com:3443/PictureServer/default.aspx/schneider-xb4-bw33b5.pdf?81788B76AEAA939CBEAABDA9B7A95DACB27981A7C96A63968573C4A9B8 | HARMONY XB4 ILLUMINATED PUSHBUTTON 1N/O 1N/C 24V GREEN | This Schneider Electric Harmony XB4 illuminated modular green push-button operates with a spring return mechanism, is supplied with 24Vac/dc, uses an integral LED and uses screw clamp terminals. It has 1 x NO + 1 x NC contacts and a chromium-plated metal bezel. This illuminated push-button provides an ergonomic and visual interface for controlling your machines. It is easily installed into standard 22 mm diameter panel cut-outs and connected to control circuits with classic screw-clamp connections. It is clearly distinguishable visually at a distance thanks to a bright and long lasting LED illumination. It is impact resistant, dust proof, waterproof and vibration resistant thanks to its IP66 / IP67 / IP69 / IP69K, making it ideal for operation in harsh environments. | Construction type lens | Round
| 221 | Automation and Control | Industrial Switch | Push Buttons | HARMONY XB4 ILLUMINATED PUSHBUTTON 1N/O 1N/C 24V GREEN | 2088708 | XB4BW33B5 | SCHNEIDER ELECTRIC | 1470 | https://pim-kvc.soneparsea.com:3443/PictureServer/default.aspx/schneider-XB4BW33B5_Image1.jpg?A3889C9397807479A2A1C7A8BAA5959DB4AAC672AA796476A7788787879679A1B1ACB97680A1A09B | https://pim-kvc.soneparsea.com:3443/PictureServer/default.aspx/schneider-xb4-bw33b5.pdf?81788B76AEAA939CBEAABDA9B7A95DACB27981A7C96A63968573C4A9B8 | HARMONY XB4 ILLUMINATED PUSHBUTTON 1N/O 1N/C 24V GREEN | This Schneider Electric Harmony XB4 illuminated modular green push-button operates with a spring return mechanism, is supplied with 24Vac/dc, uses an integral LED and uses screw clamp terminals. It has 1 x NO + 1 x NC contacts and a chromium-plated metal bezel. This illuminated push-button provides an ergonomic and visual interface for controlling your machines. It is easily installed into standard 22 mm diameter panel cut-outs and connected to control circuits with classic screw-clamp connections. It is clearly distinguishable visually at a distance thanks to a bright and long lasting LED illumination. It is impact resistant, dust proof, waterproof and vibration resistant thanks to its IP66 / IP67 / IP69 / IP69K, making it ideal for operation in harsh environments. | Hole diameter | 22.5mm
| 221 | Automation and Control | Industrial Switch | Push Buttons | HARMONY XB4 ILLUMINATED PUSHBUTTON 1N/O 1N/C 24V GREEN | 2088708 | XB4BW33B5 | SCHNEIDER ELECTRIC | 1470 | https://pim-kvc.soneparsea.com:3443/PictureServer/default.aspx/schneider-XB4BW33B5_Image1.jpg?A3889C9397807479A2A1C7A8BAA5959DB4AAC672AA796476A7788787879679A1B1ACB97680A1A09B | https://pim-kvc.soneparsea.com:3443/PictureServer/default.aspx/schneider-xb4-bw33b5.pdf?81788B76AEAA939CBEAABDA9B7A95DACB27981A7C96A63968573C4A9B8 | HARMONY XB4 ILLUMINATED PUSHBUTTON 1N/O 1N/C 24V GREEN | This Schneider Electric Harmony XB4 illuminated modular green push-button operates with a spring return mechanism, is supplied with 24Vac/dc, uses an integral LED and uses screw clamp terminals. It has 1 x NO + 1 x NC contacts and a chromium-plated metal bezel. This illuminated push-button provides an ergonomic and visual interface for controlling your machines. It is easily installed into standard 22 mm diameter panel cut-outs and connected to control circuits with classic screw-clamp connections. It is clearly distinguishable visually at a distance thanks to a bright and long lasting LED illumination. It is impact resistant, dust proof, waterproof and vibration resistant thanks to its IP66 / IP67 / IP69 / IP69K, making it ideal for operation in harsh environments. | Width opening | 0mm
| 221 | Automation and Control | Industrial Switch | Push Buttons | HARMONY XB4 ILLUMINATED PUSHBUTTON 1N/O 1N/C 24V GREEN | 2088708 | XB4BW33B5 | SCHNEIDER ELECTRIC | 1470 | https://pim-kvc.soneparsea.com:3443/PictureServer/default.aspx/schneider-XB4BW33B5_Image1.jpg?A3889C9397807479A2A1C7A8BAA5959DB4AAC672AA796476A7788787879679A1B1ACB97680A1A09B | https://pim-kvc.soneparsea.com:3443/PictureServer/default.aspx/schneider-xb4-bw33b5.pdf?81788B76AEAA939CBEAABDA9B7A95DACB27981A7C96A63968573C4A9B8 | HARMONY XB4 ILLUMINATED PUSHBUTTON 1N/O 1N/C 24V GREEN | This Schneider Electric Harmony XB4 illuminated modular green push-button operates with a spring return mechanism, is supplied with 24Vac/dc, uses an integral LED and uses screw clamp terminals. It has 1 x NO + 1 x NC contacts and a chromium-plated metal bezel. This illuminated push-button provides an ergonomic and visual interface for controlling your machines. It is easily installed into standard 22 mm diameter panel cut-outs and connected to control circuits with classic screw-clamp connections. It is clearly distinguishable visually at a distance thanks to a bright and long lasting LED illumination. It is impact resistant, dust proof, waterproof and vibration resistant thanks to its IP66 / IP67 / IP69 / IP69K, making it ideal for operation in harsh environments. | Height opening | 0mm
| 221 | Automation and Control | Industrial Switch | Push Buttons | HARMONY XB4 ILLUMINATED PUSHBUTTON 1N/O 1N/C 24V GREEN | 2088708 | XB4BW33B5 | SCHNEIDER ELECTRIC | 1470 | https://pim-kvc.soneparsea.com:3443/PictureServer/default.aspx/schneider-XB4BW33B5_Image1.jpg?A3889C9397807479A2A1C7A8BAA5959DB4AAC672AA796476A7788787879679A1B1ACB97680A1A09B | https://pim-kvc.soneparsea.com:3443/PictureServer/default.aspx/schneider-xb4-bw33b5.pdf?81788B76AEAA939CBEAABDA9B7A95DACB27981A7C96A63968573C4A9B8 | HARMONY XB4 ILLUMINATED PUSHBUTTON 1N/O 1N/C 24V GREEN | This Schneider Electric Harmony XB4 illuminated modular green push-button operates with a spring return mechanism, is supplied with 24Vac/dc, uses an integral LED and uses screw clamp terminals. It has 1 x NO + 1 x NC contacts and a chromium-plated metal bezel. This illuminated push-button provides an ergonomic and visual interface for controlling your machines. It is easily installed into standard 22 mm diameter panel cut-outs and connected to control circuits with classic screw-clamp connections. It is clearly distinguishable visually at a distance thanks to a bright and long lasting LED illumination. It is impact resistant, dust proof, waterproof and vibration resistant thanks to its IP66 / IP67 / IP69 / IP69K, making it ideal for operation in harsh environments. | Suitable for illumination | yes
| 221 | Automation and Control | Industrial Switch | Push Buttons | HARMONY XB4 ILLUMINATED PUSHBUTTON 1N/O 1N/C 24V GREEN | 2088708 | XB4BW33B5 | SCHNEIDER ELECTRIC | 1470 | https://pim-kvc.soneparsea.com:3443/PictureServer/default.aspx/schneider-XB4BW33B5_Image1.jpg?A3889C9397807479A2A1C7A8BAA5959DB4AAC672AA796476A7788787879679A1B1ACB97680A1A09B | https://pim-kvc.soneparsea.com:3443/PictureServer/default.aspx/schneider-xb4-bw33b5.pdf?81788B76AEAA939CBEAABDA9B7A95DACB27981A7C96A63968573C4A9B8 | HARMONY XB4 ILLUMINATED PUSHBUTTON 1N/O 1N/C 24V GREEN | This Schneider Electric Harmony XB4 illuminated modular green push-button operates with a spring return mechanism, is supplied with 24Vac/dc, uses an integral LED and uses screw clamp terminals. It has 1 x NO + 1 x NC contacts and a chromium-plated metal bezel. This illuminated push-button provides an ergonomic and visual interface for controlling your machines. It is easily installed into standard 22 mm diameter panel cut-outs and connected to control circuits with classic screw-clamp connections. It is clearly distinguishable visually at a distance thanks to a bright and long lasting LED illumination. It is impact resistant, dust proof, waterproof and vibration resistant thanks to its IP66 / IP67 / IP69 / IP69K, making it ideal for operation in harsh environments. | Switching function latching | no
| 221 | Automation and Control | Industrial Switch | Push Buttons | HARMONY XB4 ILLUMINATED PUSHBUTTON 1N/O 1N/C 24V GREEN | 2088708 | XB4BW33B5 | SCHNEIDER ELECTRIC | 1470 | https://pim-kvc.soneparsea.com:3443/PictureServer/default.aspx/schneider-XB4BW33B5_Image1.jpg?A3889C9397807479A2A1C7A8BAA5959DB4AAC672AA796476A7788787879679A1B1ACB97680A1A09B | https://pim-kvc.soneparsea.com:3443/PictureServer/default.aspx/schneider-xb4-bw33b5.pdf?81788B76AEAA939CBEAABDA9B7A95DACB27981A7C96A63968573C4A9B8 | HARMONY XB4 ILLUMINATED PUSHBUTTON 1N/O 1N/C 24V GREEN | This Schneider Electric Harmony XB4 illuminated modular green push-button operates with a spring return mechanism, is supplied with 24Vac/dc, uses an integral LED and uses screw clamp terminals. It has 1 x NO + 1 x NC contacts and a chromium-plated metal bezel. This illuminated push-button provides an ergonomic and visual interface for controlling your machines. It is easily installed into standard 22 mm diameter panel cut-outs and connected to control circuits with classic screw-clamp connections. It is clearly distinguishable visually at a distance thanks to a bright and long lasting LED illumination. It is impact resistant, dust proof, waterproof and vibration resistant thanks to its IP66 / IP67 / IP69 / IP69K, making it ideal for operation in harsh environments. | Spring-return | yes
| 221 | Automation and Control | Industrial Switch | Push Buttons | HARMONY XB4 ILLUMINATED PUSHBUTTON 1N/O 1N/C 24V GREEN | 2088708 | XB4BW33B5 | SCHNEIDER ELECTRIC | 1470 | https://pim-kvc.soneparsea.com:3443/PictureServer/default.aspx/schneider-XB4BW33B5_Image1.jpg?A3889C9397807479A2A1C7A8BAA5959DB4AAC672AA796476A7788787879679A1B1ACB97680A1A09B | https://pim-kvc.soneparsea.com:3443/PictureServer/default.aspx/schneider-xb4-bw33b5.pdf?81788B76AEAA939CBEAABDA9B7A95DACB27981A7C96A63968573C4A9B8 | HARMONY XB4 ILLUMINATED PUSHBUTTON 1N/O 1N/C 24V GREEN | This Schneider Electric Harmony XB4 illuminated modular green push-button operates with a spring return mechanism, is supplied with 24Vac/dc, uses an integral LED and uses screw clamp terminals. It has 1 x NO + 1 x NC contacts and a chromium-plated metal bezel. This illuminated push-button provides an ergonomic and visual interface for controlling your machines. It is easily installed into standard 22 mm diameter panel cut-outs and connected to control circuits with classic screw-clamp connections. It is clearly distinguishable visually at a distance thanks to a bright and long lasting LED illumination. It is impact resistant, dust proof, waterproof and vibration resistant thanks to its IP66 / IP67 / IP69 / IP69K, making it ideal for operation in harsh environments. | Supply voltage lamp | 24V
| 221 | Automation and Control | Industrial Switch | Push Buttons | HARMONY XB4 ILLUMINATED PUSHBUTTON 1N/O 1N/C 24V GREEN | 2088708 | XB4BW33B5 | SCHNEIDER ELECTRIC | 1470 | https://pim-kvc.soneparsea.com:3443/PictureServer/default.aspx/schneider-XB4BW33B5_Image1.jpg?A3889C9397807479A2A1C7A8BAA5959DB4AAC672AA796476A7788787879679A1B1ACB97680A1A09B | https://pim-kvc.soneparsea.com:3443/PictureServer/default.aspx/schneider-xb4-bw33b5.pdf?81788B76AEAA939CBEAABDA9B7A95DACB27981A7C96A63968573C4A9B8 | HARMONY XB4 ILLUMINATED PUSHBUTTON 1N/O 1N/C 24V GREEN | This Schneider Electric Harmony XB4 illuminated modular green push-button operates with a spring return mechanism, is supplied with 24Vac/dc, uses an integral LED and uses screw clamp terminals. It has 1 x NO + 1 x NC contacts and a chromium-plated metal bezel. This illuminated push-button provides an ergonomic and visual interface for controlling your machines. It is easily installed into standard 22 mm diameter panel cut-outs and connected to control circuits with classic screw-clamp connections. It is clearly distinguishable visually at a distance thanks to a bright and long lasting LED illumination. It is impact resistant, dust proof, waterproof and vibration resistant thanks to its IP66 / IP67 / IP69 / IP69K, making it ideal for operation in harsh environments. | Number of contacts as normally open contact | 1
| 221 | Automation and Control | Industrial Switch | Push Buttons | HARMONY XB4 ILLUMINATED PUSHBUTTON 1N/O 1N/C 24V GREEN | 2088708 | XB4BW33B5 | SCHNEIDER ELECTRIC | 1470 | https://pim-kvc.soneparsea.com:3443/PictureServer/default.aspx/schneider-XB4BW33B5_Image1.jpg?A3889C9397807479A2A1C7A8BAA5959DB4AAC672AA796476A7788787879679A1B1ACB97680A1A09B | https://pim-kvc.soneparsea.com:3443/PictureServer/default.aspx/schneider-xb4-bw33b5.pdf?81788B76AEAA939CBEAABDA9B7A95DACB27981A7C96A63968573C4A9B8 | HARMONY XB4 ILLUMINATED PUSHBUTTON 1N/O 1N/C 24V GREEN | This Schneider Electric Harmony XB4 illuminated modular green push-button operates with a spring return mechanism, is supplied with 24Vac/dc, uses an integral LED and uses screw clamp terminals. It has 1 x NO + 1 x NC contacts and a chromium-plated metal bezel. This illuminated push-button provides an ergonomic and visual interface for controlling your machines. It is easily installed into standard 22 mm diameter panel cut-outs and connected to control circuits with classic screw-clamp connections. It is clearly distinguishable visually at a distance thanks to a bright and long lasting LED illumination. It is impact resistant, dust proof, waterproof and vibration resistant thanks to its IP66 / IP67 / IP69 / IP69K, making it ideal for operation in harsh environments. | Number of contacts as normally closed contact | 1
| 221 | Automation and Control | Industrial Switch | Push Buttons | HARMONY XB4 ILLUMINATED PUSHBUTTON 1N/O 1N/C 24V GREEN | 2088708 | XB4BW33B5 | SCHNEIDER ELECTRIC | 1470 | https://pim-kvc.soneparsea.com:3443/PictureServer/default.aspx/schneider-XB4BW33B5_Image1.jpg?A3889C9397807479A2A1C7A8BAA5959DB4AAC672AA796476A7788787879679A1B1ACB97680A1A09B | https://pim-kvc.soneparsea.com:3443/PictureServer/default.aspx/schneider-xb4-bw33b5.pdf?81788B76AEAA939CBEAABDA9B7A95DACB27981A7C96A63968573C4A9B8 | HARMONY XB4 ILLUMINATED PUSHBUTTON 1N/O 1N/C 24V GREEN | This Schneider Electric Harmony XB4 illuminated modular green push-button operates with a spring return mechanism, is supplied with 24Vac/dc, uses an integral LED and uses screw clamp terminals. It has 1 x NO + 1 x NC contacts and a chromium-plated metal bezel. This illuminated push-button provides an ergonomic and visual interface for controlling your machines. It is easily installed into standard 22 mm diameter panel cut-outs and connected to control circuits with classic screw-clamp connections. It is clearly distinguishable visually at a distance thanks to a bright and long lasting LED illumination. It is impact resistant, dust proof, waterproof and vibration resistant thanks to its IP66 / IP67 / IP69 / IP69K, making it ideal for operation in harsh environments. | Number of contacts as change-over contact | 0
| 221 | Automation and Control | Industrial Switch | Push Buttons | HARMONY XB4 ILLUMINATED PUSHBUTTON 1N/O 1N/C 24V GREEN | 2088708 | XB4BW33B5 | SCHNEIDER ELECTRIC | 1470 | https://pim-kvc.soneparsea.com:3443/PictureServer/default.aspx/schneider-XB4BW33B5_Image1.jpg?A3889C9397807479A2A1C7A8BAA5959DB4AAC672AA796476A7788787879679A1B1ACB97680A1A09B | https://pim-kvc.soneparsea.com:3443/PictureServer/default.aspx/schneider-xb4-bw33b5.pdf?81788B76AEAA939CBEAABDA9B7A95DACB27981A7C96A63968573C4A9B8 | HARMONY XB4 ILLUMINATED PUSHBUTTON 1N/O 1N/C 24V GREEN | This Schneider Electric Harmony XB4 illuminated modular green push-button operates with a spring return mechanism, is supplied with 24Vac/dc, uses an integral LED and uses screw clamp terminals. It has 1 x NO + 1 x NC contacts and a chromium-plated metal bezel. This illuminated push-button provides an ergonomic and visual interface for controlling your machines. It is easily installed into standard 22 mm diameter panel cut-outs and connected to control circuits with classic screw-clamp connections. It is clearly distinguishable visually at a distance thanks to a bright and long lasting LED illumination. It is impact resistant, dust proof, waterproof and vibration resistant thanks to its IP66 / IP67 / IP69 / IP69K, making it ideal for operation in harsh environments. | Type of electric connection | Screw connection
| 221 | Automation and Control | Industrial Switch | Push Buttons | HARMONY XB4 ILLUMINATED PUSHBUTTON 1N/O 1N/C 24V GREEN | 2088708 | XB4BW33B5 | SCHNEIDER ELECTRIC | 1470 | https://pim-kvc.soneparsea.com:3443/PictureServer/default.aspx/schneider-XB4BW33B5_Image1.jpg?A3889C9397807479A2A1C7A8BAA5959DB4AAC672AA796476A7788787879679A1B1ACB97680A1A09B | https://pim-kvc.soneparsea.com:3443/PictureServer/default.aspx/schneider-xb4-bw33b5.pdf?81788B76AEAA939CBEAABDA9B7A95DACB27981A7C96A63968573C4A9B8 | HARMONY XB4 ILLUMINATED PUSHBUTTON 1N/O 1N/C 24V GREEN | This Schneider Electric Harmony XB4 illuminated modular green push-button operates with a spring return mechanism, is supplied with 24Vac/dc, uses an integral LED and uses screw clamp terminals. It has 1 x NO + 1 x NC contacts and a chromium-plated metal bezel. This illuminated push-button provides an ergonomic and visual interface for controlling your machines. It is easily installed into standard 22 mm diameter panel cut-outs and connected to control circuits with classic screw-clamp connections. It is clearly distinguishable visually at a distance thanks to a bright and long lasting LED illumination. It is impact resistant, dust proof, waterproof and vibration resistant thanks to its IP66 / IP67 / IP69 / IP69K, making it ideal for operation in harsh environments. | With front ring | yes
| 221 | Automation and Control | Industrial Switch | Push Buttons | HARMONY XB4 ILLUMINATED PUSHBUTTON 1N/O 1N/C 24V GREEN | 2088708 | XB4BW33B5 | SCHNEIDER ELECTRIC | 1470 | https://pim-kvc.soneparsea.com:3443/PictureServer/default.aspx/schneider-XB4BW33B5_Image1.jpg?A3889C9397807479A2A1C7A8BAA5959DB4AAC672AA796476A7788787879679A1B1ACB97680A1A09B | https://pim-kvc.soneparsea.com:3443/PictureServer/default.aspx/schneider-xb4-bw33b5.pdf?81788B76AEAA939CBEAABDA9B7A95DACB27981A7C96A63968573C4A9B8 | HARMONY XB4 ILLUMINATED PUSHBUTTON 1N/O 1N/C 24V GREEN | This Schneider Electric Harmony XB4 illuminated modular green push-button operates with a spring return mechanism, is supplied with 24Vac/dc, uses an integral LED and uses screw clamp terminals. It has 1 x NO + 1 x NC contacts and a chromium-plated metal bezel. This illuminated push-button provides an ergonomic and visual interface for controlling your machines. It is easily installed into standard 22 mm diameter panel cut-outs and connected to control circuits with classic screw-clamp connections. It is clearly distinguishable visually at a distance thanks to a bright and long lasting LED illumination. It is impact resistant, dust proof, waterproof and vibration resistant thanks to its IP66 / IP67 / IP69 / IP69K, making it ideal for operation in harsh environments. | Material front ring | Metal
| 221 | Automation and Control | Industrial Switch | Push Buttons | HARMONY XB4 ILLUMINATED PUSHBUTTON 1N/O 1N/C 24V GREEN | 2088708 | XB4BW33B5 | SCHNEIDER ELECTRIC | 1470 | https://pim-kvc.soneparsea.com:3443/PictureServer/default.aspx/schneider-XB4BW33B5_Image1.jpg?A3889C9397807479A2A1C7A8BAA5959DB4AAC672AA796476A7788787879679A1B1ACB97680A1A09B | https://pim-kvc.soneparsea.com:3443/PictureServer/default.aspx/schneider-xb4-bw33b5.pdf?81788B76AEAA939CBEAABDA9B7A95DACB27981A7C96A63968573C4A9B8 | HARMONY XB4 ILLUMINATED PUSHBUTTON 1N/O 1N/C 24V GREEN | This Schneider Electric Harmony XB4 illuminated modular green push-button operates with a spring return mechanism, is supplied with 24Vac/dc, uses an integral LED and uses screw clamp terminals. It has 1 x NO + 1 x NC contacts and a chromium-plated metal bezel. This illuminated push-button provides an ergonomic and visual interface for controlling your machines. It is easily installed into standard 22 mm diameter panel cut-outs and connected to control circuits with classic screw-clamp connections. It is clearly distinguishable visually at a distance thanks to a bright and long lasting LED illumination. It is impact resistant, dust proof, waterproof and vibration resistant thanks to its IP66 / IP67 / IP69 / IP69K, making it ideal for operation in harsh environments. | Colour front ring | Chrome
| 221 | Automation and Control | Industrial Switch | Push Buttons | HARMONY XB4 ILLUMINATED PUSHBUTTON 1N/O 1N/C 24V GREEN | 2088708 | XB4BW33B5 | SCHNEIDER ELECTRIC | 1470 | https://pim-kvc.soneparsea.com:3443/PictureServer/default.aspx/schneider-XB4BW33B5_Image1.jpg?A3889C9397807479A2A1C7A8BAA5959DB4AAC672AA796476A7788787879679A1B1ACB97680A1A09B | https://pim-kvc.soneparsea.com:3443/PictureServer/default.aspx/schneider-xb4-bw33b5.pdf?81788B76AEAA939CBEAABDA9B7A95DACB27981A7C96A63968573C4A9B8 | HARMONY XB4 ILLUMINATED PUSHBUTTON 1N/O 1N/C 24V GREEN | This Schneider Electric Harmony XB4 illuminated modular green push-button operates with a spring return mechanism, is supplied with 24Vac/dc, uses an integral LED and uses screw clamp terminals. It has 1 x NO + 1 x NC contacts and a chromium-plated metal bezel. This illuminated push-button provides an ergonomic and visual interface for controlling your machines. It is easily installed into standard 22 mm diameter panel cut-outs and connected to control circuits with classic screw-clamp connections. It is clearly distinguishable visually at a distance thanks to a bright and long lasting LED illumination. It is impact resistant, dust proof, waterproof and vibration resistant thanks to its IP66 / IP67 / IP69 / IP69K, making it ideal for operation in harsh environments. | Degree of protection (IP) | IP66
| 221 | Automation and Control | Industrial Switch | Push Buttons | HARMONY XB4 ILLUMINATED PUSHBUTTON 1N/O 1N/C 24V GREEN | 2088708 | XB4BW33B5 | SCHNEIDER ELECTRIC | 1470 | https://pim-kvc.soneparsea.com:3443/PictureServer/default.aspx/schneider-XB4BW33B5_Image1.jpg?A3889C9397807479A2A1C7A8BAA5959DB4AAC672AA796476A7788787879679A1B1ACB97680A1A09B | https://pim-kvc.soneparsea.com:3443/PictureServer/default.aspx/schneider-xb4-bw33b5.pdf?81788B76AEAA939CBEAABDA9B7A95DACB27981A7C96A63968573C4A9B8 | HARMONY XB4 ILLUMINATED PUSHBUTTON 1N/O 1N/C 24V GREEN | This Schneider Electric Harmony XB4 illuminated modular green push-button operates with a spring return mechanism, is supplied with 24Vac/dc, uses an integral LED and uses screw clamp terminals. It has 1 x NO + 1 x NC contacts and a chromium-plated metal bezel. This illuminated push-button provides an ergonomic and visual interface for controlling your machines. It is easily installed into standard 22 mm diameter panel cut-outs and connected to control circuits with classic screw-clamp connections. It is clearly distinguishable visually at a distance thanks to a bright and long lasting LED illumination. It is impact resistant, dust proof, waterproof and vibration resistant thanks to its IP66 / IP67 / IP69 / IP69K, making it ideal for operation in harsh environments. | Degree of protection (NEMA) | 4X