## Circuit Breakers and Fuses (3)
ImportTicket-xlsx-zsx22ii8k1q&Tx | ลำดับ | รายละเอียดสินค้า
|  | ชื่อหมวดหมู่ชั้นที่ 1 | ชื่อหมวดหมู่ชั้นที่ 2 | ชื่อหมวดหมู่ชั้นที่ 3 | ชื่อสินค้า | รหัสสินค้า | MPN | Brand | ราคาสินค้า | Picture | Datasheet | รายละเอียดย่อ | รายละเอียดเต็ม | หัวข้อฟีเจอร์ | รายละเอียดฟีเจอร์
Example > | 0 | Product Category 1 | Product Sub 1 | Product Sub-sec 1 | Example Product | P0001 | N/A | Brand 1 | 100000 | https://soneparthailand.com/th/_content_images/product/A4BF5596-06F7-632A-0C7B-5BEB6E7DB749.jpg | https://www.quotewerks.com/download/printlayouts/Samples/QuotationSample_A.pdf | เอ๋เวิลด์ เปราะบางโลโก้มอนสเตอร์รากหญ้าพูล เชอร์รี่ไฮเปอร์ตรวจสอบรันเวย์ฟลอร์ เซรามิก | สเปกแอ็กชั่น มหภาคเทรดคอร์ปมหาอุปราชาเฉิ่ม แป๋วมาร์เก็ตเดบิตแมนชั่น โกลด์วีซ่าเซอร์วิส เฟิร์มสไปเดอร์ ออร์เดอร์เช็ก ฮันนีมูนแชมป์กระดี๊กระด๊ารีวิวดยุค ฟินิกซ์ตื้บสมาพันธ์ซัพพลายเออร์โรแมนติก หลวงปู่บู๊ฮาลาลแซ็กโซโฟน ป๋าแอสเตอร์แดรี่ภคันทลาพาธ บอกซ์เยนโหลนเมคอัพ รูบิก จูเนียร์ไอติมเคลียร์ฟลุทมอคคา ทอม แฟกซ์รวมมิตรฟอยล์ แซนด์วิชลอร์ดสคริปต์ยากูซ่า สแล็กผ้าห่มรีสอร์ตแดรี่ สเตย์ธรรมา เที่ยงคืนแอปเปิ้ล คำสาปแคมปัสท็อปบูต สัมนาศิลปากรพาร์บ๊วยอมาตยาธิปไตย แจ๊สไงจัมโบ้ดั๊มพ์ วิว เกจิเคลียร์ ว้อดก้ามั้งคอมพ์ แหม็บโยเกิร์ตซัมเมอร์ ป่าไม้นิวละติน เทคโนแครตเวิร์กช็อปฮาราคีรี แคนยอนแกรนด์ โปรเจ็กต์ เต๊ะแบคโฮเหี่ยวย่นละอ่อนคาปูชิโน วันเวย์ ครูเสดแตงโมฟีเวอร์เจ๊คอลเล็กชั่น ดั๊มพ์วิลเลจกับดัก ชัตเตอร์โบว์ ออเดอร์แชมป์ อุปทานมาร์จินฮิบรูโทรโข่ง จูน แดรี่โยโย่ บุ๋น เอ็นเตอร์เทนดีพาร์ทเมนต์ลีเมอร์ สต็อกเซาท์ มายาคติโกเต็กซ์ไวอากร้าลิมูซีน ออร์เดอร์โมเดิร์นวอล์กร็อคไฮไลต์ ซีเนียร์ริกเตอร์สมาพันธ์ เจ๊วาฟเฟิลฟลุกฮิตคัตเอาต์ คูลเลอร์ยากูซ่า ราสเบอร์รีไฟแนนซ์แคนู ยาวี แม่ค้าชีสเซี้ยว อิกัวนาแมมโบ้ ซีเรียสกุมภาพันธ์ ซัพพลายเออร์ฟลุท เป่ายิ้งฉุบโลโก้หลวงพี่ กีวีตุ๊กตุ๊กเซ็กส์อาร์ติสต์ อริยสงฆ์บาบูนไฮไลท์ซาร์ดีน เมเปิลปาสกาลแรงใจ ปาร์ตี้มาร์กเซนเซอร์แคมเปญ เบอร์รีแพทยสภาวาฟเฟิลแบคโฮแมกกาซีน ชีสสังโฆวิน เซ่นไหว้จิ๊กโก๋กฤษณ์บูติคจอหงวน โคโยตีจังโก้บัลลาสต์คอลเล็กชั่น โปรเจ็ครีเสิร์ช แชมเปญ โปรโมเตอร์แกรนด์สตรอว์เบอร์รีแพกเกจ จีดีพีคลาสสิกแทคติค ฮัมซามูไรเคอร์ฟิวแมชชีน เทเลกราฟแอปเปิ้ลวิลล์ แฟรนไชส์ต่อยอดรีสอร์ต ออร์เดอร์ฟอยล์อ่อนด้อยช็อป รันเวย์ชีสแจ็กพอตอาว์มาราธอน ไตรมาสจอหงวน รอยัลตี้เมจิคชัตเตอร์ ชาร์จแมชีนก๋ากั่นเซฟตี้ ง่าวแมคเคอเรล หม่านโถวโยเกิร์ต แช่แข็งอันตรกิริยา แจ็กพ็อตมะกันล็อบบี้ซิมแผดเผา คาร์ดีพาร์ตเมนต์บลูเบอร์รีโคโยตี้เครป ฮันนีมูนเจลรวมมิตรเซี้ยว | Feature Name 1 | This is feature detail.
| 3 | Circuit Breakers and Fuses | Circuit Breakers | Motor Protection Circuit Breakers | TESYS DECA CIRCUIT BREAKER MAGNETIC 3P 14A ROTARY HANDLE | 2005076 | GV2L16 | SCHNEIDER ELECTRIC | 3100 | https://pim-kvc.soneparsea.com:3443/PictureServer/default.aspx/schneider-gv2l14_Image1.jpg?A3889C9397807479A2A1C7A8BAA5959DB4AAC672B9AD62A08179B38EBF9897998173BEB5B9 | https://pim-kvc.soneparsea.com:3443/PictureServer/default.aspx/schneider-gv2l16_Datasheet1.pdf?A3889C9397807479A2A1C7A8BAA5959DB4AAC672B9AD62A0817BB389B3AB91A7B8AAB9B98365A098B6 | TESYS DECA CIRCUIT BREAKER MAGNETIC 3P 14A ROTARY HANDLE SCREW CLAMP TERMINALS | TeSys GV2 motor circuit breaker provides manual isolation, manual motor control and short circuit and thermal protection in 45 mm standard width. | Rated operation power at AC-3, 230 V | 0kW
| 3 | Circuit Breakers and Fuses | Circuit Breakers | Motor Protection Circuit Breakers | TESYS DECA CIRCUIT BREAKER MAGNETIC 3P 14A ROTARY HANDLE | 2005076 | GV2L16 | SCHNEIDER ELECTRIC | 3100 | https://pim-kvc.soneparsea.com:3443/PictureServer/default.aspx/schneider-gv2l14_Image1.jpg?A3889C9397807479A2A1C7A8BAA5959DB4AAC672B9AD62A08179B38EBF9897998173BEB5B9 | https://pim-kvc.soneparsea.com:3443/PictureServer/default.aspx/schneider-gv2l16_Datasheet1.pdf?A3889C9397807479A2A1C7A8BAA5959DB4AAC672B9AD62A0817BB389B3AB91A7B8AAB9B98365A098B6 | TESYS DECA CIRCUIT BREAKER MAGNETIC 3P 14A ROTARY HANDLE SCREW CLAMP TERMINALS | TeSys GV2 motor circuit breaker provides manual isolation, manual motor control and short circuit and thermal protection in 45 mm standard width. | Rated operation power at AC-3, 400 V | 5.5kW
| 3 | Circuit Breakers and Fuses | Circuit Breakers | Motor Protection Circuit Breakers | TESYS DECA CIRCUIT BREAKER MAGNETIC 3P 14A ROTARY HANDLE | 2005076 | GV2L16 | SCHNEIDER ELECTRIC | 3100 | https://pim-kvc.soneparsea.com:3443/PictureServer/default.aspx/schneider-gv2l14_Image1.jpg?A3889C9397807479A2A1C7A8BAA5959DB4AAC672B9AD62A08179B38EBF9897998173BEB5B9 | https://pim-kvc.soneparsea.com:3443/PictureServer/default.aspx/schneider-gv2l16_Datasheet1.pdf?A3889C9397807479A2A1C7A8BAA5959DB4AAC672B9AD62A0817BB389B3AB91A7B8AAB9B98365A098B6 | TESYS DECA CIRCUIT BREAKER MAGNETIC 3P 14A ROTARY HANDLE SCREW CLAMP TERMINALS | TeSys GV2 motor circuit breaker provides manual isolation, manual motor control and short circuit and thermal protection in 45 mm standard width. | Type of electrical connection of main circuit | Screw connection
| 3 | Circuit Breakers and Fuses | Circuit Breakers | Motor Protection Circuit Breakers | TESYS DECA CIRCUIT BREAKER MAGNETIC 3P 14A ROTARY HANDLE | 2005076 | GV2L16 | SCHNEIDER ELECTRIC | 3100 | https://pim-kvc.soneparsea.com:3443/PictureServer/default.aspx/schneider-gv2l14_Image1.jpg?A3889C9397807479A2A1C7A8BAA5959DB4AAC672B9AD62A08179B38EBF9897998173BEB5B9 | https://pim-kvc.soneparsea.com:3443/PictureServer/default.aspx/schneider-gv2l16_Datasheet1.pdf?A3889C9397807479A2A1C7A8BAA5959DB4AAC672B9AD62A0817BB389B3AB91A7B8AAB9B98365A098B6 | TESYS DECA CIRCUIT BREAKER MAGNETIC 3P 14A ROTARY HANDLE SCREW CLAMP TERMINALS | TeSys GV2 motor circuit breaker provides manual isolation, manual motor control and short circuit and thermal protection in 45 mm standard width. | Type of control element | Turn button
| 3 | Circuit Breakers and Fuses | Circuit Breakers | Motor Protection Circuit Breakers | TESYS DECA CIRCUIT BREAKER MAGNETIC 3P 14A ROTARY HANDLE | 2005076 | GV2L16 | SCHNEIDER ELECTRIC | 3100 | https://pim-kvc.soneparsea.com:3443/PictureServer/default.aspx/schneider-gv2l14_Image1.jpg?A3889C9397807479A2A1C7A8BAA5959DB4AAC672B9AD62A08179B38EBF9897998173BEB5B9 | https://pim-kvc.soneparsea.com:3443/PictureServer/default.aspx/schneider-gv2l16_Datasheet1.pdf?A3889C9397807479A2A1C7A8BAA5959DB4AAC672B9AD62A0817BB389B3AB91A7B8AAB9B98365A098B6 | TESYS DECA CIRCUIT BREAKER MAGNETIC 3P 14A ROTARY HANDLE SCREW CLAMP TERMINALS | TeSys GV2 motor circuit breaker provides manual isolation, manual motor control and short circuit and thermal protection in 45 mm standard width. | Device construction | Complete device in housing
| 3 | Circuit Breakers and Fuses | Circuit Breakers | Motor Protection Circuit Breakers | TESYS DECA CIRCUIT BREAKER MAGNETIC 3P 14A ROTARY HANDLE | 2005076 | GV2L16 | SCHNEIDER ELECTRIC | 3100 | https://pim-kvc.soneparsea.com:3443/PictureServer/default.aspx/schneider-gv2l14_Image1.jpg?A3889C9397807479A2A1C7A8BAA5959DB4AAC672B9AD62A08179B38EBF9897998173BEB5B9 | https://pim-kvc.soneparsea.com:3443/PictureServer/default.aspx/schneider-gv2l16_Datasheet1.pdf?A3889C9397807479A2A1C7A8BAA5959DB4AAC672B9AD62A0817BB389B3AB91A7B8AAB9B98365A098B6 | TESYS DECA CIRCUIT BREAKER MAGNETIC 3P 14A ROTARY HANDLE SCREW CLAMP TERMINALS | TeSys GV2 motor circuit breaker provides manual isolation, manual motor control and short circuit and thermal protection in 45 mm standard width. | With integrated auxiliary switch | no
| 3 | Circuit Breakers and Fuses | Circuit Breakers | Motor Protection Circuit Breakers | TESYS DECA CIRCUIT BREAKER MAGNETIC 3P 14A ROTARY HANDLE | 2005076 | GV2L16 | SCHNEIDER ELECTRIC | 3100 | https://pim-kvc.soneparsea.com:3443/PictureServer/default.aspx/schneider-gv2l14_Image1.jpg?A3889C9397807479A2A1C7A8BAA5959DB4AAC672B9AD62A08179B38EBF9897998173BEB5B9 | https://pim-kvc.soneparsea.com:3443/PictureServer/default.aspx/schneider-gv2l16_Datasheet1.pdf?A3889C9397807479A2A1C7A8BAA5959DB4AAC672B9AD62A0817BB389B3AB91A7B8AAB9B98365A098B6 | TESYS DECA CIRCUIT BREAKER MAGNETIC 3P 14A ROTARY HANDLE SCREW CLAMP TERMINALS | TeSys GV2 motor circuit breaker provides manual isolation, manual motor control and short circuit and thermal protection in 45 mm standard width. | With integrated under voltage release | no
| 3 | Circuit Breakers and Fuses | Circuit Breakers | Motor Protection Circuit Breakers | TESYS DECA CIRCUIT BREAKER MAGNETIC 3P 14A ROTARY HANDLE | 2005076 | GV2L16 | SCHNEIDER ELECTRIC | 3100 | https://pim-kvc.soneparsea.com:3443/PictureServer/default.aspx/schneider-gv2l14_Image1.jpg?A3889C9397807479A2A1C7A8BAA5959DB4AAC672B9AD62A08179B38EBF9897998173BEB5B9 | https://pim-kvc.soneparsea.com:3443/PictureServer/default.aspx/schneider-gv2l16_Datasheet1.pdf?A3889C9397807479A2A1C7A8BAA5959DB4AAC672B9AD62A0817BB389B3AB91A7B8AAB9B98365A098B6 | TESYS DECA CIRCUIT BREAKER MAGNETIC 3P 14A ROTARY HANDLE SCREW CLAMP TERMINALS | TeSys GV2 motor circuit breaker provides manual isolation, manual motor control and short circuit and thermal protection in 45 mm standard width. | Number of poles | 3
| 3 | Circuit Breakers and Fuses | Circuit Breakers | Motor Protection Circuit Breakers | TESYS DECA CIRCUIT BREAKER MAGNETIC 3P 14A ROTARY HANDLE | 2005076 | GV2L16 | SCHNEIDER ELECTRIC | 3100 | https://pim-kvc.soneparsea.com:3443/PictureServer/default.aspx/schneider-gv2l14_Image1.jpg?A3889C9397807479A2A1C7A8BAA5959DB4AAC672B9AD62A08179B38EBF9897998173BEB5B9 | https://pim-kvc.soneparsea.com:3443/PictureServer/default.aspx/schneider-gv2l16_Datasheet1.pdf?A3889C9397807479A2A1C7A8BAA5959DB4AAC672B9AD62A0817BB389B3AB91A7B8AAB9B98365A098B6 | TESYS DECA CIRCUIT BREAKER MAGNETIC 3P 14A ROTARY HANDLE SCREW CLAMP TERMINALS | TeSys GV2 motor circuit breaker provides manual isolation, manual motor control and short circuit and thermal protection in 45 mm standard width. | Rated short-circuit breaking capacity lcu at 400 V, AC | 50kA
| 3 | Circuit Breakers and Fuses | Circuit Breakers | Motor Protection Circuit Breakers | TESYS DECA CIRCUIT BREAKER MAGNETIC 3P 14A ROTARY HANDLE | 2005076 | GV2L16 | SCHNEIDER ELECTRIC | 3100 | https://pim-kvc.soneparsea.com:3443/PictureServer/default.aspx/schneider-gv2l14_Image1.jpg?A3889C9397807479A2A1C7A8BAA5959DB4AAC672B9AD62A08179B38EBF9897998173BEB5B9 | https://pim-kvc.soneparsea.com:3443/PictureServer/default.aspx/schneider-gv2l16_Datasheet1.pdf?A3889C9397807479A2A1C7A8BAA5959DB4AAC672B9AD62A0817BB389B3AB91A7B8AAB9B98365A098B6 | TESYS DECA CIRCUIT BREAKER MAGNETIC 3P 14A ROTARY HANDLE SCREW CLAMP TERMINALS | TeSys GV2 motor circuit breaker provides manual isolation, manual motor control and short circuit and thermal protection in 45 mm standard width. | Degree of protection (IP) | IP20
| 3 | Circuit Breakers and Fuses | Circuit Breakers | Motor Protection Circuit Breakers | TESYS DECA CIRCUIT BREAKER MAGNETIC 3P 14A ROTARY HANDLE | 2005076 | GV2L16 | SCHNEIDER ELECTRIC | 3100 | https://pim-kvc.soneparsea.com:3443/PictureServer/default.aspx/schneider-gv2l14_Image1.jpg?A3889C9397807479A2A1C7A8BAA5959DB4AAC672B9AD62A08179B38EBF9897998173BEB5B9 | https://pim-kvc.soneparsea.com:3443/PictureServer/default.aspx/schneider-gv2l16_Datasheet1.pdf?A3889C9397807479A2A1C7A8BAA5959DB4AAC672B9AD62A0817BB389B3AB91A7B8AAB9B98365A098B6 | TESYS DECA CIRCUIT BREAKER MAGNETIC 3P 14A ROTARY HANDLE SCREW CLAMP TERMINALS | TeSys GV2 motor circuit breaker provides manual isolation, manual motor control and short circuit and thermal protection in 45 mm standard width. | Height | 89mm
| 3 | Circuit Breakers and Fuses | Circuit Breakers | Motor Protection Circuit Breakers | TESYS DECA CIRCUIT BREAKER MAGNETIC 3P 14A ROTARY HANDLE | 2005076 | GV2L16 | SCHNEIDER ELECTRIC | 3100 | https://pim-kvc.soneparsea.com:3443/PictureServer/default.aspx/schneider-gv2l14_Image1.jpg?A3889C9397807479A2A1C7A8BAA5959DB4AAC672B9AD62A08179B38EBF9897998173BEB5B9 | https://pim-kvc.soneparsea.com:3443/PictureServer/default.aspx/schneider-gv2l16_Datasheet1.pdf?A3889C9397807479A2A1C7A8BAA5959DB4AAC672B9AD62A0817BB389B3AB91A7B8AAB9B98365A098B6 | TESYS DECA CIRCUIT BREAKER MAGNETIC 3P 14A ROTARY HANDLE SCREW CLAMP TERMINALS | TeSys GV2 motor circuit breaker provides manual isolation, manual motor control and short circuit and thermal protection in 45 mm standard width. | Width | 45mm
| 3 | Circuit Breakers and Fuses | Circuit Breakers | Motor Protection Circuit Breakers | TESYS DECA CIRCUIT BREAKER MAGNETIC 3P 14A ROTARY HANDLE | 2005076 | GV2L16 | SCHNEIDER ELECTRIC | 3100 | https://pim-kvc.soneparsea.com:3443/PictureServer/default.aspx/schneider-gv2l14_Image1.jpg?A3889C9397807479A2A1C7A8BAA5959DB4AAC672B9AD62A08179B38EBF9897998173BEB5B9 | https://pim-kvc.soneparsea.com:3443/PictureServer/default.aspx/schneider-gv2l16_Datasheet1.pdf?A3889C9397807479A2A1C7A8BAA5959DB4AAC672B9AD62A0817BB389B3AB91A7B8AAB9B98365A098B6 | TESYS DECA CIRCUIT BREAKER MAGNETIC 3P 14A ROTARY HANDLE SCREW CLAMP TERMINALS | TeSys GV2 motor circuit breaker provides manual isolation, manual motor control and short circuit and thermal protection in 45 mm standard width. | Depth | 97mm
| 4 | Circuit Breakers and Fuses | Circuit Breakers | Motor Protection Circuit Breakers | TESYS DECA CIRCUIT BREAKER MAGNETIC 3P 1.6A ROTARY HANDLE | 2006498 | GV2L06 | SCHNEIDER ELECTRIC | 2750 | https://pim-kvc.soneparsea.com:3443/PictureServer/default.aspx/schneider-gv2l06_Image1.jpg?A3889C9397807479A2A1C7A8BAA5959DB4AAC672B9AD62A0807BB38EBF9897998173BEB5B9 | https://pim-kvc.soneparsea.com:3443/PictureServer/default.aspx/schneider-gv2l06_Datasheet1.pdf?A3889C9397807479A2A1C7A8BAA5959DB4AAC672B9AD62A0807BB389B3AB91A7B8AAB9B98365A098B6 | TESYS DECA CIRCUIT BREAKER MAGNETIC 3P 1.6A ROTARY HANDLE SCREW CLAMP TERMINALS | TeSys GV2 motor circuit breaker provides manual isolation, manual motor control and short circuit and thermal protection in 45 mm standard width. | Overload release current setting | 1.6...1.6A
| 4 | Circuit Breakers and Fuses | Circuit Breakers | Motor Protection Circuit Breakers | TESYS DECA CIRCUIT BREAKER MAGNETIC 3P 1.6A ROTARY HANDLE | 2006498 | GV2L06 | SCHNEIDER ELECTRIC | 2750 | https://pim-kvc.soneparsea.com:3443/PictureServer/default.aspx/schneider-gv2l06_Image1.jpg?A3889C9397807479A2A1C7A8BAA5959DB4AAC672B9AD62A0807BB38EBF9897998173BEB5B9 | https://pim-kvc.soneparsea.com:3443/PictureServer/default.aspx/schneider-gv2l06_Datasheet1.pdf?A3889C9397807479A2A1C7A8BAA5959DB4AAC672B9AD62A0807BB389B3AB91A7B8AAB9B98365A098B6 | TESYS DECA CIRCUIT BREAKER MAGNETIC 3P 1.6A ROTARY HANDLE SCREW CLAMP TERMINALS | TeSys GV2 motor circuit breaker provides manual isolation, manual motor control and short circuit and thermal protection in 45 mm standard width. | Adjustment range undelayed short-circuit release | 22.5...22.5A
| 4 | Circuit Breakers and Fuses | Circuit Breakers | Motor Protection Circuit Breakers | TESYS DECA CIRCUIT BREAKER MAGNETIC 3P 1.6A ROTARY HANDLE | 2006498 | GV2L06 | SCHNEIDER ELECTRIC | 2750 | https://pim-kvc.soneparsea.com:3443/PictureServer/default.aspx/schneider-gv2l06_Image1.jpg?A3889C9397807479A2A1C7A8BAA5959DB4AAC672B9AD62A0807BB38EBF9897998173BEB5B9 | https://pim-kvc.soneparsea.com:3443/PictureServer/default.aspx/schneider-gv2l06_Datasheet1.pdf?A3889C9397807479A2A1C7A8BAA5959DB4AAC672B9AD62A0807BB389B3AB91A7B8AAB9B98365A098B6 | TESYS DECA CIRCUIT BREAKER MAGNETIC 3P 1.6A ROTARY HANDLE SCREW CLAMP TERMINALS | TeSys GV2 motor circuit breaker provides manual isolation, manual motor control and short circuit and thermal protection in 45 mm standard width. | With thermal protection | no
| 4 | Circuit Breakers and Fuses | Circuit Breakers | Motor Protection Circuit Breakers | TESYS DECA CIRCUIT BREAKER MAGNETIC 3P 1.6A ROTARY HANDLE | 2006498 | GV2L06 | SCHNEIDER ELECTRIC | 2750 | https://pim-kvc.soneparsea.com:3443/PictureServer/default.aspx/schneider-gv2l06_Image1.jpg?A3889C9397807479A2A1C7A8BAA5959DB4AAC672B9AD62A0807BB38EBF9897998173BEB5B9 | https://pim-kvc.soneparsea.com:3443/PictureServer/default.aspx/schneider-gv2l06_Datasheet1.pdf?A3889C9397807479A2A1C7A8BAA5959DB4AAC672B9AD62A0807BB389B3AB91A7B8AAB9B98365A098B6 | TESYS DECA CIRCUIT BREAKER MAGNETIC 3P 1.6A ROTARY HANDLE SCREW CLAMP TERMINALS | TeSys GV2 motor circuit breaker provides manual isolation, manual motor control and short circuit and thermal protection in 45 mm standard width. | Phase failure sensitive | yes
| 4 | Circuit Breakers and Fuses | Circuit Breakers | Motor Protection Circuit Breakers | TESYS DECA CIRCUIT BREAKER MAGNETIC 3P 1.6A ROTARY HANDLE | 2006498 | GV2L06 | SCHNEIDER ELECTRIC | 2750 | https://pim-kvc.soneparsea.com:3443/PictureServer/default.aspx/schneider-gv2l06_Image1.jpg?A3889C9397807479A2A1C7A8BAA5959DB4AAC672B9AD62A0807BB38EBF9897998173BEB5B9 | https://pim-kvc.soneparsea.com:3443/PictureServer/default.aspx/schneider-gv2l06_Datasheet1.pdf?A3889C9397807479A2A1C7A8BAA5959DB4AAC672B9AD62A0807BB389B3AB91A7B8AAB9B98365A098B6 | TESYS DECA CIRCUIT BREAKER MAGNETIC 3P 1.6A ROTARY HANDLE SCREW CLAMP TERMINALS | TeSys GV2 motor circuit breaker provides manual isolation, manual motor control and short circuit and thermal protection in 45 mm standard width. | Switch off technique | Magnetic
| 4 | Circuit Breakers and Fuses | Circuit Breakers | Motor Protection Circuit Breakers | TESYS DECA CIRCUIT BREAKER MAGNETIC 3P 1.6A ROTARY HANDLE | 2006498 | GV2L06 | SCHNEIDER ELECTRIC | 2750 | https://pim-kvc.soneparsea.com:3443/PictureServer/default.aspx/schneider-gv2l06_Image1.jpg?A3889C9397807479A2A1C7A8BAA5959DB4AAC672B9AD62A0807BB38EBF9897998173BEB5B9 | https://pim-kvc.soneparsea.com:3443/PictureServer/default.aspx/schneider-gv2l06_Datasheet1.pdf?A3889C9397807479A2A1C7A8BAA5959DB4AAC672B9AD62A0807BB389B3AB91A7B8AAB9B98365A098B6 | TESYS DECA CIRCUIT BREAKER MAGNETIC 3P 1.6A ROTARY HANDLE SCREW CLAMP TERMINALS | TeSys GV2 motor circuit breaker provides manual isolation, manual motor control and short circuit and thermal protection in 45 mm standard width. | Rated operating voltage | 690...690V
| 4 | Circuit Breakers and Fuses | Circuit Breakers | Motor Protection Circuit Breakers | TESYS DECA CIRCUIT BREAKER MAGNETIC 3P 1.6A ROTARY HANDLE | 2006498 | GV2L06 | SCHNEIDER ELECTRIC | 2750 | https://pim-kvc.soneparsea.com:3443/PictureServer/default.aspx/schneider-gv2l06_Image1.jpg?A3889C9397807479A2A1C7A8BAA5959DB4AAC672B9AD62A0807BB38EBF9897998173BEB5B9 | https://pim-kvc.soneparsea.com:3443/PictureServer/default.aspx/schneider-gv2l06_Datasheet1.pdf?A3889C9397807479A2A1C7A8BAA5959DB4AAC672B9AD62A0807BB389B3AB91A7B8AAB9B98365A098B6 | TESYS DECA CIRCUIT BREAKER MAGNETIC 3P 1.6A ROTARY HANDLE SCREW CLAMP TERMINALS | TeSys GV2 motor circuit breaker provides manual isolation, manual motor control and short circuit and thermal protection in 45 mm standard width. | Rated permanent current Iu | 1.6A
| 4 | Circuit Breakers and Fuses | Circuit Breakers | Motor Protection Circuit Breakers | TESYS DECA CIRCUIT BREAKER MAGNETIC 3P 1.6A ROTARY HANDLE | 2006498 | GV2L06 | SCHNEIDER ELECTRIC | 2750 | https://pim-kvc.soneparsea.com:3443/PictureServer/default.aspx/schneider-gv2l06_Image1.jpg?A3889C9397807479A2A1C7A8BAA5959DB4AAC672B9AD62A0807BB38EBF9897998173BEB5B9 | https://pim-kvc.soneparsea.com:3443/PictureServer/default.aspx/schneider-gv2l06_Datasheet1.pdf?A3889C9397807479A2A1C7A8BAA5959DB4AAC672B9AD62A0807BB389B3AB91A7B8AAB9B98365A098B6 | TESYS DECA CIRCUIT BREAKER MAGNETIC 3P 1.6A ROTARY HANDLE SCREW CLAMP TERMINALS | TeSys GV2 motor circuit breaker provides manual isolation, manual motor control and short circuit and thermal protection in 45 mm standard width. | Rated operation power at AC-3, 230 V | 0.25kW
| 4 | Circuit Breakers and Fuses | Circuit Breakers | Motor Protection Circuit Breakers | TESYS DECA CIRCUIT BREAKER MAGNETIC 3P 1.6A ROTARY HANDLE | 2006498 | GV2L06 | SCHNEIDER ELECTRIC | 2750 | https://pim-kvc.soneparsea.com:3443/PictureServer/default.aspx/schneider-gv2l06_Image1.jpg?A3889C9397807479A2A1C7A8BAA5959DB4AAC672B9AD62A0807BB38EBF9897998173BEB5B9 | https://pim-kvc.soneparsea.com:3443/PictureServer/default.aspx/schneider-gv2l06_Datasheet1.pdf?A3889C9397807479A2A1C7A8BAA5959DB4AAC672B9AD62A0807BB389B3AB91A7B8AAB9B98365A098B6 | TESYS DECA CIRCUIT BREAKER MAGNETIC 3P 1.6A ROTARY HANDLE SCREW CLAMP TERMINALS | TeSys GV2 motor circuit breaker provides manual isolation, manual motor control and short circuit and thermal protection in 45 mm standard width. | Rated operation power at AC-3, 400 V | 0.55kW
| 4 | Circuit Breakers and Fuses | Circuit Breakers | Motor Protection Circuit Breakers | TESYS DECA CIRCUIT BREAKER MAGNETIC 3P 1.6A ROTARY HANDLE | 2006498 | GV2L06 | SCHNEIDER ELECTRIC | 2750 | https://pim-kvc.soneparsea.com:3443/PictureServer/default.aspx/schneider-gv2l06_Image1.jpg?A3889C9397807479A2A1C7A8BAA5959DB4AAC672B9AD62A0807BB38EBF9897998173BEB5B9 | https://pim-kvc.soneparsea.com:3443/PictureServer/default.aspx/schneider-gv2l06_Datasheet1.pdf?A3889C9397807479A2A1C7A8BAA5959DB4AAC672B9AD62A0807BB389B3AB91A7B8AAB9B98365A098B6 | TESYS DECA CIRCUIT BREAKER MAGNETIC 3P 1.6A ROTARY HANDLE SCREW CLAMP TERMINALS | TeSys GV2 motor circuit breaker provides manual isolation, manual motor control and short circuit and thermal protection in 45 mm standard width. | Type of electrical connection of main circuit | Screw connection
| 4 | Circuit Breakers and Fuses | Circuit Breakers | Motor Protection Circuit Breakers | TESYS DECA CIRCUIT BREAKER MAGNETIC 3P 1.6A ROTARY HANDLE | 2006498 | GV2L06 | SCHNEIDER ELECTRIC | 2750 | https://pim-kvc.soneparsea.com:3443/PictureServer/default.aspx/schneider-gv2l06_Image1.jpg?A3889C9397807479A2A1C7A8BAA5959DB4AAC672B9AD62A0807BB38EBF9897998173BEB5B9 | https://pim-kvc.soneparsea.com:3443/PictureServer/default.aspx/schneider-gv2l06_Datasheet1.pdf?A3889C9397807479A2A1C7A8BAA5959DB4AAC672B9AD62A0807BB389B3AB91A7B8AAB9B98365A098B6 | TESYS DECA CIRCUIT BREAKER MAGNETIC 3P 1.6A ROTARY HANDLE SCREW CLAMP TERMINALS | TeSys GV2 motor circuit breaker provides manual isolation, manual motor control and short circuit and thermal protection in 45 mm standard width. | Type of control element | Turn button
| 4 | Circuit Breakers and Fuses | Circuit Breakers | Motor Protection Circuit Breakers | TESYS DECA CIRCUIT BREAKER MAGNETIC 3P 1.6A ROTARY HANDLE | 2006498 | GV2L06 | SCHNEIDER ELECTRIC | 2750 | https://pim-kvc.soneparsea.com:3443/PictureServer/default.aspx/schneider-gv2l06_Image1.jpg?A3889C9397807479A2A1C7A8BAA5959DB4AAC672B9AD62A0807BB38EBF9897998173BEB5B9 | https://pim-kvc.soneparsea.com:3443/PictureServer/default.aspx/schneider-gv2l06_Datasheet1.pdf?A3889C9397807479A2A1C7A8BAA5959DB4AAC672B9AD62A0807BB389B3AB91A7B8AAB9B98365A098B6 | TESYS DECA CIRCUIT BREAKER MAGNETIC 3P 1.6A ROTARY HANDLE SCREW CLAMP TERMINALS | TeSys GV2 motor circuit breaker provides manual isolation, manual motor control and short circuit and thermal protection in 45 mm standard width. | Device construction | Complete device in housing
| 4 | Circuit Breakers and Fuses | Circuit Breakers | Motor Protection Circuit Breakers | TESYS DECA CIRCUIT BREAKER MAGNETIC 3P 1.6A ROTARY HANDLE | 2006498 | GV2L06 | SCHNEIDER ELECTRIC | 2750 | https://pim-kvc.soneparsea.com:3443/PictureServer/default.aspx/schneider-gv2l06_Image1.jpg?A3889C9397807479A2A1C7A8BAA5959DB4AAC672B9AD62A0807BB38EBF9897998173BEB5B9 | https://pim-kvc.soneparsea.com:3443/PictureServer/default.aspx/schneider-gv2l06_Datasheet1.pdf?A3889C9397807479A2A1C7A8BAA5959DB4AAC672B9AD62A0807BB389B3AB91A7B8AAB9B98365A098B6 | TESYS DECA CIRCUIT BREAKER MAGNETIC 3P 1.6A ROTARY HANDLE SCREW CLAMP TERMINALS | TeSys GV2 motor circuit breaker provides manual isolation, manual motor control and short circuit and thermal protection in 45 mm standard width. | With integrated auxiliary switch | no
| 4 | Circuit Breakers and Fuses | Circuit Breakers | Motor Protection Circuit Breakers | TESYS DECA CIRCUIT BREAKER MAGNETIC 3P 1.6A ROTARY HANDLE | 2006498 | GV2L06 | SCHNEIDER ELECTRIC | 2750 | https://pim-kvc.soneparsea.com:3443/PictureServer/default.aspx/schneider-gv2l06_Image1.jpg?A3889C9397807479A2A1C7A8BAA5959DB4AAC672B9AD62A0807BB38EBF9897998173BEB5B9 | https://pim-kvc.soneparsea.com:3443/PictureServer/default.aspx/schneider-gv2l06_Datasheet1.pdf?A3889C9397807479A2A1C7A8BAA5959DB4AAC672B9AD62A0807BB389B3AB91A7B8AAB9B98365A098B6 | TESYS DECA CIRCUIT BREAKER MAGNETIC 3P 1.6A ROTARY HANDLE SCREW CLAMP TERMINALS | TeSys GV2 motor circuit breaker provides manual isolation, manual motor control and short circuit and thermal protection in 45 mm standard width. | With integrated under voltage release | no
| 4 | Circuit Breakers and Fuses | Circuit Breakers | Motor Protection Circuit Breakers | TESYS DECA CIRCUIT BREAKER MAGNETIC 3P 1.6A ROTARY HANDLE | 2006498 | GV2L06 | SCHNEIDER ELECTRIC | 2750 | https://pim-kvc.soneparsea.com:3443/PictureServer/default.aspx/schneider-gv2l06_Image1.jpg?A3889C9397807479A2A1C7A8BAA5959DB4AAC672B9AD62A0807BB38EBF9897998173BEB5B9 | https://pim-kvc.soneparsea.com:3443/PictureServer/default.aspx/schneider-gv2l06_Datasheet1.pdf?A3889C9397807479A2A1C7A8BAA5959DB4AAC672B9AD62A0807BB389B3AB91A7B8AAB9B98365A098B6 | TESYS DECA CIRCUIT BREAKER MAGNETIC 3P 1.6A ROTARY HANDLE SCREW CLAMP TERMINALS | TeSys GV2 motor circuit breaker provides manual isolation, manual motor control and short circuit and thermal protection in 45 mm standard width. | Number of poles | 3
| 4 | Circuit Breakers and Fuses | Circuit Breakers | Motor Protection Circuit Breakers | TESYS DECA CIRCUIT BREAKER MAGNETIC 3P 1.6A ROTARY HANDLE | 2006498 | GV2L06 | SCHNEIDER ELECTRIC | 2750 | https://pim-kvc.soneparsea.com:3443/PictureServer/default.aspx/schneider-gv2l06_Image1.jpg?A3889C9397807479A2A1C7A8BAA5959DB4AAC672B9AD62A0807BB38EBF9897998173BEB5B9 | https://pim-kvc.soneparsea.com:3443/PictureServer/default.aspx/schneider-gv2l06_Datasheet1.pdf?A3889C9397807479A2A1C7A8BAA5959DB4AAC672B9AD62A0807BB389B3AB91A7B8AAB9B98365A098B6 | TESYS DECA CIRCUIT BREAKER MAGNETIC 3P 1.6A ROTARY HANDLE SCREW CLAMP TERMINALS | TeSys GV2 motor circuit breaker provides manual isolation, manual motor control and short circuit and thermal protection in 45 mm standard width. | Rated short-circuit breaking capacity lcu at 400 V, AC | 100kA
| 4 | Circuit Breakers and Fuses | Circuit Breakers | Motor Protection Circuit Breakers | TESYS DECA CIRCUIT BREAKER MAGNETIC 3P 1.6A ROTARY HANDLE | 2006498 | GV2L06 | SCHNEIDER ELECTRIC | 2750 | https://pim-kvc.soneparsea.com:3443/PictureServer/default.aspx/schneider-gv2l06_Image1.jpg?A3889C9397807479A2A1C7A8BAA5959DB4AAC672B9AD62A0807BB38EBF9897998173BEB5B9 | https://pim-kvc.soneparsea.com:3443/PictureServer/default.aspx/schneider-gv2l06_Datasheet1.pdf?A3889C9397807479A2A1C7A8BAA5959DB4AAC672B9AD62A0807BB389B3AB91A7B8AAB9B98365A098B6 | TESYS DECA CIRCUIT BREAKER MAGNETIC 3P 1.6A ROTARY HANDLE SCREW CLAMP TERMINALS | TeSys GV2 motor circuit breaker provides manual isolation, manual motor control and short circuit and thermal protection in 45 mm standard width. | Degree of protection (IP) | IP20
| 4 | Circuit Breakers and Fuses | Circuit Breakers | Motor Protection Circuit Breakers | TESYS DECA CIRCUIT BREAKER MAGNETIC 3P 1.6A ROTARY HANDLE | 2006498 | GV2L06 | SCHNEIDER ELECTRIC | 2750 | https://pim-kvc.soneparsea.com:3443/PictureServer/default.aspx/schneider-gv2l06_Image1.jpg?A3889C9397807479A2A1C7A8BAA5959DB4AAC672B9AD62A0807BB38EBF9897998173BEB5B9 | https://pim-kvc.soneparsea.com:3443/PictureServer/default.aspx/schneider-gv2l06_Datasheet1.pdf?A3889C9397807479A2A1C7A8BAA5959DB4AAC672B9AD62A0807BB389B3AB91A7B8AAB9B98365A098B6 | TESYS DECA CIRCUIT BREAKER MAGNETIC 3P 1.6A ROTARY HANDLE SCREW CLAMP TERMINALS | TeSys GV2 motor circuit breaker provides manual isolation, manual motor control and short circuit and thermal protection in 45 mm standard width. | Height | 89mm
| 4 | Circuit Breakers and Fuses | Circuit Breakers | Motor Protection Circuit Breakers | TESYS DECA CIRCUIT BREAKER MAGNETIC 3P 1.6A ROTARY HANDLE | 2006498 | GV2L06 | SCHNEIDER ELECTRIC | 2750 | https://pim-kvc.soneparsea.com:3443/PictureServer/default.aspx/schneider-gv2l06_Image1.jpg?A3889C9397807479A2A1C7A8BAA5959DB4AAC672B9AD62A0807BB38EBF9897998173BEB5B9 | https://pim-kvc.soneparsea.com:3443/PictureServer/default.aspx/schneider-gv2l06_Datasheet1.pdf?A3889C9397807479A2A1C7A8BAA5959DB4AAC672B9AD62A0807BB389B3AB91A7B8AAB9B98365A098B6 | TESYS DECA CIRCUIT BREAKER MAGNETIC 3P 1.6A ROTARY HANDLE SCREW CLAMP TERMINALS | TeSys GV2 motor circuit breaker provides manual isolation, manual motor control and short circuit and thermal protection in 45 mm standard width. | Width | 45mm
| 4 | Circuit Breakers and Fuses | Circuit Breakers | Motor Protection Circuit Breakers | TESYS DECA CIRCUIT BREAKER MAGNETIC 3P 1.6A ROTARY HANDLE | 2006498 | GV2L06 | SCHNEIDER ELECTRIC | 2750 | https://pim-kvc.soneparsea.com:3443/PictureServer/default.aspx/schneider-gv2l06_Image1.jpg?A3889C9397807479A2A1C7A8BAA5959DB4AAC672B9AD62A0807BB38EBF9897998173BEB5B9 | https://pim-kvc.soneparsea.com:3443/PictureServer/default.aspx/schneider-gv2l06_Datasheet1.pdf?A3889C9397807479A2A1C7A8BAA5959DB4AAC672B9AD62A0807BB389B3AB91A7B8AAB9B98365A098B6 | TESYS DECA CIRCUIT BREAKER MAGNETIC 3P 1.6A ROTARY HANDLE SCREW CLAMP TERMINALS | TeSys GV2 motor circuit breaker provides manual isolation, manual motor control and short circuit and thermal protection in 45 mm standard width. | Depth | 97mm
| 4 | Circuit Breakers and Fuses | Circuit Breakers | Motor Protection Circuit Breakers | TESYS DECA CIRCUIT BREAKER MAGNETIC 3P 1.6A ROTARY HANDLE | 2006498 | GV2L06 | SCHNEIDER ELECTRIC | 2750 | https://pim-kvc.soneparsea.com:3443/PictureServer/default.aspx/schneider-gv2l06_Image1.jpg?A3889C9397807479A2A1C7A8BAA5959DB4AAC672B9AD62A0807BB38EBF9897998173BEB5B9 | https://pim-kvc.soneparsea.com:3443/PictureServer/default.aspx/schneider-gv2l06_Datasheet1.pdf?A3889C9397807479A2A1C7A8BAA5959DB4AAC672B9AD62A0807BB389B3AB91A7B8AAB9B98365A098B6 | TESYS DECA CIRCUIT BREAKER MAGNETIC 3P 1.6A ROTARY HANDLE SCREW CLAMP TERMINALS | TeSys GV2 motor circuit breaker provides manual isolation, manual motor control and short circuit and thermal protection in 45 mm standard width. | Overload release current setting | 1.6...1.6A
| 4 | Circuit Breakers and Fuses | Circuit Breakers | Motor Protection Circuit Breakers | TESYS DECA CIRCUIT BREAKER MAGNETIC 3P 1.6A ROTARY HANDLE | 2006498 | GV2L06 | SCHNEIDER ELECTRIC | 2750 | https://pim-kvc.soneparsea.com:3443/PictureServer/default.aspx/schneider-gv2l06_Image1.jpg?A3889C9397807479A2A1C7A8BAA5959DB4AAC672B9AD62A0807BB38EBF9897998173BEB5B9 | https://pim-kvc.soneparsea.com:3443/PictureServer/default.aspx/schneider-gv2l06_Datasheet1.pdf?A3889C9397807479A2A1C7A8BAA5959DB4AAC672B9AD62A0807BB389B3AB91A7B8AAB9B98365A098B6 | TESYS DECA CIRCUIT BREAKER MAGNETIC 3P 1.6A ROTARY HANDLE SCREW CLAMP TERMINALS | TeSys GV2 motor circuit breaker provides manual isolation, manual motor control and short circuit and thermal protection in 45 mm standard width. | Adjustment range undelayed short-circuit release | 22.5...22.5A
| 4 | Circuit Breakers and Fuses | Circuit Breakers | Motor Protection Circuit Breakers | TESYS DECA CIRCUIT BREAKER MAGNETIC 3P 1.6A ROTARY HANDLE | 2006498 | GV2L06 | SCHNEIDER ELECTRIC | 2750 | https://pim-kvc.soneparsea.com:3443/PictureServer/default.aspx/schneider-gv2l06_Image1.jpg?A3889C9397807479A2A1C7A8BAA5959DB4AAC672B9AD62A0807BB38EBF9897998173BEB5B9 | https://pim-kvc.soneparsea.com:3443/PictureServer/default.aspx/schneider-gv2l06_Datasheet1.pdf?A3889C9397807479A2A1C7A8BAA5959DB4AAC672B9AD62A0807BB389B3AB91A7B8AAB9B98365A098B6 | TESYS DECA CIRCUIT BREAKER MAGNETIC 3P 1.6A ROTARY HANDLE SCREW CLAMP TERMINALS | TeSys GV2 motor circuit breaker provides manual isolation, manual motor control and short circuit and thermal protection in 45 mm standard width. | With thermal protection | no
| 4 | Circuit Breakers and Fuses | Circuit Breakers | Motor Protection Circuit Breakers | TESYS DECA CIRCUIT BREAKER MAGNETIC 3P 1.6A ROTARY HANDLE | 2006498 | GV2L06 | SCHNEIDER ELECTRIC | 2750 | https://pim-kvc.soneparsea.com:3443/PictureServer/default.aspx/schneider-gv2l06_Image1.jpg?A3889C9397807479A2A1C7A8BAA5959DB4AAC672B9AD62A0807BB38EBF9897998173BEB5B9 | https://pim-kvc.soneparsea.com:3443/PictureServer/default.aspx/schneider-gv2l06_Datasheet1.pdf?A3889C9397807479A2A1C7A8BAA5959DB4AAC672B9AD62A0807BB389B3AB91A7B8AAB9B98365A098B6 | TESYS DECA CIRCUIT BREAKER MAGNETIC 3P 1.6A ROTARY HANDLE SCREW CLAMP TERMINALS | TeSys GV2 motor circuit breaker provides manual isolation, manual motor control and short circuit and thermal protection in 45 mm standard width. | Phase failure sensitive | yes
| 4 | Circuit Breakers and Fuses | Circuit Breakers | Motor Protection Circuit Breakers | TESYS DECA CIRCUIT BREAKER MAGNETIC 3P 1.6A ROTARY HANDLE | 2006498 | GV2L06 | SCHNEIDER ELECTRIC | 2750 | https://pim-kvc.soneparsea.com:3443/PictureServer/default.aspx/schneider-gv2l06_Image1.jpg?A3889C9397807479A2A1C7A8BAA5959DB4AAC672B9AD62A0807BB38EBF9897998173BEB5B9 | https://pim-kvc.soneparsea.com:3443/PictureServer/default.aspx/schneider-gv2l06_Datasheet1.pdf?A3889C9397807479A2A1C7A8BAA5959DB4AAC672B9AD62A0807BB389B3AB91A7B8AAB9B98365A098B6 | TESYS DECA CIRCUIT BREAKER MAGNETIC 3P 1.6A ROTARY HANDLE SCREW CLAMP TERMINALS | TeSys GV2 motor circuit breaker provides manual isolation, manual motor control and short circuit and thermal protection in 45 mm standard width. | Switch off technique | Magnetic
| 4 | Circuit Breakers and Fuses | Circuit Breakers | Motor Protection Circuit Breakers | TESYS DECA CIRCUIT BREAKER MAGNETIC 3P 1.6A ROTARY HANDLE | 2006498 | GV2L06 | SCHNEIDER ELECTRIC | 2750 | https://pim-kvc.soneparsea.com:3443/PictureServer/default.aspx/schneider-gv2l06_Image1.jpg?A3889C9397807479A2A1C7A8BAA5959DB4AAC672B9AD62A0807BB38EBF9897998173BEB5B9 | https://pim-kvc.soneparsea.com:3443/PictureServer/default.aspx/schneider-gv2l06_Datasheet1.pdf?A3889C9397807479A2A1C7A8BAA5959DB4AAC672B9AD62A0807BB389B3AB91A7B8AAB9B98365A098B6 | TESYS DECA CIRCUIT BREAKER MAGNETIC 3P 1.6A ROTARY HANDLE SCREW CLAMP TERMINALS | TeSys GV2 motor circuit breaker provides manual isolation, manual motor control and short circuit and thermal protection in 45 mm standard width. | Rated operating voltage | 690...690V
| 4 | Circuit Breakers and Fuses | Circuit Breakers | Motor Protection Circuit Breakers | TESYS DECA CIRCUIT BREAKER MAGNETIC 3P 1.6A ROTARY HANDLE | 2006498 | GV2L06 | SCHNEIDER ELECTRIC | 2750 | https://pim-kvc.soneparsea.com:3443/PictureServer/default.aspx/schneider-gv2l06_Image1.jpg?A3889C9397807479A2A1C7A8BAA5959DB4AAC672B9AD62A0807BB38EBF9897998173BEB5B9 | https://pim-kvc.soneparsea.com:3443/PictureServer/default.aspx/schneider-gv2l06_Datasheet1.pdf?A3889C9397807479A2A1C7A8BAA5959DB4AAC672B9AD62A0807BB389B3AB91A7B8AAB9B98365A098B6 | TESYS DECA CIRCUIT BREAKER MAGNETIC 3P 1.6A ROTARY HANDLE SCREW CLAMP TERMINALS | TeSys GV2 motor circuit breaker provides manual isolation, manual motor control and short circuit and thermal protection in 45 mm standard width. | Rated permanent current Iu | 1.6A
| 4 | Circuit Breakers and Fuses | Circuit Breakers | Motor Protection Circuit Breakers | TESYS DECA CIRCUIT BREAKER MAGNETIC 3P 1.6A ROTARY HANDLE | 2006498 | GV2L06 | SCHNEIDER ELECTRIC | 2750 | https://pim-kvc.soneparsea.com:3443/PictureServer/default.aspx/schneider-gv2l06_Image1.jpg?A3889C9397807479A2A1C7A8BAA5959DB4AAC672B9AD62A0807BB38EBF9897998173BEB5B9 | https://pim-kvc.soneparsea.com:3443/PictureServer/default.aspx/schneider-gv2l06_Datasheet1.pdf?A3889C9397807479A2A1C7A8BAA5959DB4AAC672B9AD62A0807BB389B3AB91A7B8AAB9B98365A098B6 | TESYS DECA CIRCUIT BREAKER MAGNETIC 3P 1.6A ROTARY HANDLE SCREW CLAMP TERMINALS | TeSys GV2 motor circuit breaker provides manual isolation, manual motor control and short circuit and thermal protection in 45 mm standard width. | Rated operation power at AC-3, 230 V | 0.25kW
| 4 | Circuit Breakers and Fuses | Circuit Breakers | Motor Protection Circuit Breakers | TESYS DECA CIRCUIT BREAKER MAGNETIC 3P 1.6A ROTARY HANDLE | 2006498 | GV2L06 | SCHNEIDER ELECTRIC | 2750 | https://pim-kvc.soneparsea.com:3443/PictureServer/default.aspx/schneider-gv2l06_Image1.jpg?A3889C9397807479A2A1C7A8BAA5959DB4AAC672B9AD62A0807BB38EBF9897998173BEB5B9 | https://pim-kvc.soneparsea.com:3443/PictureServer/default.aspx/schneider-gv2l06_Datasheet1.pdf?A3889C9397807479A2A1C7A8BAA5959DB4AAC672B9AD62A0807BB389B3AB91A7B8AAB9B98365A098B6 | TESYS DECA CIRCUIT BREAKER MAGNETIC 3P 1.6A ROTARY HANDLE SCREW CLAMP TERMINALS | TeSys GV2 motor circuit breaker provides manual isolation, manual motor control and short circuit and thermal protection in 45 mm standard width. | Rated operation power at AC-3, 400 V | 0.55kW
| 4 | Circuit Breakers and Fuses | Circuit Breakers | Motor Protection Circuit Breakers | TESYS DECA CIRCUIT BREAKER MAGNETIC 3P 1.6A ROTARY HANDLE | 2006498 | GV2L06 | SCHNEIDER ELECTRIC | 2750 | https://pim-kvc.soneparsea.com:3443/PictureServer/default.aspx/schneider-gv2l06_Image1.jpg?A3889C9397807479A2A1C7A8BAA5959DB4AAC672B9AD62A0807BB38EBF9897998173BEB5B9 | https://pim-kvc.soneparsea.com:3443/PictureServer/default.aspx/schneider-gv2l06_Datasheet1.pdf?A3889C9397807479A2A1C7A8BAA5959DB4AAC672B9AD62A0807BB389B3AB91A7B8AAB9B98365A098B6 | TESYS DECA CIRCUIT BREAKER MAGNETIC 3P 1.6A ROTARY HANDLE SCREW CLAMP TERMINALS | TeSys GV2 motor circuit breaker provides manual isolation, manual motor control and short circuit and thermal protection in 45 mm standard width. | Type of electrical connection of main circuit | Screw connection
| 4 | Circuit Breakers and Fuses | Circuit Breakers | Motor Protection Circuit Breakers | TESYS DECA CIRCUIT BREAKER MAGNETIC 3P 1.6A ROTARY HANDLE | 2006498 | GV2L06 | SCHNEIDER ELECTRIC | 2750 | https://pim-kvc.soneparsea.com:3443/PictureServer/default.aspx/schneider-gv2l06_Image1.jpg?A3889C9397807479A2A1C7A8BAA5959DB4AAC672B9AD62A0807BB38EBF9897998173BEB5B9 | https://pim-kvc.soneparsea.com:3443/PictureServer/default.aspx/schneider-gv2l06_Datasheet1.pdf?A3889C9397807479A2A1C7A8BAA5959DB4AAC672B9AD62A0807BB389B3AB91A7B8AAB9B98365A098B6 | TESYS DECA CIRCUIT BREAKER MAGNETIC 3P 1.6A ROTARY HANDLE SCREW CLAMP TERMINALS | TeSys GV2 motor circuit breaker provides manual isolation, manual motor control and short circuit and thermal protection in 45 mm standard width. | Type of control element | Turn button
| 4 | Circuit Breakers and Fuses | Circuit Breakers | Motor Protection Circuit Breakers | TESYS DECA CIRCUIT BREAKER MAGNETIC 3P 1.6A ROTARY HANDLE | 2006498 | GV2L06 | SCHNEIDER ELECTRIC | 2750 | https://pim-kvc.soneparsea.com:3443/PictureServer/default.aspx/schneider-gv2l06_Image1.jpg?A3889C9397807479A2A1C7A8BAA5959DB4AAC672B9AD62A0807BB38EBF9897998173BEB5B9 | https://pim-kvc.soneparsea.com:3443/PictureServer/default.aspx/schneider-gv2l06_Datasheet1.pdf?A3889C9397807479A2A1C7A8BAA5959DB4AAC672B9AD62A0807BB389B3AB91A7B8AAB9B98365A098B6 | TESYS DECA CIRCUIT BREAKER MAGNETIC 3P 1.6A ROTARY HANDLE SCREW CLAMP TERMINALS | TeSys GV2 motor circuit breaker provides manual isolation, manual motor control and short circuit and thermal protection in 45 mm standard width. | Device construction | Complete device in housing
| 4 | Circuit Breakers and Fuses | Circuit Breakers | Motor Protection Circuit Breakers | TESYS DECA CIRCUIT BREAKER MAGNETIC 3P 1.6A ROTARY HANDLE | 2006498 | GV2L06 | SCHNEIDER ELECTRIC | 2750 | https://pim-kvc.soneparsea.com:3443/PictureServer/default.aspx/schneider-gv2l06_Image1.jpg?A3889C9397807479A2A1C7A8BAA5959DB4AAC672B9AD62A0807BB38EBF9897998173BEB5B9 | https://pim-kvc.soneparsea.com:3443/PictureServer/default.aspx/schneider-gv2l06_Datasheet1.pdf?A3889C9397807479A2A1C7A8BAA5959DB4AAC672B9AD62A0807BB389B3AB91A7B8AAB9B98365A098B6 | TESYS DECA CIRCUIT BREAKER MAGNETIC 3P 1.6A ROTARY HANDLE SCREW CLAMP TERMINALS | TeSys GV2 motor circuit breaker provides manual isolation, manual motor control and short circuit and thermal protection in 45 mm standard width. | With integrated auxiliary switch | no
| 4 | Circuit Breakers and Fuses | Circuit Breakers | Motor Protection Circuit Breakers | TESYS DECA CIRCUIT BREAKER MAGNETIC 3P 1.6A ROTARY HANDLE | 2006498 | GV2L06 | SCHNEIDER ELECTRIC | 2750 | https://pim-kvc.soneparsea.com:3443/PictureServer/default.aspx/schneider-gv2l06_Image1.jpg?A3889C9397807479A2A1C7A8BAA5959DB4AAC672B9AD62A0807BB38EBF9897998173BEB5B9 | https://pim-kvc.soneparsea.com:3443/PictureServer/default.aspx/schneider-gv2l06_Datasheet1.pdf?A3889C9397807479A2A1C7A8BAA5959DB4AAC672B9AD62A0807BB389B3AB91A7B8AAB9B98365A098B6 | TESYS DECA CIRCUIT BREAKER MAGNETIC 3P 1.6A ROTARY HANDLE SCREW CLAMP TERMINALS | TeSys GV2 motor circuit breaker provides manual isolation, manual motor control and short circuit and thermal protection in 45 mm standard width. | With integrated under voltage release | no
| 4 | Circuit Breakers and Fuses | Circuit Breakers | Motor Protection Circuit Breakers | TESYS DECA CIRCUIT BREAKER MAGNETIC 3P 1.6A ROTARY HANDLE | 2006498 | GV2L06 | SCHNEIDER ELECTRIC | 2750 | https://pim-kvc.soneparsea.com:3443/PictureServer/default.aspx/schneider-gv2l06_Image1.jpg?A3889C9397807479A2A1C7A8BAA5959DB4AAC672B9AD62A0807BB38EBF9897998173BEB5B9 | https://pim-kvc.soneparsea.com:3443/PictureServer/default.aspx/schneider-gv2l06_Datasheet1.pdf?A3889C9397807479A2A1C7A8BAA5959DB4AAC672B9AD62A0807BB389B3AB91A7B8AAB9B98365A098B6 | TESYS DECA CIRCUIT BREAKER MAGNETIC 3P 1.6A ROTARY HANDLE SCREW CLAMP TERMINALS | TeSys GV2 motor circuit breaker provides manual isolation, manual motor control and short circuit and thermal protection in 45 mm standard width. | Number of poles | 3
| 4 | Circuit Breakers and Fuses | Circuit Breakers | Motor Protection Circuit Breakers | TESYS DECA CIRCUIT BREAKER MAGNETIC 3P 1.6A ROTARY HANDLE | 2006498 | GV2L06 | SCHNEIDER ELECTRIC | 2750 | https://pim-kvc.soneparsea.com:3443/PictureServer/default.aspx/schneider-gv2l06_Image1.jpg?A3889C9397807479A2A1C7A8BAA5959DB4AAC672B9AD62A0807BB38EBF9897998173BEB5B9 | https://pim-kvc.soneparsea.com:3443/PictureServer/default.aspx/schneider-gv2l06_Datasheet1.pdf?A3889C9397807479A2A1C7A8BAA5959DB4AAC672B9AD62A0807BB389B3AB91A7B8AAB9B98365A098B6 | TESYS DECA CIRCUIT BREAKER MAGNETIC 3P 1.6A ROTARY HANDLE SCREW CLAMP TERMINALS | TeSys GV2 motor circuit breaker provides manual isolation, manual motor control and short circuit and thermal protection in 45 mm standard width. | Rated short-circuit breaking capacity lcu at 400 V, AC | 100kA
| 4 | Circuit Breakers and Fuses | Circuit Breakers | Motor Protection Circuit Breakers | TESYS DECA CIRCUIT BREAKER MAGNETIC 3P 1.6A ROTARY HANDLE | 2006498 | GV2L06 | SCHNEIDER ELECTRIC | 2750 | https://pim-kvc.soneparsea.com:3443/PictureServer/default.aspx/schneider-gv2l06_Image1.jpg?A3889C9397807479A2A1C7A8BAA5959DB4AAC672B9AD62A0807BB38EBF9897998173BEB5B9 | https://pim-kvc.soneparsea.com:3443/PictureServer/default.aspx/schneider-gv2l06_Datasheet1.pdf?A3889C9397807479A2A1C7A8BAA5959DB4AAC672B9AD62A0807BB389B3AB91A7B8AAB9B98365A098B6 | TESYS DECA CIRCUIT BREAKER MAGNETIC 3P 1.6A ROTARY HANDLE SCREW CLAMP TERMINALS | TeSys GV2 motor circuit breaker provides manual isolation, manual motor control and short circuit and thermal protection in 45 mm standard width. | Degree of protection (IP) | IP20
| 4 | Circuit Breakers and Fuses | Circuit Breakers | Motor Protection Circuit Breakers | TESYS DECA CIRCUIT BREAKER MAGNETIC 3P 1.6A ROTARY HANDLE | 2006498 | GV2L06 | SCHNEIDER ELECTRIC | 2750 | https://pim-kvc.soneparsea.com:3443/PictureServer/default.aspx/schneider-gv2l06_Image1.jpg?A3889C9397807479A2A1C7A8BAA5959DB4AAC672B9AD62A0807BB38EBF9897998173BEB5B9 | https://pim-kvc.soneparsea.com:3443/PictureServer/default.aspx/schneider-gv2l06_Datasheet1.pdf?A3889C9397807479A2A1C7A8BAA5959DB4AAC672B9AD62A0807BB389B3AB91A7B8AAB9B98365A098B6 | TESYS DECA CIRCUIT BREAKER MAGNETIC 3P 1.6A ROTARY HANDLE SCREW CLAMP TERMINALS | TeSys GV2 motor circuit breaker provides manual isolation, manual motor control and short circuit and thermal protection in 45 mm standard width. | Height | 89mm
| 4 | Circuit Breakers and Fuses | Circuit Breakers | Motor Protection Circuit Breakers | TESYS DECA CIRCUIT BREAKER MAGNETIC 3P 1.6A ROTARY HANDLE | 2006498 | GV2L06 | SCHNEIDER ELECTRIC | 2750 | https://pim-kvc.soneparsea.com:3443/PictureServer/default.aspx/schneider-gv2l06_Image1.jpg?A3889C9397807479A2A1C7A8BAA5959DB4AAC672B9AD62A0807BB38EBF9897998173BEB5B9 | https://pim-kvc.soneparsea.com:3443/PictureServer/default.aspx/schneider-gv2l06_Datasheet1.pdf?A3889C9397807479A2A1C7A8BAA5959DB4AAC672B9AD62A0807BB389B3AB91A7B8AAB9B98365A098B6 | TESYS DECA CIRCUIT BREAKER MAGNETIC 3P 1.6A ROTARY HANDLE SCREW CLAMP TERMINALS | TeSys GV2 motor circuit breaker provides manual isolation, manual motor control and short circuit and thermal protection in 45 mm standard width. | Width | 45mm
| 4 | Circuit Breakers and Fuses | Circuit Breakers | Motor Protection Circuit Breakers | TESYS DECA CIRCUIT BREAKER MAGNETIC 3P 1.6A ROTARY HANDLE | 2006498 | GV2L06 | SCHNEIDER ELECTRIC | 2750 | https://pim-kvc.soneparsea.com:3443/PictureServer/default.aspx/schneider-gv2l06_Image1.jpg?A3889C9397807479A2A1C7A8BAA5959DB4AAC672B9AD62A0807BB38EBF9897998173BEB5B9 | https://pim-kvc.soneparsea.com:3443/PictureServer/default.aspx/schneider-gv2l06_Datasheet1.pdf?A3889C9397807479A2A1C7A8BAA5959DB4AAC672B9AD62A0807BB389B3AB91A7B8AAB9B98365A098B6 | TESYS DECA CIRCUIT BREAKER MAGNETIC 3P 1.6A ROTARY HANDLE SCREW CLAMP TERMINALS | TeSys GV2 motor circuit breaker provides manual isolation, manual motor control and short circuit and thermal protection in 45 mm standard width. | Depth | 97mm
| 4 | Circuit Breakers and Fuses | Circuit Breakers | Motor Protection Circuit Breakers | TESYS DECA CIRCUIT BREAKER MAGNETIC 3P 1.6A ROTARY HANDLE | 2006498 | GV2L06 | SCHNEIDER ELECTRIC | 2750 | https://pim-kvc.soneparsea.com:3443/PictureServer/default.aspx/schneider-gv2l06_Image1.jpg?A3889C9397807479A2A1C7A8BAA5959DB4AAC672B9AD62A0807BB38EBF9897998173BEB5B9 | https://pim-kvc.soneparsea.com:3443/PictureServer/default.aspx/schneider-gv2l06_Datasheet1.pdf?A3889C9397807479A2A1C7A8BAA5959DB4AAC672B9AD62A0807BB389B3AB91A7B8AAB9B98365A098B6 | TESYS DECA CIRCUIT BREAKER MAGNETIC 3P 1.6A ROTARY HANDLE SCREW CLAMP TERMINALS | TeSys GV2 motor circuit breaker provides manual isolation, manual motor control and short circuit and thermal protection in 45 mm standard width. | Overload release current setting | 1.6...1.6A
| 4 | Circuit Breakers and Fuses | Circuit Breakers | Motor Protection Circuit Breakers | TESYS DECA CIRCUIT BREAKER MAGNETIC 3P 1.6A ROTARY HANDLE | 2006498 | GV2L06 | SCHNEIDER ELECTRIC | 2750 | https://pim-kvc.soneparsea.com:3443/PictureServer/default.aspx/schneider-gv2l06_Image1.jpg?A3889C9397807479A2A1C7A8BAA5959DB4AAC672B9AD62A0807BB38EBF9897998173BEB5B9 | https://pim-kvc.soneparsea.com:3443/PictureServer/default.aspx/schneider-gv2l06_Datasheet1.pdf?A3889C9397807479A2A1C7A8BAA5959DB4AAC672B9AD62A0807BB389B3AB91A7B8AAB9B98365A098B6 | TESYS DECA CIRCUIT BREAKER MAGNETIC 3P 1.6A ROTARY HANDLE SCREW CLAMP TERMINALS | TeSys GV2 motor circuit breaker provides manual isolation, manual motor control and short circuit and thermal protection in 45 mm standard width. | Adjustment range undelayed short-circuit release | 22.5...22.5A
| 4 | Circuit Breakers and Fuses | Circuit Breakers | Motor Protection Circuit Breakers | TESYS DECA CIRCUIT BREAKER MAGNETIC 3P 1.6A ROTARY HANDLE | 2006498 | GV2L06 | SCHNEIDER ELECTRIC | 2750 | https://pim-kvc.soneparsea.com:3443/PictureServer/default.aspx/schneider-gv2l06_Image1.jpg?A3889C9397807479A2A1C7A8BAA5959DB4AAC672B9AD62A0807BB38EBF9897998173BEB5B9 | https://pim-kvc.soneparsea.com:3443/PictureServer/default.aspx/schneider-gv2l06_Datasheet1.pdf?A3889C9397807479A2A1C7A8BAA5959DB4AAC672B9AD62A0807BB389B3AB91A7B8AAB9B98365A098B6 | TESYS DECA CIRCUIT BREAKER MAGNETIC 3P 1.6A ROTARY HANDLE SCREW CLAMP TERMINALS | TeSys GV2 motor circuit breaker provides manual isolation, manual motor control and short circuit and thermal protection in 45 mm standard width. | With thermal protection | no
| 4 | Circuit Breakers and Fuses | Circuit Breakers | Motor Protection Circuit Breakers | TESYS DECA CIRCUIT BREAKER MAGNETIC 3P 1.6A ROTARY HANDLE | 2006498 | GV2L06 | SCHNEIDER ELECTRIC | 2750 | https://pim-kvc.soneparsea.com:3443/PictureServer/default.aspx/schneider-gv2l06_Image1.jpg?A3889C9397807479A2A1C7A8BAA5959DB4AAC672B9AD62A0807BB38EBF9897998173BEB5B9 | https://pim-kvc.soneparsea.com:3443/PictureServer/default.aspx/schneider-gv2l06_Datasheet1.pdf?A3889C9397807479A2A1C7A8BAA5959DB4AAC672B9AD62A0807BB389B3AB91A7B8AAB9B98365A098B6 | TESYS DECA CIRCUIT BREAKER MAGNETIC 3P 1.6A ROTARY HANDLE SCREW CLAMP TERMINALS | TeSys GV2 motor circuit breaker provides manual isolation, manual motor control and short circuit and thermal protection in 45 mm standard width. | Phase failure sensitive | yes
| 4 | Circuit Breakers and Fuses | Circuit Breakers | Motor Protection Circuit Breakers | TESYS DECA CIRCUIT BREAKER MAGNETIC 3P 1.6A ROTARY HANDLE | 2006498 | GV2L06 | SCHNEIDER ELECTRIC | 2750 | https://pim-kvc.soneparsea.com:3443/PictureServer/default.aspx/schneider-gv2l06_Image1.jpg?A3889C9397807479A2A1C7A8BAA5959DB4AAC672B9AD62A0807BB38EBF9897998173BEB5B9 | https://pim-kvc.soneparsea.com:3443/PictureServer/default.aspx/schneider-gv2l06_Datasheet1.pdf?A3889C9397807479A2A1C7A8BAA5959DB4AAC672B9AD62A0807BB389B3AB91A7B8AAB9B98365A098B6 | TESYS DECA CIRCUIT BREAKER MAGNETIC 3P 1.6A ROTARY HANDLE SCREW CLAMP TERMINALS | TeSys GV2 motor circuit breaker provides manual isolation, manual motor control and short circuit and thermal protection in 45 mm standard width. | Switch off technique | Magnetic
| 4 | Circuit Breakers and Fuses | Circuit Breakers | Motor Protection Circuit Breakers | TESYS DECA CIRCUIT BREAKER MAGNETIC 3P 1.6A ROTARY HANDLE | 2006498 | GV2L06 | SCHNEIDER ELECTRIC | 2750 | https://pim-kvc.soneparsea.com:3443/PictureServer/default.aspx/schneider-gv2l06_Image1.jpg?A3889C9397807479A2A1C7A8BAA5959DB4AAC672B9AD62A0807BB38EBF9897998173BEB5B9 | https://pim-kvc.soneparsea.com:3443/PictureServer/default.aspx/schneider-gv2l06_Datasheet1.pdf?A3889C9397807479A2A1C7A8BAA5959DB4AAC672B9AD62A0807BB389B3AB91A7B8AAB9B98365A098B6 | TESYS DECA CIRCUIT BREAKER MAGNETIC 3P 1.6A ROTARY HANDLE SCREW CLAMP TERMINALS | TeSys GV2 motor circuit breaker provides manual isolation, manual motor control and short circuit and thermal protection in 45 mm standard width. | Rated operating voltage | 690...690V
| 4 | Circuit Breakers and Fuses | Circuit Breakers | Motor Protection Circuit Breakers | TESYS DECA CIRCUIT BREAKER MAGNETIC 3P 1.6A ROTARY HANDLE | 2006498 | GV2L06 | SCHNEIDER ELECTRIC | 2750 | https://pim-kvc.soneparsea.com:3443/PictureServer/default.aspx/schneider-gv2l06_Image1.jpg?A3889C9397807479A2A1C7A8BAA5959DB4AAC672B9AD62A0807BB38EBF9897998173BEB5B9 | https://pim-kvc.soneparsea.com:3443/PictureServer/default.aspx/schneider-gv2l06_Datasheet1.pdf?A3889C9397807479A2A1C7A8BAA5959DB4AAC672B9AD62A0807BB389B3AB91A7B8AAB9B98365A098B6 | TESYS DECA CIRCUIT BREAKER MAGNETIC 3P 1.6A ROTARY HANDLE SCREW CLAMP TERMINALS | TeSys GV2 motor circuit breaker provides manual isolation, manual motor control and short circuit and thermal protection in 45 mm standard width. | Rated permanent current Iu | 1.6A
| 4 | Circuit Breakers and Fuses | Circuit Breakers | Motor Protection Circuit Breakers | TESYS DECA CIRCUIT BREAKER MAGNETIC 3P 1.6A ROTARY HANDLE | 2006498 | GV2L06 | SCHNEIDER ELECTRIC | 2750 | https://pim-kvc.soneparsea.com:3443/PictureServer/default.aspx/schneider-gv2l06_Image1.jpg?A3889C9397807479A2A1C7A8BAA5959DB4AAC672B9AD62A0807BB38EBF9897998173BEB5B9 | https://pim-kvc.soneparsea.com:3443/PictureServer/default.aspx/schneider-gv2l06_Datasheet1.pdf?A3889C9397807479A2A1C7A8BAA5959DB4AAC672B9AD62A0807BB389B3AB91A7B8AAB9B98365A098B6 | TESYS DECA CIRCUIT BREAKER MAGNETIC 3P 1.6A ROTARY HANDLE SCREW CLAMP TERMINALS | TeSys GV2 motor circuit breaker provides manual isolation, manual motor control and short circuit and thermal protection in 45 mm standard width. | Rated operation power at AC-3, 230 V | 0.25kW
| 4 | Circuit Breakers and Fuses | Circuit Breakers | Motor Protection Circuit Breakers | TESYS DECA CIRCUIT BREAKER MAGNETIC 3P 1.6A ROTARY HANDLE | 2006498 | GV2L06 | SCHNEIDER ELECTRIC | 2750 | https://pim-kvc.soneparsea.com:3443/PictureServer/default.aspx/schneider-gv2l06_Image1.jpg?A3889C9397807479A2A1C7A8BAA5959DB4AAC672B9AD62A0807BB38EBF9897998173BEB5B9 | https://pim-kvc.soneparsea.com:3443/PictureServer/default.aspx/schneider-gv2l06_Datasheet1.pdf?A3889C9397807479A2A1C7A8BAA5959DB4AAC672B9AD62A0807BB389B3AB91A7B8AAB9B98365A098B6 | TESYS DECA CIRCUIT BREAKER MAGNETIC 3P 1.6A ROTARY HANDLE SCREW CLAMP TERMINALS | TeSys GV2 motor circuit breaker provides manual isolation, manual motor control and short circuit and thermal protection in 45 mm standard width. | Rated operation power at AC-3, 400 V | 0.55kW
| 4 | Circuit Breakers and Fuses | Circuit Breakers | Motor Protection Circuit Breakers | TESYS DECA CIRCUIT BREAKER MAGNETIC 3P 1.6A ROTARY HANDLE | 2006498 | GV2L06 | SCHNEIDER ELECTRIC | 2750 | https://pim-kvc.soneparsea.com:3443/PictureServer/default.aspx/schneider-gv2l06_Image1.jpg?A3889C9397807479A2A1C7A8BAA5959DB4AAC672B9AD62A0807BB38EBF9897998173BEB5B9 | https://pim-kvc.soneparsea.com:3443/PictureServer/default.aspx/schneider-gv2l06_Datasheet1.pdf?A3889C9397807479A2A1C7A8BAA5959DB4AAC672B9AD62A0807BB389B3AB91A7B8AAB9B98365A098B6 | TESYS DECA CIRCUIT BREAKER MAGNETIC 3P 1.6A ROTARY HANDLE SCREW CLAMP TERMINALS | TeSys GV2 motor circuit breaker provides manual isolation, manual motor control and short circuit and thermal protection in 45 mm standard width. | Type of electrical connection of main circuit | Screw connection
| 4 | Circuit Breakers and Fuses | Circuit Breakers | Motor Protection Circuit Breakers | TESYS DECA CIRCUIT BREAKER MAGNETIC 3P 1.6A ROTARY HANDLE | 2006498 | GV2L06 | SCHNEIDER ELECTRIC | 2750 | https://pim-kvc.soneparsea.com:3443/PictureServer/default.aspx/schneider-gv2l06_Image1.jpg?A3889C9397807479A2A1C7A8BAA5959DB4AAC672B9AD62A0807BB38EBF9897998173BEB5B9 | https://pim-kvc.soneparsea.com:3443/PictureServer/default.aspx/schneider-gv2l06_Datasheet1.pdf?A3889C9397807479A2A1C7A8BAA5959DB4AAC672B9AD62A0807BB389B3AB91A7B8AAB9B98365A098B6 | TESYS DECA CIRCUIT BREAKER MAGNETIC 3P 1.6A ROTARY HANDLE SCREW CLAMP TERMINALS | TeSys GV2 motor circuit breaker provides manual isolation, manual motor control and short circuit and thermal protection in 45 mm standard width. | Type of control element | Turn button
| 4 | Circuit Breakers and Fuses | Circuit Breakers | Motor Protection Circuit Breakers | TESYS DECA CIRCUIT BREAKER MAGNETIC 3P 1.6A ROTARY HANDLE | 2006498 | GV2L06 | SCHNEIDER ELECTRIC | 2750 | https://pim-kvc.soneparsea.com:3443/PictureServer/default.aspx/schneider-gv2l06_Image1.jpg?A3889C9397807479A2A1C7A8BAA5959DB4AAC672B9AD62A0807BB38EBF9897998173BEB5B9 | https://pim-kvc.soneparsea.com:3443/PictureServer/default.aspx/schneider-gv2l06_Datasheet1.pdf?A3889C9397807479A2A1C7A8BAA5959DB4AAC672B9AD62A0807BB389B3AB91A7B8AAB9B98365A098B6 | TESYS DECA CIRCUIT BREAKER MAGNETIC 3P 1.6A ROTARY HANDLE SCREW CLAMP TERMINALS | TeSys GV2 motor circuit breaker provides manual isolation, manual motor control and short circuit and thermal protection in 45 mm standard width. | Device construction | Complete device in housing
| 4 | Circuit Breakers and Fuses | Circuit Breakers | Motor Protection Circuit Breakers | TESYS DECA CIRCUIT BREAKER MAGNETIC 3P 1.6A ROTARY HANDLE | 2006498 | GV2L06 | SCHNEIDER ELECTRIC | 2750 | https://pim-kvc.soneparsea.com:3443/PictureServer/default.aspx/schneider-gv2l06_Image1.jpg?A3889C9397807479A2A1C7A8BAA5959DB4AAC672B9AD62A0807BB38EBF9897998173BEB5B9 | https://pim-kvc.soneparsea.com:3443/PictureServer/default.aspx/schneider-gv2l06_Datasheet1.pdf?A3889C9397807479A2A1C7A8BAA5959DB4AAC672B9AD62A0807BB389B3AB91A7B8AAB9B98365A098B6 | TESYS DECA CIRCUIT BREAKER MAGNETIC 3P 1.6A ROTARY HANDLE SCREW CLAMP TERMINALS | TeSys GV2 motor circuit breaker provides manual isolation, manual motor control and short circuit and thermal protection in 45 mm standard width. | With integrated auxiliary switch | no
| 4 | Circuit Breakers and Fuses | Circuit Breakers | Motor Protection Circuit Breakers | TESYS DECA CIRCUIT BREAKER MAGNETIC 3P 1.6A ROTARY HANDLE | 2006498 | GV2L06 | SCHNEIDER ELECTRIC | 2750 | https://pim-kvc.soneparsea.com:3443/PictureServer/default.aspx/schneider-gv2l06_Image1.jpg?A3889C9397807479A2A1C7A8BAA5959DB4AAC672B9AD62A0807BB38EBF9897998173BEB5B9 | https://pim-kvc.soneparsea.com:3443/PictureServer/default.aspx/schneider-gv2l06_Datasheet1.pdf?A3889C9397807479A2A1C7A8BAA5959DB4AAC672B9AD62A0807BB389B3AB91A7B8AAB9B98365A098B6 | TESYS DECA CIRCUIT BREAKER MAGNETIC 3P 1.6A ROTARY HANDLE SCREW CLAMP TERMINALS | TeSys GV2 motor circuit breaker provides manual isolation, manual motor control and short circuit and thermal protection in 45 mm standard width. | With integrated under voltage release | no
| 4 | Circuit Breakers and Fuses | Circuit Breakers | Motor Protection Circuit Breakers | TESYS DECA CIRCUIT BREAKER MAGNETIC 3P 1.6A ROTARY HANDLE | 2006498 | GV2L06 | SCHNEIDER ELECTRIC | 2750 | https://pim-kvc.soneparsea.com:3443/PictureServer/default.aspx/schneider-gv2l06_Image1.jpg?A3889C9397807479A2A1C7A8BAA5959DB4AAC672B9AD62A0807BB38EBF9897998173BEB5B9 | https://pim-kvc.soneparsea.com:3443/PictureServer/default.aspx/schneider-gv2l06_Datasheet1.pdf?A3889C9397807479A2A1C7A8BAA5959DB4AAC672B9AD62A0807BB389B3AB91A7B8AAB9B98365A098B6 | TESYS DECA CIRCUIT BREAKER MAGNETIC 3P 1.6A ROTARY HANDLE SCREW CLAMP TERMINALS | TeSys GV2 motor circuit breaker provides manual isolation, manual motor control and short circuit and thermal protection in 45 mm standard width. | Number of poles | 3
| 4 | Circuit Breakers and Fuses | Circuit Breakers | Motor Protection Circuit Breakers | TESYS DECA CIRCUIT BREAKER MAGNETIC 3P 1.6A ROTARY HANDLE | 2006498 | GV2L06 | SCHNEIDER ELECTRIC | 2750 | https://pim-kvc.soneparsea.com:3443/PictureServer/default.aspx/schneider-gv2l06_Image1.jpg?A3889C9397807479A2A1C7A8BAA5959DB4AAC672B9AD62A0807BB38EBF9897998173BEB5B9 | https://pim-kvc.soneparsea.com:3443/PictureServer/default.aspx/schneider-gv2l06_Datasheet1.pdf?A3889C9397807479A2A1C7A8BAA5959DB4AAC672B9AD62A0807BB389B3AB91A7B8AAB9B98365A098B6 | TESYS DECA CIRCUIT BREAKER MAGNETIC 3P 1.6A ROTARY HANDLE SCREW CLAMP TERMINALS | TeSys GV2 motor circuit breaker provides manual isolation, manual motor control and short circuit and thermal protection in 45 mm standard width. | Rated short-circuit breaking capacity lcu at 400 V, AC | 100kA
| 4 | Circuit Breakers and Fuses | Circuit Breakers | Motor Protection Circuit Breakers | TESYS DECA CIRCUIT BREAKER MAGNETIC 3P 1.6A ROTARY HANDLE | 2006498 | GV2L06 | SCHNEIDER ELECTRIC | 2750 | https://pim-kvc.soneparsea.com:3443/PictureServer/default.aspx/schneider-gv2l06_Image1.jpg?A3889C9397807479A2A1C7A8BAA5959DB4AAC672B9AD62A0807BB38EBF9897998173BEB5B9 | https://pim-kvc.soneparsea.com:3443/PictureServer/default.aspx/schneider-gv2l06_Datasheet1.pdf?A3889C9397807479A2A1C7A8BAA5959DB4AAC672B9AD62A0807BB389B3AB91A7B8AAB9B98365A098B6 | TESYS DECA CIRCUIT BREAKER MAGNETIC 3P 1.6A ROTARY HANDLE SCREW CLAMP TERMINALS | TeSys GV2 motor circuit breaker provides manual isolation, manual motor control and short circuit and thermal protection in 45 mm standard width. | Degree of protection (IP) | IP20
| 4 | Circuit Breakers and Fuses | Circuit Breakers | Motor Protection Circuit Breakers | TESYS DECA CIRCUIT BREAKER MAGNETIC 3P 1.6A ROTARY HANDLE | 2006498 | GV2L06 | SCHNEIDER ELECTRIC | 2750 | https://pim-kvc.soneparsea.com:3443/PictureServer/default.aspx/schneider-gv2l06_Image1.jpg?A3889C9397807479A2A1C7A8BAA5959DB4AAC672B9AD62A0807BB38EBF9897998173BEB5B9 | https://pim-kvc.soneparsea.com:3443/PictureServer/default.aspx/schneider-gv2l06_Datasheet1.pdf?A3889C9397807479A2A1C7A8BAA5959DB4AAC672B9AD62A0807BB389B3AB91A7B8AAB9B98365A098B6 | TESYS DECA CIRCUIT BREAKER MAGNETIC 3P 1.6A ROTARY HANDLE SCREW CLAMP TERMINALS | TeSys GV2 motor circuit breaker provides manual isolation, manual motor control and short circuit and thermal protection in 45 mm standard width. | Height | 89mm
| 4 | Circuit Breakers and Fuses | Circuit Breakers | Motor Protection Circuit Breakers | TESYS DECA CIRCUIT BREAKER MAGNETIC 3P 1.6A ROTARY HANDLE | 2006498 | GV2L06 | SCHNEIDER ELECTRIC | 2750 | https://pim-kvc.soneparsea.com:3443/PictureServer/default.aspx/schneider-gv2l06_Image1.jpg?A3889C9397807479A2A1C7A8BAA5959DB4AAC672B9AD62A0807BB38EBF9897998173BEB5B9 | https://pim-kvc.soneparsea.com:3443/PictureServer/default.aspx/schneider-gv2l06_Datasheet1.pdf?A3889C9397807479A2A1C7A8BAA5959DB4AAC672B9AD62A0807BB389B3AB91A7B8AAB9B98365A098B6 | TESYS DECA CIRCUIT BREAKER MAGNETIC 3P 1.6A ROTARY HANDLE SCREW CLAMP TERMINALS | TeSys GV2 motor circuit breaker provides manual isolation, manual motor control and short circuit and thermal protection in 45 mm standard width. | Width | 45mm
| 4 | Circuit Breakers and Fuses | Circuit Breakers | Motor Protection Circuit Breakers | TESYS DECA CIRCUIT BREAKER MAGNETIC 3P 1.6A ROTARY HANDLE | 2006498 | GV2L06 | SCHNEIDER ELECTRIC | 2750 | https://pim-kvc.soneparsea.com:3443/PictureServer/default.aspx/schneider-gv2l06_Image1.jpg?A3889C9397807479A2A1C7A8BAA5959DB4AAC672B9AD62A0807BB38EBF9897998173BEB5B9 | https://pim-kvc.soneparsea.com:3443/PictureServer/default.aspx/schneider-gv2l06_Datasheet1.pdf?A3889C9397807479A2A1C7A8BAA5959DB4AAC672B9AD62A0807BB389B3AB91A7B8AAB9B98365A098B6 | TESYS DECA CIRCUIT BREAKER MAGNETIC 3P 1.6A ROTARY HANDLE SCREW CLAMP TERMINALS | TeSys GV2 motor circuit breaker provides manual isolation, manual motor control and short circuit and thermal protection in 45 mm standard width. | Depth | 97mm
| 4 | Circuit Breakers and Fuses | Circuit Breakers | Motor Protection Circuit Breakers | TESYS DECA CIRCUIT BREAKER MAGNETIC 3P 1.6A ROTARY HANDLE | 2006498 | GV2L06 | SCHNEIDER ELECTRIC | 2750 | https://pim-kvc.soneparsea.com:3443/PictureServer/default.aspx/schneider-gv2l06_Image1.jpg?A3889C9397807479A2A1C7A8BAA5959DB4AAC672B9AD62A0807BB38EBF9897998173BEB5B9 | https://pim-kvc.soneparsea.com:3443/PictureServer/default.aspx/schneider-gv2l06_Datasheet1.pdf?A3889C9397807479A2A1C7A8BAA5959DB4AAC672B9AD62A0807BB389B3AB91A7B8AAB9B98365A098B6 | TESYS DECA CIRCUIT BREAKER MAGNETIC 3P 1.6A ROTARY HANDLE SCREW CLAMP TERMINALS | TeSys GV2 motor circuit breaker provides manual isolation, manual motor control and short circuit and thermal protection in 45 mm standard width. | Overload release current setting | 1.6...1.6A
| 4 | Circuit Breakers and Fuses | Circuit Breakers | Motor Protection Circuit Breakers | TESYS DECA CIRCUIT BREAKER MAGNETIC 3P 1.6A ROTARY HANDLE | 2006498 | GV2L06 | SCHNEIDER ELECTRIC | 2750 | https://pim-kvc.soneparsea.com:3443/PictureServer/default.aspx/schneider-gv2l06_Image1.jpg?A3889C9397807479A2A1C7A8BAA5959DB4AAC672B9AD62A0807BB38EBF9897998173BEB5B9 | https://pim-kvc.soneparsea.com:3443/PictureServer/default.aspx/schneider-gv2l06_Datasheet1.pdf?A3889C9397807479A2A1C7A8BAA5959DB4AAC672B9AD62A0807BB389B3AB91A7B8AAB9B98365A098B6 | TESYS DECA CIRCUIT BREAKER MAGNETIC 3P 1.6A ROTARY HANDLE SCREW CLAMP TERMINALS | TeSys GV2 motor circuit breaker provides manual isolation, manual motor control and short circuit and thermal protection in 45 mm standard width. | Adjustment range undelayed short-circuit release | 22.5...22.5A
| 4 | Circuit Breakers and Fuses | Circuit Breakers | Motor Protection Circuit Breakers | TESYS DECA CIRCUIT BREAKER MAGNETIC 3P 1.6A ROTARY HANDLE | 2006498 | GV2L06 | SCHNEIDER ELECTRIC | 2750 | https://pim-kvc.soneparsea.com:3443/PictureServer/default.aspx/schneider-gv2l06_Image1.jpg?A3889C9397807479A2A1C7A8BAA5959DB4AAC672B9AD62A0807BB38EBF9897998173BEB5B9 | https://pim-kvc.soneparsea.com:3443/PictureServer/default.aspx/schneider-gv2l06_Datasheet1.pdf?A3889C9397807479A2A1C7A8BAA5959DB4AAC672B9AD62A0807BB389B3AB91A7B8AAB9B98365A098B6 | TESYS DECA CIRCUIT BREAKER MAGNETIC 3P 1.6A ROTARY HANDLE SCREW CLAMP TERMINALS | TeSys GV2 motor circuit breaker provides manual isolation, manual motor control and short circuit and thermal protection in 45 mm standard width. | With thermal protection | no
| 4 | Circuit Breakers and Fuses | Circuit Breakers | Motor Protection Circuit Breakers | TESYS DECA CIRCUIT BREAKER MAGNETIC 3P 1.6A ROTARY HANDLE | 2006498 | GV2L06 | SCHNEIDER ELECTRIC | 2750 | https://pim-kvc.soneparsea.com:3443/PictureServer/default.aspx/schneider-gv2l06_Image1.jpg?A3889C9397807479A2A1C7A8BAA5959DB4AAC672B9AD62A0807BB38EBF9897998173BEB5B9 | https://pim-kvc.soneparsea.com:3443/PictureServer/default.aspx/schneider-gv2l06_Datasheet1.pdf?A3889C9397807479A2A1C7A8BAA5959DB4AAC672B9AD62A0807BB389B3AB91A7B8AAB9B98365A098B6 | TESYS DECA CIRCUIT BREAKER MAGNETIC 3P 1.6A ROTARY HANDLE SCREW CLAMP TERMINALS | TeSys GV2 motor circuit breaker provides manual isolation, manual motor control and short circuit and thermal protection in 45 mm standard width. | Phase failure sensitive | yes
| 4 | Circuit Breakers and Fuses | Circuit Breakers | Motor Protection Circuit Breakers | TESYS DECA CIRCUIT BREAKER MAGNETIC 3P 1.6A ROTARY HANDLE | 2006498 | GV2L06 | SCHNEIDER ELECTRIC | 2750 | https://pim-kvc.soneparsea.com:3443/PictureServer/default.aspx/schneider-gv2l06_Image1.jpg?A3889C9397807479A2A1C7A8BAA5959DB4AAC672B9AD62A0807BB38EBF9897998173BEB5B9 | https://pim-kvc.soneparsea.com:3443/PictureServer/default.aspx/schneider-gv2l06_Datasheet1.pdf?A3889C9397807479A2A1C7A8BAA5959DB4AAC672B9AD62A0807BB389B3AB91A7B8AAB9B98365A098B6 | TESYS DECA CIRCUIT BREAKER MAGNETIC 3P 1.6A ROTARY HANDLE SCREW CLAMP TERMINALS | TeSys GV2 motor circuit breaker provides manual isolation, manual motor control and short circuit and thermal protection in 45 mm standard width. | Switch off technique | Magnetic
| 4 | Circuit Breakers and Fuses | Circuit Breakers | Motor Protection Circuit Breakers | TESYS DECA CIRCUIT BREAKER MAGNETIC 3P 1.6A ROTARY HANDLE | 2006498 | GV2L06 | SCHNEIDER ELECTRIC | 2750 | https://pim-kvc.soneparsea.com:3443/PictureServer/default.aspx/schneider-gv2l06_Image1.jpg?A3889C9397807479A2A1C7A8BAA5959DB4AAC672B9AD62A0807BB38EBF9897998173BEB5B9 | https://pim-kvc.soneparsea.com:3443/PictureServer/default.aspx/schneider-gv2l06_Datasheet1.pdf?A3889C9397807479A2A1C7A8BAA5959DB4AAC672B9AD62A0807BB389B3AB91A7B8AAB9B98365A098B6 | TESYS DECA CIRCUIT BREAKER MAGNETIC 3P 1.6A ROTARY HANDLE SCREW CLAMP TERMINALS | TeSys GV2 motor circuit breaker provides manual isolation, manual motor control and short circuit and thermal protection in 45 mm standard width. | Rated operating voltage | 690...690V
| 4 | Circuit Breakers and Fuses | Circuit Breakers | Motor Protection Circuit Breakers | TESYS DECA CIRCUIT BREAKER MAGNETIC 3P 1.6A ROTARY HANDLE | 2006498 | GV2L06 | SCHNEIDER ELECTRIC | 2750 | https://pim-kvc.soneparsea.com:3443/PictureServer/default.aspx/schneider-gv2l06_Image1.jpg?A3889C9397807479A2A1C7A8BAA5959DB4AAC672B9AD62A0807BB38EBF9897998173BEB5B9 | https://pim-kvc.soneparsea.com:3443/PictureServer/default.aspx/schneider-gv2l06_Datasheet1.pdf?A3889C9397807479A2A1C7A8BAA5959DB4AAC672B9AD62A0807BB389B3AB91A7B8AAB9B98365A098B6 | TESYS DECA CIRCUIT BREAKER MAGNETIC 3P 1.6A ROTARY HANDLE SCREW CLAMP TERMINALS | TeSys GV2 motor circuit breaker provides manual isolation, manual motor control and short circuit and thermal protection in 45 mm standard width. | Rated permanent current Iu | 1.6A
| 4 | Circuit Breakers and Fuses | Circuit Breakers | Motor Protection Circuit Breakers | TESYS DECA CIRCUIT BREAKER MAGNETIC 3P 1.6A ROTARY HANDLE | 2006498 | GV2L06 | SCHNEIDER ELECTRIC | 2750 | https://pim-kvc.soneparsea.com:3443/PictureServer/default.aspx/schneider-gv2l06_Image1.jpg?A3889C9397807479A2A1C7A8BAA5959DB4AAC672B9AD62A0807BB38EBF9897998173BEB5B9 | https://pim-kvc.soneparsea.com:3443/PictureServer/default.aspx/schneider-gv2l06_Datasheet1.pdf?A3889C9397807479A2A1C7A8BAA5959DB4AAC672B9AD62A0807BB389B3AB91A7B8AAB9B98365A098B6 | TESYS DECA CIRCUIT BREAKER MAGNETIC 3P 1.6A ROTARY HANDLE SCREW CLAMP TERMINALS | TeSys GV2 motor circuit breaker provides manual isolation, manual motor control and short circuit and thermal protection in 45 mm standard width. | Rated operation power at AC-3, 230 V | 0.25kW
| 4 | Circuit Breakers and Fuses | Circuit Breakers | Motor Protection Circuit Breakers | TESYS DECA CIRCUIT BREAKER MAGNETIC 3P 1.6A ROTARY HANDLE | 2006498 | GV2L06 | SCHNEIDER ELECTRIC | 2750 | https://pim-kvc.soneparsea.com:3443/PictureServer/default.aspx/schneider-gv2l06_Image1.jpg?A3889C9397807479A2A1C7A8BAA5959DB4AAC672B9AD62A0807BB38EBF9897998173BEB5B9 | https://pim-kvc.soneparsea.com:3443/PictureServer/default.aspx/schneider-gv2l06_Datasheet1.pdf?A3889C9397807479A2A1C7A8BAA5959DB4AAC672B9AD62A0807BB389B3AB91A7B8AAB9B98365A098B6 | TESYS DECA CIRCUIT BREAKER MAGNETIC 3P 1.6A ROTARY HANDLE SCREW CLAMP TERMINALS | TeSys GV2 motor circuit breaker provides manual isolation, manual motor control and short circuit and thermal protection in 45 mm standard width. | Rated operation power at AC-3, 400 V | 0.55kW
| 4 | Circuit Breakers and Fuses | Circuit Breakers | Motor Protection Circuit Breakers | TESYS DECA CIRCUIT BREAKER MAGNETIC 3P 1.6A ROTARY HANDLE | 2006498 | GV2L06 | SCHNEIDER ELECTRIC | 2750 | https://pim-kvc.soneparsea.com:3443/PictureServer/default.aspx/schneider-gv2l06_Image1.jpg?A3889C9397807479A2A1C7A8BAA5959DB4AAC672B9AD62A0807BB38EBF9897998173BEB5B9 | https://pim-kvc.soneparsea.com:3443/PictureServer/default.aspx/schneider-gv2l06_Datasheet1.pdf?A3889C9397807479A2A1C7A8BAA5959DB4AAC672B9AD62A0807BB389B3AB91A7B8AAB9B98365A098B6 | TESYS DECA CIRCUIT BREAKER MAGNETIC 3P 1.6A ROTARY HANDLE SCREW CLAMP TERMINALS | TeSys GV2 motor circuit breaker provides manual isolation, manual motor control and short circuit and thermal protection in 45 mm standard width. | Type of electrical connection of main circuit | Screw connection
| 4 | Circuit Breakers and Fuses | Circuit Breakers | Motor Protection Circuit Breakers | TESYS DECA CIRCUIT BREAKER MAGNETIC 3P 1.6A ROTARY HANDLE | 2006498 | GV2L06 | SCHNEIDER ELECTRIC | 2750 | https://pim-kvc.soneparsea.com:3443/PictureServer/default.aspx/schneider-gv2l06_Image1.jpg?A3889C9397807479A2A1C7A8BAA5959DB4AAC672B9AD62A0807BB38EBF9897998173BEB5B9 | https://pim-kvc.soneparsea.com:3443/PictureServer/default.aspx/schneider-gv2l06_Datasheet1.pdf?A3889C9397807479A2A1C7A8BAA5959DB4AAC672B9AD62A0807BB389B3AB91A7B8AAB9B98365A098B6 | TESYS DECA CIRCUIT BREAKER MAGNETIC 3P 1.6A ROTARY HANDLE SCREW CLAMP TERMINALS | TeSys GV2 motor circuit breaker provides manual isolation, manual motor control and short circuit and thermal protection in 45 mm standard width. | Type of control element | Turn button
| 4 | Circuit Breakers and Fuses | Circuit Breakers | Motor Protection Circuit Breakers | TESYS DECA CIRCUIT BREAKER MAGNETIC 3P 1.6A ROTARY HANDLE | 2006498 | GV2L06 | SCHNEIDER ELECTRIC | 2750 | https://pim-kvc.soneparsea.com:3443/PictureServer/default.aspx/schneider-gv2l06_Image1.jpg?A3889C9397807479A2A1C7A8BAA5959DB4AAC672B9AD62A0807BB38EBF9897998173BEB5B9 | https://pim-kvc.soneparsea.com:3443/PictureServer/default.aspx/schneider-gv2l06_Datasheet1.pdf?A3889C9397807479A2A1C7A8BAA5959DB4AAC672B9AD62A0807BB389B3AB91A7B8AAB9B98365A098B6 | TESYS DECA CIRCUIT BREAKER MAGNETIC 3P 1.6A ROTARY HANDLE SCREW CLAMP TERMINALS | TeSys GV2 motor circuit breaker provides manual isolation, manual motor control and short circuit and thermal protection in 45 mm standard width. | Device construction | Complete device in housing
| 4 | Circuit Breakers and Fuses | Circuit Breakers | Motor Protection Circuit Breakers | TESYS DECA CIRCUIT BREAKER MAGNETIC 3P 1.6A ROTARY HANDLE | 2006498 | GV2L06 | SCHNEIDER ELECTRIC | 2750 | https://pim-kvc.soneparsea.com:3443/PictureServer/default.aspx/schneider-gv2l06_Image1.jpg?A3889C9397807479A2A1C7A8BAA5959DB4AAC672B9AD62A0807BB38EBF9897998173BEB5B9 | https://pim-kvc.soneparsea.com:3443/PictureServer/default.aspx/schneider-gv2l06_Datasheet1.pdf?A3889C9397807479A2A1C7A8BAA5959DB4AAC672B9AD62A0807BB389B3AB91A7B8AAB9B98365A098B6 | TESYS DECA CIRCUIT BREAKER MAGNETIC 3P 1.6A ROTARY HANDLE SCREW CLAMP TERMINALS | TeSys GV2 motor circuit breaker provides manual isolation, manual motor control and short circuit and thermal protection in 45 mm standard width. | With integrated auxiliary switch | no
| 4 | Circuit Breakers and Fuses | Circuit Breakers | Motor Protection Circuit Breakers | TESYS DECA CIRCUIT BREAKER MAGNETIC 3P 1.6A ROTARY HANDLE | 2006498 | GV2L06 | SCHNEIDER ELECTRIC | 2750 | https://pim-kvc.soneparsea.com:3443/PictureServer/default.aspx/schneider-gv2l06_Image1.jpg?A3889C9397807479A2A1C7A8BAA5959DB4AAC672B9AD62A0807BB38EBF9897998173BEB5B9 | https://pim-kvc.soneparsea.com:3443/PictureServer/default.aspx/schneider-gv2l06_Datasheet1.pdf?A3889C9397807479A2A1C7A8BAA5959DB4AAC672B9AD62A0807BB389B3AB91A7B8AAB9B98365A098B6 | TESYS DECA CIRCUIT BREAKER MAGNETIC 3P 1.6A ROTARY HANDLE SCREW CLAMP TERMINALS | TeSys GV2 motor circuit breaker provides manual isolation, manual motor control and short circuit and thermal protection in 45 mm standard width. | With integrated under voltage release | no
| 4 | Circuit Breakers and Fuses | Circuit Breakers | Motor Protection Circuit Breakers | TESYS DECA CIRCUIT BREAKER MAGNETIC 3P 1.6A ROTARY HANDLE | 2006498 | GV2L06 | SCHNEIDER ELECTRIC | 2750 | https://pim-kvc.soneparsea.com:3443/PictureServer/default.aspx/schneider-gv2l06_Image1.jpg?A3889C9397807479A2A1C7A8BAA5959DB4AAC672B9AD62A0807BB38EBF9897998173BEB5B9 | https://pim-kvc.soneparsea.com:3443/PictureServer/default.aspx/schneider-gv2l06_Datasheet1.pdf?A3889C9397807479A2A1C7A8BAA5959DB4AAC672B9AD62A0807BB389B3AB91A7B8AAB9B98365A098B6 | TESYS DECA CIRCUIT BREAKER MAGNETIC 3P 1.6A ROTARY HANDLE SCREW CLAMP TERMINALS | TeSys GV2 motor circuit breaker provides manual isolation, manual motor control and short circuit and thermal protection in 45 mm standard width. | Number of poles | 3
| 4 | Circuit Breakers and Fuses | Circuit Breakers | Motor Protection Circuit Breakers | TESYS DECA CIRCUIT BREAKER MAGNETIC 3P 1.6A ROTARY HANDLE | 2006498 | GV2L06 | SCHNEIDER ELECTRIC | 2750 | https://pim-kvc.soneparsea.com:3443/PictureServer/default.aspx/schneider-gv2l06_Image1.jpg?A3889C9397807479A2A1C7A8BAA5959DB4AAC672B9AD62A0807BB38EBF9897998173BEB5B9 | https://pim-kvc.soneparsea.com:3443/PictureServer/default.aspx/schneider-gv2l06_Datasheet1.pdf?A3889C9397807479A2A1C7A8BAA5959DB4AAC672B9AD62A0807BB389B3AB91A7B8AAB9B98365A098B6 | TESYS DECA CIRCUIT BREAKER MAGNETIC 3P 1.6A ROTARY HANDLE SCREW CLAMP TERMINALS | TeSys GV2 motor circuit breaker provides manual isolation, manual motor control and short circuit and thermal protection in 45 mm standard width. | Rated short-circuit breaking capacity lcu at 400 V, AC | 100kA
| 4 | Circuit Breakers and Fuses | Circuit Breakers | Motor Protection Circuit Breakers | TESYS DECA CIRCUIT BREAKER MAGNETIC 3P 1.6A ROTARY HANDLE | 2006498 | GV2L06 | SCHNEIDER ELECTRIC | 2750 | https://pim-kvc.soneparsea.com:3443/PictureServer/default.aspx/schneider-gv2l06_Image1.jpg?A3889C9397807479A2A1C7A8BAA5959DB4AAC672B9AD62A0807BB38EBF9897998173BEB5B9 | https://pim-kvc.soneparsea.com:3443/PictureServer/default.aspx/schneider-gv2l06_Datasheet1.pdf?A3889C9397807479A2A1C7A8BAA5959DB4AAC672B9AD62A0807BB389B3AB91A7B8AAB9B98365A098B6 | TESYS DECA CIRCUIT BREAKER MAGNETIC 3P 1.6A ROTARY HANDLE SCREW CLAMP TERMINALS | TeSys GV2 motor circuit breaker provides manual isolation, manual motor control and short circuit and thermal protection in 45 mm standard width. | Degree of protection (IP) | IP20
| 4 | Circuit Breakers and Fuses | Circuit Breakers | Motor Protection Circuit Breakers | TESYS DECA CIRCUIT BREAKER MAGNETIC 3P 1.6A ROTARY HANDLE | 2006498 | GV2L06 | SCHNEIDER ELECTRIC | 2750 | https://pim-kvc.soneparsea.com:3443/PictureServer/default.aspx/schneider-gv2l06_Image1.jpg?A3889C9397807479A2A1C7A8BAA5959DB4AAC672B9AD62A0807BB38EBF9897998173BEB5B9 | https://pim-kvc.soneparsea.com:3443/PictureServer/default.aspx/schneider-gv2l06_Datasheet1.pdf?A3889C9397807479A2A1C7A8BAA5959DB4AAC672B9AD62A0807BB389B3AB91A7B8AAB9B98365A098B6 | TESYS DECA CIRCUIT BREAKER MAGNETIC 3P 1.6A ROTARY HANDLE SCREW CLAMP TERMINALS | TeSys GV2 motor circuit breaker provides manual isolation, manual motor control and short circuit and thermal protection in 45 mm standard width. | Height | 89mm
| 4 | Circuit Breakers and Fuses | Circuit Breakers | Motor Protection Circuit Breakers | TESYS DECA CIRCUIT BREAKER MAGNETIC 3P 1.6A ROTARY HANDLE | 2006498 | GV2L06 | SCHNEIDER ELECTRIC | 2750 | https://pim-kvc.soneparsea.com:3443/PictureServer/default.aspx/schneider-gv2l06_Image1.jpg?A3889C9397807479A2A1C7A8BAA5959DB4AAC672B9AD62A0807BB38EBF9897998173BEB5B9 | https://pim-kvc.soneparsea.com:3443/PictureServer/default.aspx/schneider-gv2l06_Datasheet1.pdf?A3889C9397807479A2A1C7A8BAA5959DB4AAC672B9AD62A0807BB389B3AB91A7B8AAB9B98365A098B6 | TESYS DECA CIRCUIT BREAKER MAGNETIC 3P 1.6A ROTARY HANDLE SCREW CLAMP TERMINALS | TeSys GV2 motor circuit breaker provides manual isolation, manual motor control and short circuit and thermal protection in 45 mm standard width. | Width | 45mm
| 4 | Circuit Breakers and Fuses | Circuit Breakers | Motor Protection Circuit Breakers | TESYS DECA CIRCUIT BREAKER MAGNETIC 3P 1.6A ROTARY HANDLE | 2006498 | GV2L06 | SCHNEIDER ELECTRIC | 2750 | https://pim-kvc.soneparsea.com:3443/PictureServer/default.aspx/schneider-gv2l06_Image1.jpg?A3889C9397807479A2A1C7A8BAA5959DB4AAC672B9AD62A0807BB38EBF9897998173BEB5B9 | https://pim-kvc.soneparsea.com:3443/PictureServer/default.aspx/schneider-gv2l06_Datasheet1.pdf?A3889C9397807479A2A1C7A8BAA5959DB4AAC672B9AD62A0807BB389B3AB91A7B8AAB9B98365A098B6 | TESYS DECA CIRCUIT BREAKER MAGNETIC 3P 1.6A ROTARY HANDLE SCREW CLAMP TERMINALS | TeSys GV2 motor circuit breaker provides manual isolation, manual motor control and short circuit and thermal protection in 45 mm standard width. | Depth | 97mm
| 4 | Circuit Breakers and Fuses | Circuit Breakers | Motor Protection Circuit Breakers | TESYS DECA CIRCUIT BREAKER MAGNETIC 3P 1.6A ROTARY HANDLE | 2006498 | GV2L06 | SCHNEIDER ELECTRIC | 2750 | https://pim-kvc.soneparsea.com:3443/PictureServer/default.aspx/schneider-gv2l06_Image1.jpg?A3889C9397807479A2A1C7A8BAA5959DB4AAC672B9AD62A0807BB38EBF9897998173BEB5B9 | https://pim-kvc.soneparsea.com:3443/PictureServer/default.aspx/schneider-gv2l06_Datasheet1.pdf?A3889C9397807479A2A1C7A8BAA5959DB4AAC672B9AD62A0807BB389B3AB91A7B8AAB9B98365A098B6 | TESYS DECA CIRCUIT BREAKER MAGNETIC 3P 1.6A ROTARY HANDLE SCREW CLAMP TERMINALS | TeSys GV2 motor circuit breaker provides manual isolation, manual motor control and short circuit and thermal protection in 45 mm standard width. | Overload release current setting | 1.6...1.6A
| 4 | Circuit Breakers and Fuses | Circuit Breakers | Motor Protection Circuit Breakers | TESYS DECA CIRCUIT BREAKER MAGNETIC 3P 1.6A ROTARY HANDLE | 2006498 | GV2L06 | SCHNEIDER ELECTRIC | 2750 | https://pim-kvc.soneparsea.com:3443/PictureServer/default.aspx/schneider-gv2l06_Image1.jpg?A3889C9397807479A2A1C7A8BAA5959DB4AAC672B9AD62A0807BB38EBF9897998173BEB5B9 | https://pim-kvc.soneparsea.com:3443/PictureServer/default.aspx/schneider-gv2l06_Datasheet1.pdf?A3889C9397807479A2A1C7A8BAA5959DB4AAC672B9AD62A0807BB389B3AB91A7B8AAB9B98365A098B6 | TESYS DECA CIRCUIT BREAKER MAGNETIC 3P 1.6A ROTARY HANDLE SCREW CLAMP TERMINALS | TeSys GV2 motor circuit breaker provides manual isolation, manual motor control and short circuit and thermal protection in 45 mm standard width. | Adjustment range undelayed short-circuit release | 22.5...22.5A
| 4 | Circuit Breakers and Fuses | Circuit Breakers | Motor Protection Circuit Breakers | TESYS DECA CIRCUIT BREAKER MAGNETIC 3P 1.6A ROTARY HANDLE | 2006498 | GV2L06 | SCHNEIDER ELECTRIC | 2750 | https://pim-kvc.soneparsea.com:3443/PictureServer/default.aspx/schneider-gv2l06_Image1.jpg?A3889C9397807479A2A1C7A8BAA5959DB4AAC672B9AD62A0807BB38EBF9897998173BEB5B9 | https://pim-kvc.soneparsea.com:3443/PictureServer/default.aspx/schneider-gv2l06_Datasheet1.pdf?A3889C9397807479A2A1C7A8BAA5959DB4AAC672B9AD62A0807BB389B3AB91A7B8AAB9B98365A098B6 | TESYS DECA CIRCUIT BREAKER MAGNETIC 3P 1.6A ROTARY HANDLE SCREW CLAMP TERMINALS | TeSys GV2 motor circuit breaker provides manual isolation, manual motor control and short circuit and thermal protection in 45 mm standard width. | With thermal protection | no
| 4 | Circuit Breakers and Fuses | Circuit Breakers | Motor Protection Circuit Breakers | TESYS DECA CIRCUIT BREAKER MAGNETIC 3P 1.6A ROTARY HANDLE | 2006498 | GV2L06 | SCHNEIDER ELECTRIC | 2750 | https://pim-kvc.soneparsea.com:3443/PictureServer/default.aspx/schneider-gv2l06_Image1.jpg?A3889C9397807479A2A1C7A8BAA5959DB4AAC672B9AD62A0807BB38EBF9897998173BEB5B9 | https://pim-kvc.soneparsea.com:3443/PictureServer/default.aspx/schneider-gv2l06_Datasheet1.pdf?A3889C9397807479A2A1C7A8BAA5959DB4AAC672B9AD62A0807BB389B3AB91A7B8AAB9B98365A098B6 | TESYS DECA CIRCUIT BREAKER MAGNETIC 3P 1.6A ROTARY HANDLE SCREW CLAMP TERMINALS | TeSys GV2 motor circuit breaker provides manual isolation, manual motor control and short circuit and thermal protection in 45 mm standard width. | Phase failure sensitive | yes
| 4 | Circuit Breakers and Fuses | Circuit Breakers | Motor Protection Circuit Breakers | TESYS DECA CIRCUIT BREAKER MAGNETIC 3P 1.6A ROTARY HANDLE | 2006498 | GV2L06 | SCHNEIDER ELECTRIC | 2750 | https://pim-kvc.soneparsea.com:3443/PictureServer/default.aspx/schneider-gv2l06_Image1.jpg?A3889C9397807479A2A1C7A8BAA5959DB4AAC672B9AD62A0807BB38EBF9897998173BEB5B9 | https://pim-kvc.soneparsea.com:3443/PictureServer/default.aspx/schneider-gv2l06_Datasheet1.pdf?A3889C9397807479A2A1C7A8BAA5959DB4AAC672B9AD62A0807BB389B3AB91A7B8AAB9B98365A098B6 | TESYS DECA CIRCUIT BREAKER MAGNETIC 3P 1.6A ROTARY HANDLE SCREW CLAMP TERMINALS | TeSys GV2 motor circuit breaker provides manual isolation, manual motor control and short circuit and thermal protection in 45 mm standard width. | Switch off technique | Magnetic
| 4 | Circuit Breakers and Fuses | Circuit Breakers | Motor Protection Circuit Breakers | TESYS DECA CIRCUIT BREAKER MAGNETIC 3P 1.6A ROTARY HANDLE | 2006498 | GV2L06 | SCHNEIDER ELECTRIC | 2750 | https://pim-kvc.soneparsea.com:3443/PictureServer/default.aspx/schneider-gv2l06_Image1.jpg?A3889C9397807479A2A1C7A8BAA5959DB4AAC672B9AD62A0807BB38EBF9897998173BEB5B9 | https://pim-kvc.soneparsea.com:3443/PictureServer/default.aspx/schneider-gv2l06_Datasheet1.pdf?A3889C9397807479A2A1C7A8BAA5959DB4AAC672B9AD62A0807BB389B3AB91A7B8AAB9B98365A098B6 | TESYS DECA CIRCUIT BREAKER MAGNETIC 3P 1.6A ROTARY HANDLE SCREW CLAMP TERMINALS | TeSys GV2 motor circuit breaker provides manual isolation, manual motor control and short circuit and thermal protection in 45 mm standard width. | Rated operating voltage | 690...690V
| 4 | Circuit Breakers and Fuses | Circuit Breakers | Motor Protection Circuit Breakers | TESYS DECA CIRCUIT BREAKER MAGNETIC 3P 1.6A ROTARY HANDLE | 2006498 | GV2L06 | SCHNEIDER ELECTRIC | 2750 | https://pim-kvc.soneparsea.com:3443/PictureServer/default.aspx/schneider-gv2l06_Image1.jpg?A3889C9397807479A2A1C7A8BAA5959DB4AAC672B9AD62A0807BB38EBF9897998173BEB5B9 | https://pim-kvc.soneparsea.com:3443/PictureServer/default.aspx/schneider-gv2l06_Datasheet1.pdf?A3889C9397807479A2A1C7A8BAA5959DB4AAC672B9AD62A0807BB389B3AB91A7B8AAB9B98365A098B6 | TESYS DECA CIRCUIT BREAKER MAGNETIC 3P 1.6A ROTARY HANDLE SCREW CLAMP TERMINALS | TeSys GV2 motor circuit breaker provides manual isolation, manual motor control and short circuit and thermal protection in 45 mm standard width. | Rated permanent current Iu | 1.6A
| 4 | Circuit Breakers and Fuses | Circuit Breakers | Motor Protection Circuit Breakers | TESYS DECA CIRCUIT BREAKER MAGNETIC 3P 1.6A ROTARY HANDLE | 2006498 | GV2L06 | SCHNEIDER ELECTRIC | 2750 | https://pim-kvc.soneparsea.com:3443/PictureServer/default.aspx/schneider-gv2l06_Image1.jpg?A3889C9397807479A2A1C7A8BAA5959DB4AAC672B9AD62A0807BB38EBF9897998173BEB5B9 | https://pim-kvc.soneparsea.com:3443/PictureServer/default.aspx/schneider-gv2l06_Datasheet1.pdf?A3889C9397807479A2A1C7A8BAA5959DB4AAC672B9AD62A0807BB389B3AB91A7B8AAB9B98365A098B6 | TESYS DECA CIRCUIT BREAKER MAGNETIC 3P 1.6A ROTARY HANDLE SCREW CLAMP TERMINALS | TeSys GV2 motor circuit breaker provides manual isolation, manual motor control and short circuit and thermal protection in 45 mm standard width. | Rated operation power at AC-3, 230 V | 0.25kW
| 4 | Circuit Breakers and Fuses | Circuit Breakers | Motor Protection Circuit Breakers | TESYS DECA CIRCUIT BREAKER MAGNETIC 3P 1.6A ROTARY HANDLE | 2006498 | GV2L06 | SCHNEIDER ELECTRIC | 2750 | https://pim-kvc.soneparsea.com:3443/PictureServer/default.aspx/schneider-gv2l06_Image1.jpg?A3889C9397807479A2A1C7A8BAA5959DB4AAC672B9AD62A0807BB38EBF9897998173BEB5B9 | https://pim-kvc.soneparsea.com:3443/PictureServer/default.aspx/schneider-gv2l06_Datasheet1.pdf?A3889C9397807479A2A1C7A8BAA5959DB4AAC672B9AD62A0807BB389B3AB91A7B8AAB9B98365A098B6 | TESYS DECA CIRCUIT BREAKER MAGNETIC 3P 1.6A ROTARY HANDLE SCREW CLAMP TERMINALS | TeSys GV2 motor circuit breaker provides manual isolation, manual motor control and short circuit and thermal protection in 45 mm standard width. | Rated operation power at AC-3, 400 V | 0.55kW
| 4 | Circuit Breakers and Fuses | Circuit Breakers | Motor Protection Circuit Breakers | TESYS DECA CIRCUIT BREAKER MAGNETIC 3P 1.6A ROTARY HANDLE | 2006498 | GV2L06 | SCHNEIDER ELECTRIC | 2750 | https://pim-kvc.soneparsea.com:3443/PictureServer/default.aspx/schneider-gv2l06_Image1.jpg?A3889C9397807479A2A1C7A8BAA5959DB4AAC672B9AD62A0807BB38EBF9897998173BEB5B9 | https://pim-kvc.soneparsea.com:3443/PictureServer/default.aspx/schneider-gv2l06_Datasheet1.pdf?A3889C9397807479A2A1C7A8BAA5959DB4AAC672B9AD62A0807BB389B3AB91A7B8AAB9B98365A098B6 | TESYS DECA CIRCUIT BREAKER MAGNETIC 3P 1.6A ROTARY HANDLE SCREW CLAMP TERMINALS | TeSys GV2 motor circuit breaker provides manual isolation, manual motor control and short circuit and thermal protection in 45 mm standard width. | Type of electrical connection of main circuit | Screw connection
| 4 | Circuit Breakers and Fuses | Circuit Breakers | Motor Protection Circuit Breakers | TESYS DECA CIRCUIT BREAKER MAGNETIC 3P 1.6A ROTARY HANDLE | 2006498 | GV2L06 | SCHNEIDER ELECTRIC | 2750 | https://pim-kvc.soneparsea.com:3443/PictureServer/default.aspx/schneider-gv2l06_Image1.jpg?A3889C9397807479A2A1C7A8BAA5959DB4AAC672B9AD62A0807BB38EBF9897998173BEB5B9 | https://pim-kvc.soneparsea.com:3443/PictureServer/default.aspx/schneider-gv2l06_Datasheet1.pdf?A3889C9397807479A2A1C7A8BAA5959DB4AAC672B9AD62A0807BB389B3AB91A7B8AAB9B98365A098B6 | TESYS DECA CIRCUIT BREAKER MAGNETIC 3P 1.6A ROTARY HANDLE SCREW CLAMP TERMINALS | TeSys GV2 motor circuit breaker provides manual isolation, manual motor control and short circuit and thermal protection in 45 mm standard width. | Type of control element | Turn button
| 4 | Circuit Breakers and Fuses | Circuit Breakers | Motor Protection Circuit Breakers | TESYS DECA CIRCUIT BREAKER MAGNETIC 3P 1.6A ROTARY HANDLE | 2006498 | GV2L06 | SCHNEIDER ELECTRIC | 2750 | https://pim-kvc.soneparsea.com:3443/PictureServer/default.aspx/schneider-gv2l06_Image1.jpg?A3889C9397807479A2A1C7A8BAA5959DB4AAC672B9AD62A0807BB38EBF9897998173BEB5B9 | https://pim-kvc.soneparsea.com:3443/PictureServer/default.aspx/schneider-gv2l06_Datasheet1.pdf?A3889C9397807479A2A1C7A8BAA5959DB4AAC672B9AD62A0807BB389B3AB91A7B8AAB9B98365A098B6 | TESYS DECA CIRCUIT BREAKER MAGNETIC 3P 1.6A ROTARY HANDLE SCREW CLAMP TERMINALS | TeSys GV2 motor circuit breaker provides manual isolation, manual motor control and short circuit and thermal protection in 45 mm standard width. | Device construction | Complete device in housing
| 4 | Circuit Breakers and Fuses | Circuit Breakers | Motor Protection Circuit Breakers | TESYS DECA CIRCUIT BREAKER MAGNETIC 3P 1.6A ROTARY HANDLE | 2006498 | GV2L06 | SCHNEIDER ELECTRIC | 2750 | https://pim-kvc.soneparsea.com:3443/PictureServer/default.aspx/schneider-gv2l06_Image1.jpg?A3889C9397807479A2A1C7A8BAA5959DB4AAC672B9AD62A0807BB38EBF9897998173BEB5B9 | https://pim-kvc.soneparsea.com:3443/PictureServer/default.aspx/schneider-gv2l06_Datasheet1.pdf?A3889C9397807479A2A1C7A8BAA5959DB4AAC672B9AD62A0807BB389B3AB91A7B8AAB9B98365A098B6 | TESYS DECA CIRCUIT BREAKER MAGNETIC 3P 1.6A ROTARY HANDLE SCREW CLAMP TERMINALS | TeSys GV2 motor circuit breaker provides manual isolation, manual motor control and short circuit and thermal protection in 45 mm standard width. | With integrated auxiliary switch | no
| 4 | Circuit Breakers and Fuses | Circuit Breakers | Motor Protection Circuit Breakers | TESYS DECA CIRCUIT BREAKER MAGNETIC 3P 1.6A ROTARY HANDLE | 2006498 | GV2L06 | SCHNEIDER ELECTRIC | 2750 | https://pim-kvc.soneparsea.com:3443/PictureServer/default.aspx/schneider-gv2l06_Image1.jpg?A3889C9397807479A2A1C7A8BAA5959DB4AAC672B9AD62A0807BB38EBF9897998173BEB5B9 | https://pim-kvc.soneparsea.com:3443/PictureServer/default.aspx/schneider-gv2l06_Datasheet1.pdf?A3889C9397807479A2A1C7A8BAA5959DB4AAC672B9AD62A0807BB389B3AB91A7B8AAB9B98365A098B6 | TESYS DECA CIRCUIT BREAKER MAGNETIC 3P 1.6A ROTARY HANDLE SCREW CLAMP TERMINALS | TeSys GV2 motor circuit breaker provides manual isolation, manual motor control and short circuit and thermal protection in 45 mm standard width. | With integrated under voltage release | no
| 4 | Circuit Breakers and Fuses | Circuit Breakers | Motor Protection Circuit Breakers | TESYS DECA CIRCUIT BREAKER MAGNETIC 3P 1.6A ROTARY HANDLE | 2006498 | GV2L06 | SCHNEIDER ELECTRIC | 2750 | https://pim-kvc.soneparsea.com:3443/PictureServer/default.aspx/schneider-gv2l06_Image1.jpg?A3889C9397807479A2A1C7A8BAA5959DB4AAC672B9AD62A0807BB38EBF9897998173BEB5B9 | https://pim-kvc.soneparsea.com:3443/PictureServer/default.aspx/schneider-gv2l06_Datasheet1.pdf?A3889C9397807479A2A1C7A8BAA5959DB4AAC672B9AD62A0807BB389B3AB91A7B8AAB9B98365A098B6 | TESYS DECA CIRCUIT BREAKER MAGNETIC 3P 1.6A ROTARY HANDLE SCREW CLAMP TERMINALS | TeSys GV2 motor circuit breaker provides manual isolation, manual motor control and short circuit and thermal protection in 45 mm standard width. | Number of poles | 3
| 4 | Circuit Breakers and Fuses | Circuit Breakers | Motor Protection Circuit Breakers | TESYS DECA CIRCUIT BREAKER MAGNETIC 3P 1.6A ROTARY HANDLE | 2006498 | GV2L06 | SCHNEIDER ELECTRIC | 2750 | https://pim-kvc.soneparsea.com:3443/PictureServer/default.aspx/schneider-gv2l06_Image1.jpg?A3889C9397807479A2A1C7A8BAA5959DB4AAC672B9AD62A0807BB38EBF9897998173BEB5B9 | https://pim-kvc.soneparsea.com:3443/PictureServer/default.aspx/schneider-gv2l06_Datasheet1.pdf?A3889C9397807479A2A1C7A8BAA5959DB4AAC672B9AD62A0807BB389B3AB91A7B8AAB9B98365A098B6 | TESYS DECA CIRCUIT BREAKER MAGNETIC 3P 1.6A ROTARY HANDLE SCREW CLAMP TERMINALS | TeSys GV2 motor circuit breaker provides manual isolation, manual motor control and short circuit and thermal protection in 45 mm standard width. | Rated short-circuit breaking capacity lcu at 400 V, AC | 100kA
| 4 | Circuit Breakers and Fuses | Circuit Breakers | Motor Protection Circuit Breakers | TESYS DECA CIRCUIT BREAKER MAGNETIC 3P 1.6A ROTARY HANDLE | 2006498 | GV2L06 | SCHNEIDER ELECTRIC | 2750 | https://pim-kvc.soneparsea.com:3443/PictureServer/default.aspx/schneider-gv2l06_Image1.jpg?A3889C9397807479A2A1C7A8BAA5959DB4AAC672B9AD62A0807BB38EBF9897998173BEB5B9 | https://pim-kvc.soneparsea.com:3443/PictureServer/default.aspx/schneider-gv2l06_Datasheet1.pdf?A3889C9397807479A2A1C7A8BAA5959DB4AAC672B9AD62A0807BB389B3AB91A7B8AAB9B98365A098B6 | TESYS DECA CIRCUIT BREAKER MAGNETIC 3P 1.6A ROTARY HANDLE SCREW CLAMP TERMINALS | TeSys GV2 motor circuit breaker provides manual isolation, manual motor control and short circuit and thermal protection in 45 mm standard width. | Degree of protection (IP) | IP20
| 4 | Circuit Breakers and Fuses | Circuit Breakers | Motor Protection Circuit Breakers | TESYS DECA CIRCUIT BREAKER MAGNETIC 3P 1.6A ROTARY HANDLE | 2006498 | GV2L06 | SCHNEIDER ELECTRIC | 2750 | https://pim-kvc.soneparsea.com:3443/PictureServer/default.aspx/schneider-gv2l06_Image1.jpg?A3889C9397807479A2A1C7A8BAA5959DB4AAC672B9AD62A0807BB38EBF9897998173BEB5B9 | https://pim-kvc.soneparsea.com:3443/PictureServer/default.aspx/schneider-gv2l06_Datasheet1.pdf?A3889C9397807479A2A1C7A8BAA5959DB4AAC672B9AD62A0807BB389B3AB91A7B8AAB9B98365A098B6 | TESYS DECA CIRCUIT BREAKER MAGNETIC 3P 1.6A ROTARY HANDLE SCREW CLAMP TERMINALS | TeSys GV2 motor circuit breaker provides manual isolation, manual motor control and short circuit and thermal protection in 45 mm standard width. | Height | 89mm
| 4 | Circuit Breakers and Fuses | Circuit Breakers | Motor Protection Circuit Breakers | TESYS DECA CIRCUIT BREAKER MAGNETIC 3P 1.6A ROTARY HANDLE | 2006498 | GV2L06 | SCHNEIDER ELECTRIC | 2750 | https://pim-kvc.soneparsea.com:3443/PictureServer/default.aspx/schneider-gv2l06_Image1.jpg?A3889C9397807479A2A1C7A8BAA5959DB4AAC672B9AD62A0807BB38EBF9897998173BEB5B9 | https://pim-kvc.soneparsea.com:3443/PictureServer/default.aspx/schneider-gv2l06_Datasheet1.pdf?A3889C9397807479A2A1C7A8BAA5959DB4AAC672B9AD62A0807BB389B3AB91A7B8AAB9B98365A098B6 | TESYS DECA CIRCUIT BREAKER MAGNETIC 3P 1.6A ROTARY HANDLE SCREW CLAMP TERMINALS | TeSys GV2 motor circuit breaker provides manual isolation, manual motor control and short circuit and thermal protection in 45 mm standard width. | Width | 45mm
| 4 | Circuit Breakers and Fuses | Circuit Breakers | Motor Protection Circuit Breakers | TESYS DECA CIRCUIT BREAKER MAGNETIC 3P 1.6A ROTARY HANDLE | 2006498 | GV2L06 | SCHNEIDER ELECTRIC | 2750 | https://pim-kvc.soneparsea.com:3443/PictureServer/default.aspx/schneider-gv2l06_Image1.jpg?A3889C9397807479A2A1C7A8BAA5959DB4AAC672B9AD62A0807BB38EBF9897998173BEB5B9 | https://pim-kvc.soneparsea.com:3443/PictureServer/default.aspx/schneider-gv2l06_Datasheet1.pdf?A3889C9397807479A2A1C7A8BAA5959DB4AAC672B9AD62A0807BB389B3AB91A7B8AAB9B98365A098B6 | TESYS DECA CIRCUIT BREAKER MAGNETIC 3P 1.6A ROTARY HANDLE SCREW CLAMP TERMINALS | TeSys GV2 motor circuit breaker provides manual isolation, manual motor control and short circuit and thermal protection in 45 mm standard width. | Depth | 97mm
| 4 | Circuit Breakers and Fuses | Circuit Breakers | Motor Protection Circuit Breakers | TESYS DECA CIRCUIT BREAKER MAGNETIC 3P 1.6A ROTARY HANDLE | 2006498 | GV2L06 | SCHNEIDER ELECTRIC | 2750 | https://pim-kvc.soneparsea.com:3443/PictureServer/default.aspx/schneider-gv2l06_Image1.jpg?A3889C9397807479A2A1C7A8BAA5959DB4AAC672B9AD62A0807BB38EBF9897998173BEB5B9 | https://pim-kvc.soneparsea.com:3443/PictureServer/default.aspx/schneider-gv2l06_Datasheet1.pdf?A3889C9397807479A2A1C7A8BAA5959DB4AAC672B9AD62A0807BB389B3AB91A7B8AAB9B98365A098B6 | TESYS DECA CIRCUIT BREAKER MAGNETIC 3P 1.6A ROTARY HANDLE SCREW CLAMP TERMINALS | TeSys GV2 motor circuit breaker provides manual isolation, manual motor control and short circuit and thermal protection in 45 mm standard width. | Overload release current setting | 1.6...1.6A
| 4 | Circuit Breakers and Fuses | Circuit Breakers | Motor Protection Circuit Breakers | TESYS DECA CIRCUIT BREAKER MAGNETIC 3P 1.6A ROTARY HANDLE | 2006498 | GV2L06 | SCHNEIDER ELECTRIC | 2750 | https://pim-kvc.soneparsea.com:3443/PictureServer/default.aspx/schneider-gv2l06_Image1.jpg?A3889C9397807479A2A1C7A8BAA5959DB4AAC672B9AD62A0807BB38EBF9897998173BEB5B9 | https://pim-kvc.soneparsea.com:3443/PictureServer/default.aspx/schneider-gv2l06_Datasheet1.pdf?A3889C9397807479A2A1C7A8BAA5959DB4AAC672B9AD62A0807BB389B3AB91A7B8AAB9B98365A098B6 | TESYS DECA CIRCUIT BREAKER MAGNETIC 3P 1.6A ROTARY HANDLE SCREW CLAMP TERMINALS | TeSys GV2 motor circuit breaker provides manual isolation, manual motor control and short circuit and thermal protection in 45 mm standard width. | Adjustment range undelayed short-circuit release | 22.5...22.5A
| 4 | Circuit Breakers and Fuses | Circuit Breakers | Motor Protection Circuit Breakers | TESYS DECA CIRCUIT BREAKER MAGNETIC 3P 1.6A ROTARY HANDLE | 2006498 | GV2L06 | SCHNEIDER ELECTRIC | 2750 | https://pim-kvc.soneparsea.com:3443/PictureServer/default.aspx/schneider-gv2l06_Image1.jpg?A3889C9397807479A2A1C7A8BAA5959DB4AAC672B9AD62A0807BB38EBF9897998173BEB5B9 | https://pim-kvc.soneparsea.com:3443/PictureServer/default.aspx/schneider-gv2l06_Datasheet1.pdf?A3889C9397807479A2A1C7A8BAA5959DB4AAC672B9AD62A0807BB389B3AB91A7B8AAB9B98365A098B6 | TESYS DECA CIRCUIT BREAKER MAGNETIC 3P 1.6A ROTARY HANDLE SCREW CLAMP TERMINALS | TeSys GV2 motor circuit breaker provides manual isolation, manual motor control and short circuit and thermal protection in 45 mm standard width. | With thermal protection | no
| 4 | Circuit Breakers and Fuses | Circuit Breakers | Motor Protection Circuit Breakers | TESYS DECA CIRCUIT BREAKER MAGNETIC 3P 1.6A ROTARY HANDLE | 2006498 | GV2L06 | SCHNEIDER ELECTRIC | 2750 | https://pim-kvc.soneparsea.com:3443/PictureServer/default.aspx/schneider-gv2l06_Image1.jpg?A3889C9397807479A2A1C7A8BAA5959DB4AAC672B9AD62A0807BB38EBF9897998173BEB5B9 | https://pim-kvc.soneparsea.com:3443/PictureServer/default.aspx/schneider-gv2l06_Datasheet1.pdf?A3889C9397807479A2A1C7A8BAA5959DB4AAC672B9AD62A0807BB389B3AB91A7B8AAB9B98365A098B6 | TESYS DECA CIRCUIT BREAKER MAGNETIC 3P 1.6A ROTARY HANDLE SCREW CLAMP TERMINALS | TeSys GV2 motor circuit breaker provides manual isolation, manual motor control and short circuit and thermal protection in 45 mm standard width. | Phase failure sensitive | yes
| 4 | Circuit Breakers and Fuses | Circuit Breakers | Motor Protection Circuit Breakers | TESYS DECA CIRCUIT BREAKER MAGNETIC 3P 1.6A ROTARY HANDLE | 2006498 | GV2L06 | SCHNEIDER ELECTRIC | 2750 | https://pim-kvc.soneparsea.com:3443/PictureServer/default.aspx/schneider-gv2l06_Image1.jpg?A3889C9397807479A2A1C7A8BAA5959DB4AAC672B9AD62A0807BB38EBF9897998173BEB5B9 | https://pim-kvc.soneparsea.com:3443/PictureServer/default.aspx/schneider-gv2l06_Datasheet1.pdf?A3889C9397807479A2A1C7A8BAA5959DB4AAC672B9AD62A0807BB389B3AB91A7B8AAB9B98365A098B6 | TESYS DECA CIRCUIT BREAKER MAGNETIC 3P 1.6A ROTARY HANDLE SCREW CLAMP TERMINALS | TeSys GV2 motor circuit breaker provides manual isolation, manual motor control and short circuit and thermal protection in 45 mm standard width. | Switch off technique | Magnetic
| 4 | Circuit Breakers and Fuses | Circuit Breakers | Motor Protection Circuit Breakers | TESYS DECA CIRCUIT BREAKER MAGNETIC 3P 1.6A ROTARY HANDLE | 2006498 | GV2L06 | SCHNEIDER ELECTRIC | 2750 | https://pim-kvc.soneparsea.com:3443/PictureServer/default.aspx/schneider-gv2l06_Image1.jpg?A3889C9397807479A2A1C7A8BAA5959DB4AAC672B9AD62A0807BB38EBF9897998173BEB5B9 | https://pim-kvc.soneparsea.com:3443/PictureServer/default.aspx/schneider-gv2l06_Datasheet1.pdf?A3889C9397807479A2A1C7A8BAA5959DB4AAC672B9AD62A0807BB389B3AB91A7B8AAB9B98365A098B6 | TESYS DECA CIRCUIT BREAKER MAGNETIC 3P 1.6A ROTARY HANDLE SCREW CLAMP TERMINALS | TeSys GV2 motor circuit breaker provides manual isolation, manual motor control and short circuit and thermal protection in 45 mm standard width. | Rated operating voltage | 690...690V
| 4 | Circuit Breakers and Fuses | Circuit Breakers | Motor Protection Circuit Breakers | TESYS DECA CIRCUIT BREAKER MAGNETIC 3P 1.6A ROTARY HANDLE | 2006498 | GV2L06 | SCHNEIDER ELECTRIC | 2750 | https://pim-kvc.soneparsea.com:3443/PictureServer/default.aspx/schneider-gv2l06_Image1.jpg?A3889C9397807479A2A1C7A8BAA5959DB4AAC672B9AD62A0807BB38EBF9897998173BEB5B9 | https://pim-kvc.soneparsea.com:3443/PictureServer/default.aspx/schneider-gv2l06_Datasheet1.pdf?A3889C9397807479A2A1C7A8BAA5959DB4AAC672B9AD62A0807BB389B3AB91A7B8AAB9B98365A098B6 | TESYS DECA CIRCUIT BREAKER MAGNETIC 3P 1.6A ROTARY HANDLE SCREW CLAMP TERMINALS | TeSys GV2 motor circuit breaker provides manual isolation, manual motor control and short circuit and thermal protection in 45 mm standard width. | Rated permanent current Iu | 1.6A
| 4 | Circuit Breakers and Fuses | Circuit Breakers | Motor Protection Circuit Breakers | TESYS DECA CIRCUIT BREAKER MAGNETIC 3P 1.6A ROTARY HANDLE | 2006498 | GV2L06 | SCHNEIDER ELECTRIC | 2750 | https://pim-kvc.soneparsea.com:3443/PictureServer/default.aspx/schneider-gv2l06_Image1.jpg?A3889C9397807479A2A1C7A8BAA5959DB4AAC672B9AD62A0807BB38EBF9897998173BEB5B9 | https://pim-kvc.soneparsea.com:3443/PictureServer/default.aspx/schneider-gv2l06_Datasheet1.pdf?A3889C9397807479A2A1C7A8BAA5959DB4AAC672B9AD62A0807BB389B3AB91A7B8AAB9B98365A098B6 | TESYS DECA CIRCUIT BREAKER MAGNETIC 3P 1.6A ROTARY HANDLE SCREW CLAMP TERMINALS | TeSys GV2 motor circuit breaker provides manual isolation, manual motor control and short circuit and thermal protection in 45 mm standard width. | Rated operation power at AC-3, 230 V | 0.25kW
| 4 | Circuit Breakers and Fuses | Circuit Breakers | Motor Protection Circuit Breakers | TESYS DECA CIRCUIT BREAKER MAGNETIC 3P 1.6A ROTARY HANDLE | 2006498 | GV2L06 | SCHNEIDER ELECTRIC | 2750 | https://pim-kvc.soneparsea.com:3443/PictureServer/default.aspx/schneider-gv2l06_Image1.jpg?A3889C9397807479A2A1C7A8BAA5959DB4AAC672B9AD62A0807BB38EBF9897998173BEB5B9 | https://pim-kvc.soneparsea.com:3443/PictureServer/default.aspx/schneider-gv2l06_Datasheet1.pdf?A3889C9397807479A2A1C7A8BAA5959DB4AAC672B9AD62A0807BB389B3AB91A7B8AAB9B98365A098B6 | TESYS DECA CIRCUIT BREAKER MAGNETIC 3P 1.6A ROTARY HANDLE SCREW CLAMP TERMINALS | TeSys GV2 motor circuit breaker provides manual isolation, manual motor control and short circuit and thermal protection in 45 mm standard width. | Rated operation power at AC-3, 400 V | 0.55kW
| 4 | Circuit Breakers and Fuses | Circuit Breakers | Motor Protection Circuit Breakers | TESYS DECA CIRCUIT BREAKER MAGNETIC 3P 1.6A ROTARY HANDLE | 2006498 | GV2L06 | SCHNEIDER ELECTRIC | 2750 | https://pim-kvc.soneparsea.com:3443/PictureServer/default.aspx/schneider-gv2l06_Image1.jpg?A3889C9397807479A2A1C7A8BAA5959DB4AAC672B9AD62A0807BB38EBF9897998173BEB5B9 | https://pim-kvc.soneparsea.com:3443/PictureServer/default.aspx/schneider-gv2l06_Datasheet1.pdf?A3889C9397807479A2A1C7A8BAA5959DB4AAC672B9AD62A0807BB389B3AB91A7B8AAB9B98365A098B6 | TESYS DECA CIRCUIT BREAKER MAGNETIC 3P 1.6A ROTARY HANDLE SCREW CLAMP TERMINALS | TeSys GV2 motor circuit breaker provides manual isolation, manual motor control and short circuit and thermal protection in 45 mm standard width. | Type of electrical connection of main circuit | Screw connection
| 4 | Circuit Breakers and Fuses | Circuit Breakers | Motor Protection Circuit Breakers | TESYS DECA CIRCUIT BREAKER MAGNETIC 3P 1.6A ROTARY HANDLE | 2006498 | GV2L06 | SCHNEIDER ELECTRIC | 2750 | https://pim-kvc.soneparsea.com:3443/PictureServer/default.aspx/schneider-gv2l06_Image1.jpg?A3889C9397807479A2A1C7A8BAA5959DB4AAC672B9AD62A0807BB38EBF9897998173BEB5B9 | https://pim-kvc.soneparsea.com:3443/PictureServer/default.aspx/schneider-gv2l06_Datasheet1.pdf?A3889C9397807479A2A1C7A8BAA5959DB4AAC672B9AD62A0807BB389B3AB91A7B8AAB9B98365A098B6 | TESYS DECA CIRCUIT BREAKER MAGNETIC 3P 1.6A ROTARY HANDLE SCREW CLAMP TERMINALS | TeSys GV2 motor circuit breaker provides manual isolation, manual motor control and short circuit and thermal protection in 45 mm standard width. | Type of control element | Turn button
| 4 | Circuit Breakers and Fuses | Circuit Breakers | Motor Protection Circuit Breakers | TESYS DECA CIRCUIT BREAKER MAGNETIC 3P 1.6A ROTARY HANDLE | 2006498 | GV2L06 | SCHNEIDER ELECTRIC | 2750 | https://pim-kvc.soneparsea.com:3443/PictureServer/default.aspx/schneider-gv2l06_Image1.jpg?A3889C9397807479A2A1C7A8BAA5959DB4AAC672B9AD62A0807BB38EBF9897998173BEB5B9 | https://pim-kvc.soneparsea.com:3443/PictureServer/default.aspx/schneider-gv2l06_Datasheet1.pdf?A3889C9397807479A2A1C7A8BAA5959DB4AAC672B9AD62A0807BB389B3AB91A7B8AAB9B98365A098B6 | TESYS DECA CIRCUIT BREAKER MAGNETIC 3P 1.6A ROTARY HANDLE SCREW CLAMP TERMINALS | TeSys GV2 motor circuit breaker provides manual isolation, manual motor control and short circuit and thermal protection in 45 mm standard width. | Device construction | Complete device in housing
| 4 | Circuit Breakers and Fuses | Circuit Breakers | Motor Protection Circuit Breakers | TESYS DECA CIRCUIT BREAKER MAGNETIC 3P 1.6A ROTARY HANDLE | 2006498 | GV2L06 | SCHNEIDER ELECTRIC | 2750 | https://pim-kvc.soneparsea.com:3443/PictureServer/default.aspx/schneider-gv2l06_Image1.jpg?A3889C9397807479A2A1C7A8BAA5959DB4AAC672B9AD62A0807BB38EBF9897998173BEB5B9 | https://pim-kvc.soneparsea.com:3443/PictureServer/default.aspx/schneider-gv2l06_Datasheet1.pdf?A3889C9397807479A2A1C7A8BAA5959DB4AAC672B9AD62A0807BB389B3AB91A7B8AAB9B98365A098B6 | TESYS DECA CIRCUIT BREAKER MAGNETIC 3P 1.6A ROTARY HANDLE SCREW CLAMP TERMINALS | TeSys GV2 motor circuit breaker provides manual isolation, manual motor control and short circuit and thermal protection in 45 mm standard width. | With integrated auxiliary switch | no
| 4 | Circuit Breakers and Fuses | Circuit Breakers | Motor Protection Circuit Breakers | TESYS DECA CIRCUIT BREAKER MAGNETIC 3P 1.6A ROTARY HANDLE | 2006498 | GV2L06 | SCHNEIDER ELECTRIC | 2750 | https://pim-kvc.soneparsea.com:3443/PictureServer/default.aspx/schneider-gv2l06_Image1.jpg?A3889C9397807479A2A1C7A8BAA5959DB4AAC672B9AD62A0807BB38EBF9897998173BEB5B9 | https://pim-kvc.soneparsea.com:3443/PictureServer/default.aspx/schneider-gv2l06_Datasheet1.pdf?A3889C9397807479A2A1C7A8BAA5959DB4AAC672B9AD62A0807BB389B3AB91A7B8AAB9B98365A098B6 | TESYS DECA CIRCUIT BREAKER MAGNETIC 3P 1.6A ROTARY HANDLE SCREW CLAMP TERMINALS | TeSys GV2 motor circuit breaker provides manual isolation, manual motor control and short circuit and thermal protection in 45 mm standard width. | With integrated under voltage release | no
| 4 | Circuit Breakers and Fuses | Circuit Breakers | Motor Protection Circuit Breakers | TESYS DECA CIRCUIT BREAKER MAGNETIC 3P 1.6A ROTARY HANDLE | 2006498 | GV2L06 | SCHNEIDER ELECTRIC | 2750 | https://pim-kvc.soneparsea.com:3443/PictureServer/default.aspx/schneider-gv2l06_Image1.jpg?A3889C9397807479A2A1C7A8BAA5959DB4AAC672B9AD62A0807BB38EBF9897998173BEB5B9 | https://pim-kvc.soneparsea.com:3443/PictureServer/default.aspx/schneider-gv2l06_Datasheet1.pdf?A3889C9397807479A2A1C7A8BAA5959DB4AAC672B9AD62A0807BB389B3AB91A7B8AAB9B98365A098B6 | TESYS DECA CIRCUIT BREAKER MAGNETIC 3P 1.6A ROTARY HANDLE SCREW CLAMP TERMINALS | TeSys GV2 motor circuit breaker provides manual isolation, manual motor control and short circuit and thermal protection in 45 mm standard width. | Number of poles | 3
| 4 | Circuit Breakers and Fuses | Circuit Breakers | Motor Protection Circuit Breakers | TESYS DECA CIRCUIT BREAKER MAGNETIC 3P 1.6A ROTARY HANDLE | 2006498 | GV2L06 | SCHNEIDER ELECTRIC | 2750 | https://pim-kvc.soneparsea.com:3443/PictureServer/default.aspx/schneider-gv2l06_Image1.jpg?A3889C9397807479A2A1C7A8BAA5959DB4AAC672B9AD62A0807BB38EBF9897998173BEB5B9 | https://pim-kvc.soneparsea.com:3443/PictureServer/default.aspx/schneider-gv2l06_Datasheet1.pdf?A3889C9397807479A2A1C7A8BAA5959DB4AAC672B9AD62A0807BB389B3AB91A7B8AAB9B98365A098B6 | TESYS DECA CIRCUIT BREAKER MAGNETIC 3P 1.6A ROTARY HANDLE SCREW CLAMP TERMINALS | TeSys GV2 motor circuit breaker provides manual isolation, manual motor control and short circuit and thermal protection in 45 mm standard width. | Rated short-circuit breaking capacity lcu at 400 V, AC | 100kA
| 4 | Circuit Breakers and Fuses | Circuit Breakers | Motor Protection Circuit Breakers | TESYS DECA CIRCUIT BREAKER MAGNETIC 3P 1.6A ROTARY HANDLE | 2006498 | GV2L06 | SCHNEIDER ELECTRIC | 2750 | https://pim-kvc.soneparsea.com:3443/PictureServer/default.aspx/schneider-gv2l06_Image1.jpg?A3889C9397807479A2A1C7A8BAA5959DB4AAC672B9AD62A0807BB38EBF9897998173BEB5B9 | https://pim-kvc.soneparsea.com:3443/PictureServer/default.aspx/schneider-gv2l06_Datasheet1.pdf?A3889C9397807479A2A1C7A8BAA5959DB4AAC672B9AD62A0807BB389B3AB91A7B8AAB9B98365A098B6 | TESYS DECA CIRCUIT BREAKER MAGNETIC 3P 1.6A ROTARY HANDLE SCREW CLAMP TERMINALS | TeSys GV2 motor circuit breaker provides manual isolation, manual motor control and short circuit and thermal protection in 45 mm standard width. | Degree of protection (IP) | IP20
| 4 | Circuit Breakers and Fuses | Circuit Breakers | Motor Protection Circuit Breakers | TESYS DECA CIRCUIT BREAKER MAGNETIC 3P 1.6A ROTARY HANDLE | 2006498 | GV2L06 | SCHNEIDER ELECTRIC | 2750 | https://pim-kvc.soneparsea.com:3443/PictureServer/default.aspx/schneider-gv2l06_Image1.jpg?A3889C9397807479A2A1C7A8BAA5959DB4AAC672B9AD62A0807BB38EBF9897998173BEB5B9 | https://pim-kvc.soneparsea.com:3443/PictureServer/default.aspx/schneider-gv2l06_Datasheet1.pdf?A3889C9397807479A2A1C7A8BAA5959DB4AAC672B9AD62A0807BB389B3AB91A7B8AAB9B98365A098B6 | TESYS DECA CIRCUIT BREAKER MAGNETIC 3P 1.6A ROTARY HANDLE SCREW CLAMP TERMINALS | TeSys GV2 motor circuit breaker provides manual isolation, manual motor control and short circuit and thermal protection in 45 mm standard width. | Height | 89mm
| 4 | Circuit Breakers and Fuses | Circuit Breakers | Motor Protection Circuit Breakers | TESYS DECA CIRCUIT BREAKER MAGNETIC 3P 1.6A ROTARY HANDLE | 2006498 | GV2L06 | SCHNEIDER ELECTRIC | 2750 | https://pim-kvc.soneparsea.com:3443/PictureServer/default.aspx/schneider-gv2l06_Image1.jpg?A3889C9397807479A2A1C7A8BAA5959DB4AAC672B9AD62A0807BB38EBF9897998173BEB5B9 | https://pim-kvc.soneparsea.com:3443/PictureServer/default.aspx/schneider-gv2l06_Datasheet1.pdf?A3889C9397807479A2A1C7A8BAA5959DB4AAC672B9AD62A0807BB389B3AB91A7B8AAB9B98365A098B6 | TESYS DECA CIRCUIT BREAKER MAGNETIC 3P 1.6A ROTARY HANDLE SCREW CLAMP TERMINALS | TeSys GV2 motor circuit breaker provides manual isolation, manual motor control and short circuit and thermal protection in 45 mm standard width. | Width | 45mm
| 4 | Circuit Breakers and Fuses | Circuit Breakers | Motor Protection Circuit Breakers | TESYS DECA CIRCUIT BREAKER MAGNETIC 3P 1.6A ROTARY HANDLE | 2006498 | GV2L06 | SCHNEIDER ELECTRIC | 2750 | https://pim-kvc.soneparsea.com:3443/PictureServer/default.aspx/schneider-gv2l06_Image1.jpg?A3889C9397807479A2A1C7A8BAA5959DB4AAC672B9AD62A0807BB38EBF9897998173BEB5B9 | https://pim-kvc.soneparsea.com:3443/PictureServer/default.aspx/schneider-gv2l06_Datasheet1.pdf?A3889C9397807479A2A1C7A8BAA5959DB4AAC672B9AD62A0807BB389B3AB91A7B8AAB9B98365A098B6 | TESYS DECA CIRCUIT BREAKER MAGNETIC 3P 1.6A ROTARY HANDLE SCREW CLAMP TERMINALS | TeSys GV2 motor circuit breaker provides manual isolation, manual motor control and short circuit and thermal protection in 45 mm standard width. | Depth | 97mm
| 4 | Circuit Breakers and Fuses | Circuit Breakers | Motor Protection Circuit Breakers | TESYS DECA CIRCUIT BREAKER MAGNETIC 3P 1.6A ROTARY HANDLE | 2006498 | GV2L06 | SCHNEIDER ELECTRIC | 2750 | https://pim-kvc.soneparsea.com:3443/PictureServer/default.aspx/schneider-gv2l06_Image1.jpg?A3889C9397807479A2A1C7A8BAA5959DB4AAC672B9AD62A0807BB38EBF9897998173BEB5B9 | https://pim-kvc.soneparsea.com:3443/PictureServer/default.aspx/schneider-gv2l06_Datasheet1.pdf?A3889C9397807479A2A1C7A8BAA5959DB4AAC672B9AD62A0807BB389B3AB91A7B8AAB9B98365A098B6 | TESYS DECA CIRCUIT BREAKER MAGNETIC 3P 1.6A ROTARY HANDLE SCREW CLAMP TERMINALS | TeSys GV2 motor circuit breaker provides manual isolation, manual motor control and short circuit and thermal protection in 45 mm standard width. | Overload release current setting | 1.6...1.6A
| 4 | Circuit Breakers and Fuses | Circuit Breakers | Motor Protection Circuit Breakers | TESYS DECA CIRCUIT BREAKER MAGNETIC 3P 1.6A ROTARY HANDLE | 2006498 | GV2L06 | SCHNEIDER ELECTRIC | 2750 | https://pim-kvc.soneparsea.com:3443/PictureServer/default.aspx/schneider-gv2l06_Image1.jpg?A3889C9397807479A2A1C7A8BAA5959DB4AAC672B9AD62A0807BB38EBF9897998173BEB5B9 | https://pim-kvc.soneparsea.com:3443/PictureServer/default.aspx/schneider-gv2l06_Datasheet1.pdf?A3889C9397807479A2A1C7A8BAA5959DB4AAC672B9AD62A0807BB389B3AB91A7B8AAB9B98365A098B6 | TESYS DECA CIRCUIT BREAKER MAGNETIC 3P 1.6A ROTARY HANDLE SCREW CLAMP TERMINALS | TeSys GV2 motor circuit breaker provides manual isolation, manual motor control and short circuit and thermal protection in 45 mm standard width. | Adjustment range undelayed short-circuit release | 22.5...22.5A
| 4 | Circuit Breakers and Fuses | Circuit Breakers | Motor Protection Circuit Breakers | TESYS DECA CIRCUIT BREAKER MAGNETIC 3P 1.6A ROTARY HANDLE | 2006498 | GV2L06 | SCHNEIDER ELECTRIC | 2750 | https://pim-kvc.soneparsea.com:3443/PictureServer/default.aspx/schneider-gv2l06_Image1.jpg?A3889C9397807479A2A1C7A8BAA5959DB4AAC672B9AD62A0807BB38EBF9897998173BEB5B9 | https://pim-kvc.soneparsea.com:3443/PictureServer/default.aspx/schneider-gv2l06_Datasheet1.pdf?A3889C9397807479A2A1C7A8BAA5959DB4AAC672B9AD62A0807BB389B3AB91A7B8AAB9B98365A098B6 | TESYS DECA CIRCUIT BREAKER MAGNETIC 3P 1.6A ROTARY HANDLE SCREW CLAMP TERMINALS | TeSys GV2 motor circuit breaker provides manual isolation, manual motor control and short circuit and thermal protection in 45 mm standard width. | With thermal protection | no
| 4 | Circuit Breakers and Fuses | Circuit Breakers | Motor Protection Circuit Breakers | TESYS DECA CIRCUIT BREAKER MAGNETIC 3P 1.6A ROTARY HANDLE | 2006498 | GV2L06 | SCHNEIDER ELECTRIC | 2750 | https://pim-kvc.soneparsea.com:3443/PictureServer/default.aspx/schneider-gv2l06_Image1.jpg?A3889C9397807479A2A1C7A8BAA5959DB4AAC672B9AD62A0807BB38EBF9897998173BEB5B9 | https://pim-kvc.soneparsea.com:3443/PictureServer/default.aspx/schneider-gv2l06_Datasheet1.pdf?A3889C9397807479A2A1C7A8BAA5959DB4AAC672B9AD62A0807BB389B3AB91A7B8AAB9B98365A098B6 | TESYS DECA CIRCUIT BREAKER MAGNETIC 3P 1.6A ROTARY HANDLE SCREW CLAMP TERMINALS | TeSys GV2 motor circuit breaker provides manual isolation, manual motor control and short circuit and thermal protection in 45 mm standard width. | Phase failure sensitive | yes
| 4 | Circuit Breakers and Fuses | Circuit Breakers | Motor Protection Circuit Breakers | TESYS DECA CIRCUIT BREAKER MAGNETIC 3P 1.6A ROTARY HANDLE | 2006498 | GV2L06 | SCHNEIDER ELECTRIC | 2750 | https://pim-kvc.soneparsea.com:3443/PictureServer/default.aspx/schneider-gv2l06_Image1.jpg?A3889C9397807479A2A1C7A8BAA5959DB4AAC672B9AD62A0807BB38EBF9897998173BEB5B9 | https://pim-kvc.soneparsea.com:3443/PictureServer/default.aspx/schneider-gv2l06_Datasheet1.pdf?A3889C9397807479A2A1C7A8BAA5959DB4AAC672B9AD62A0807BB389B3AB91A7B8AAB9B98365A098B6 | TESYS DECA CIRCUIT BREAKER MAGNETIC 3P 1.6A ROTARY HANDLE SCREW CLAMP TERMINALS | TeSys GV2 motor circuit breaker provides manual isolation, manual motor control and short circuit and thermal protection in 45 mm standard width. | Switch off technique | Magnetic
| 4 | Circuit Breakers and Fuses | Circuit Breakers | Motor Protection Circuit Breakers | TESYS DECA CIRCUIT BREAKER MAGNETIC 3P 1.6A ROTARY HANDLE | 2006498 | GV2L06 | SCHNEIDER ELECTRIC | 2750 | https://pim-kvc.soneparsea.com:3443/PictureServer/default.aspx/schneider-gv2l06_Image1.jpg?A3889C9397807479A2A1C7A8BAA5959DB4AAC672B9AD62A0807BB38EBF9897998173BEB5B9 | https://pim-kvc.soneparsea.com:3443/PictureServer/default.aspx/schneider-gv2l06_Datasheet1.pdf?A3889C9397807479A2A1C7A8BAA5959DB4AAC672B9AD62A0807BB389B3AB91A7B8AAB9B98365A098B6 | TESYS DECA CIRCUIT BREAKER MAGNETIC 3P 1.6A ROTARY HANDLE SCREW CLAMP TERMINALS | TeSys GV2 motor circuit breaker provides manual isolation, manual motor control and short circuit and thermal protection in 45 mm standard width. | Rated operating voltage | 690...690V
| 4 | Circuit Breakers and Fuses | Circuit Breakers | Motor Protection Circuit Breakers | TESYS DECA CIRCUIT BREAKER MAGNETIC 3P 1.6A ROTARY HANDLE | 2006498 | GV2L06 | SCHNEIDER ELECTRIC | 2750 | https://pim-kvc.soneparsea.com:3443/PictureServer/default.aspx/schneider-gv2l06_Image1.jpg?A3889C9397807479A2A1C7A8BAA5959DB4AAC672B9AD62A0807BB38EBF9897998173BEB5B9 | https://pim-kvc.soneparsea.com:3443/PictureServer/default.aspx/schneider-gv2l06_Datasheet1.pdf?A3889C9397807479A2A1C7A8BAA5959DB4AAC672B9AD62A0807BB389B3AB91A7B8AAB9B98365A098B6 | TESYS DECA CIRCUIT BREAKER MAGNETIC 3P 1.6A ROTARY HANDLE SCREW CLAMP TERMINALS | TeSys GV2 motor circuit breaker provides manual isolation, manual motor control and short circuit and thermal protection in 45 mm standard width. | Rated permanent current Iu | 1.6A
| 4 | Circuit Breakers and Fuses | Circuit Breakers | Motor Protection Circuit Breakers | TESYS DECA CIRCUIT BREAKER MAGNETIC 3P 1.6A ROTARY HANDLE | 2006498 | GV2L06 | SCHNEIDER ELECTRIC | 2750 | https://pim-kvc.soneparsea.com:3443/PictureServer/default.aspx/schneider-gv2l06_Image1.jpg?A3889C9397807479A2A1C7A8BAA5959DB4AAC672B9AD62A0807BB38EBF9897998173BEB5B9 | https://pim-kvc.soneparsea.com:3443/PictureServer/default.aspx/schneider-gv2l06_Datasheet1.pdf?A3889C9397807479A2A1C7A8BAA5959DB4AAC672B9AD62A0807BB389B3AB91A7B8AAB9B98365A098B6 | TESYS DECA CIRCUIT BREAKER MAGNETIC 3P 1.6A ROTARY HANDLE SCREW CLAMP TERMINALS | TeSys GV2 motor circuit breaker provides manual isolation, manual motor control and short circuit and thermal protection in 45 mm standard width. | Rated operation power at AC-3, 230 V | 0.25kW
| 4 | Circuit Breakers and Fuses | Circuit Breakers | Motor Protection Circuit Breakers | TESYS DECA CIRCUIT BREAKER MAGNETIC 3P 1.6A ROTARY HANDLE | 2006498 | GV2L06 | SCHNEIDER ELECTRIC | 2750 | https://pim-kvc.soneparsea.com:3443/PictureServer/default.aspx/schneider-gv2l06_Image1.jpg?A3889C9397807479A2A1C7A8BAA5959DB4AAC672B9AD62A0807BB38EBF9897998173BEB5B9 | https://pim-kvc.soneparsea.com:3443/PictureServer/default.aspx/schneider-gv2l06_Datasheet1.pdf?A3889C9397807479A2A1C7A8BAA5959DB4AAC672B9AD62A0807BB389B3AB91A7B8AAB9B98365A098B6 | TESYS DECA CIRCUIT BREAKER MAGNETIC 3P 1.6A ROTARY HANDLE SCREW CLAMP TERMINALS | TeSys GV2 motor circuit breaker provides manual isolation, manual motor control and short circuit and thermal protection in 45 mm standard width. | Rated operation power at AC-3, 400 V | 0.55kW
| 4 | Circuit Breakers and Fuses | Circuit Breakers | Motor Protection Circuit Breakers | TESYS DECA CIRCUIT BREAKER MAGNETIC 3P 1.6A ROTARY HANDLE | 2006498 | GV2L06 | SCHNEIDER ELECTRIC | 2750 | https://pim-kvc.soneparsea.com:3443/PictureServer/default.aspx/schneider-gv2l06_Image1.jpg?A3889C9397807479A2A1C7A8BAA5959DB4AAC672B9AD62A0807BB38EBF9897998173BEB5B9 | https://pim-kvc.soneparsea.com:3443/PictureServer/default.aspx/schneider-gv2l06_Datasheet1.pdf?A3889C9397807479A2A1C7A8BAA5959DB4AAC672B9AD62A0807BB389B3AB91A7B8AAB9B98365A098B6 | TESYS DECA CIRCUIT BREAKER MAGNETIC 3P 1.6A ROTARY HANDLE SCREW CLAMP TERMINALS | TeSys GV2 motor circuit breaker provides manual isolation, manual motor control and short circuit and thermal protection in 45 mm standard width. | Type of electrical connection of main circuit | Screw connection
| 4 | Circuit Breakers and Fuses | Circuit Breakers | Motor Protection Circuit Breakers | TESYS DECA CIRCUIT BREAKER MAGNETIC 3P 1.6A ROTARY HANDLE | 2006498 | GV2L06 | SCHNEIDER ELECTRIC | 2750 | https://pim-kvc.soneparsea.com:3443/PictureServer/default.aspx/schneider-gv2l06_Image1.jpg?A3889C9397807479A2A1C7A8BAA5959DB4AAC672B9AD62A0807BB38EBF9897998173BEB5B9 | https://pim-kvc.soneparsea.com:3443/PictureServer/default.aspx/schneider-gv2l06_Datasheet1.pdf?A3889C9397807479A2A1C7A8BAA5959DB4AAC672B9AD62A0807BB389B3AB91A7B8AAB9B98365A098B6 | TESYS DECA CIRCUIT BREAKER MAGNETIC 3P 1.6A ROTARY HANDLE SCREW CLAMP TERMINALS | TeSys GV2 motor circuit breaker provides manual isolation, manual motor control and short circuit and thermal protection in 45 mm standard width. | Type of control element | Turn button
| 4 | Circuit Breakers and Fuses | Circuit Breakers | Motor Protection Circuit Breakers | TESYS DECA CIRCUIT BREAKER MAGNETIC 3P 1.6A ROTARY HANDLE | 2006498 | GV2L06 | SCHNEIDER ELECTRIC | 2750 | https://pim-kvc.soneparsea.com:3443/PictureServer/default.aspx/schneider-gv2l06_Image1.jpg?A3889C9397807479A2A1C7A8BAA5959DB4AAC672B9AD62A0807BB38EBF9897998173BEB5B9 | https://pim-kvc.soneparsea.com:3443/PictureServer/default.aspx/schneider-gv2l06_Datasheet1.pdf?A3889C9397807479A2A1C7A8BAA5959DB4AAC672B9AD62A0807BB389B3AB91A7B8AAB9B98365A098B6 | TESYS DECA CIRCUIT BREAKER MAGNETIC 3P 1.6A ROTARY HANDLE SCREW CLAMP TERMINALS | TeSys GV2 motor circuit breaker provides manual isolation, manual motor control and short circuit and thermal protection in 45 mm standard width. | Device construction | Complete device in housing
| 4 | Circuit Breakers and Fuses | Circuit Breakers | Motor Protection Circuit Breakers | TESYS DECA CIRCUIT BREAKER MAGNETIC 3P 1.6A ROTARY HANDLE | 2006498 | GV2L06 | SCHNEIDER ELECTRIC | 2750 | https://pim-kvc.soneparsea.com:3443/PictureServer/default.aspx/schneider-gv2l06_Image1.jpg?A3889C9397807479A2A1C7A8BAA5959DB4AAC672B9AD62A0807BB38EBF9897998173BEB5B9 | https://pim-kvc.soneparsea.com:3443/PictureServer/default.aspx/schneider-gv2l06_Datasheet1.pdf?A3889C9397807479A2A1C7A8BAA5959DB4AAC672B9AD62A0807BB389B3AB91A7B8AAB9B98365A098B6 | TESYS DECA CIRCUIT BREAKER MAGNETIC 3P 1.6A ROTARY HANDLE SCREW CLAMP TERMINALS | TeSys GV2 motor circuit breaker provides manual isolation, manual motor control and short circuit and thermal protection in 45 mm standard width. | With integrated auxiliary switch | no
| 4 | Circuit Breakers and Fuses | Circuit Breakers | Motor Protection Circuit Breakers | TESYS DECA CIRCUIT BREAKER MAGNETIC 3P 1.6A ROTARY HANDLE | 2006498 | GV2L06 | SCHNEIDER ELECTRIC | 2750 | https://pim-kvc.soneparsea.com:3443/PictureServer/default.aspx/schneider-gv2l06_Image1.jpg?A3889C9397807479A2A1C7A8BAA5959DB4AAC672B9AD62A0807BB38EBF9897998173BEB5B9 | https://pim-kvc.soneparsea.com:3443/PictureServer/default.aspx/schneider-gv2l06_Datasheet1.pdf?A3889C9397807479A2A1C7A8BAA5959DB4AAC672B9AD62A0807BB389B3AB91A7B8AAB9B98365A098B6 | TESYS DECA CIRCUIT BREAKER MAGNETIC 3P 1.6A ROTARY HANDLE SCREW CLAMP TERMINALS | TeSys GV2 motor circuit breaker provides manual isolation, manual motor control and short circuit and thermal protection in 45 mm standard width. | With integrated under voltage release | no
| 4 | Circuit Breakers and Fuses | Circuit Breakers | Motor Protection Circuit Breakers | TESYS DECA CIRCUIT BREAKER MAGNETIC 3P 1.6A ROTARY HANDLE | 2006498 | GV2L06 | SCHNEIDER ELECTRIC | 2750 | https://pim-kvc.soneparsea.com:3443/PictureServer/default.aspx/schneider-gv2l06_Image1.jpg?A3889C9397807479A2A1C7A8BAA5959DB4AAC672B9AD62A0807BB38EBF9897998173BEB5B9 | https://pim-kvc.soneparsea.com:3443/PictureServer/default.aspx/schneider-gv2l06_Datasheet1.pdf?A3889C9397807479A2A1C7A8BAA5959DB4AAC672B9AD62A0807BB389B3AB91A7B8AAB9B98365A098B6 | TESYS DECA CIRCUIT BREAKER MAGNETIC 3P 1.6A ROTARY HANDLE SCREW CLAMP TERMINALS | TeSys GV2 motor circuit breaker provides manual isolation, manual motor control and short circuit and thermal protection in 45 mm standard width. | Number of poles | 3
| 4 | Circuit Breakers and Fuses | Circuit Breakers | Motor Protection Circuit Breakers | TESYS DECA CIRCUIT BREAKER MAGNETIC 3P 1.6A ROTARY HANDLE | 2006498 | GV2L06 | SCHNEIDER ELECTRIC | 2750 | https://pim-kvc.soneparsea.com:3443/PictureServer/default.aspx/schneider-gv2l06_Image1.jpg?A3889C9397807479A2A1C7A8BAA5959DB4AAC672B9AD62A0807BB38EBF9897998173BEB5B9 | https://pim-kvc.soneparsea.com:3443/PictureServer/default.aspx/schneider-gv2l06_Datasheet1.pdf?A3889C9397807479A2A1C7A8BAA5959DB4AAC672B9AD62A0807BB389B3AB91A7B8AAB9B98365A098B6 | TESYS DECA CIRCUIT BREAKER MAGNETIC 3P 1.6A ROTARY HANDLE SCREW CLAMP TERMINALS | TeSys GV2 motor circuit breaker provides manual isolation, manual motor control and short circuit and thermal protection in 45 mm standard width. | Rated short-circuit breaking capacity lcu at 400 V, AC | 100kA
| 4 | Circuit Breakers and Fuses | Circuit Breakers | Motor Protection Circuit Breakers | TESYS DECA CIRCUIT BREAKER MAGNETIC 3P 1.6A ROTARY HANDLE | 2006498 | GV2L06 | SCHNEIDER ELECTRIC | 2750 | https://pim-kvc.soneparsea.com:3443/PictureServer/default.aspx/schneider-gv2l06_Image1.jpg?A3889C9397807479A2A1C7A8BAA5959DB4AAC672B9AD62A0807BB38EBF9897998173BEB5B9 | https://pim-kvc.soneparsea.com:3443/PictureServer/default.aspx/schneider-gv2l06_Datasheet1.pdf?A3889C9397807479A2A1C7A8BAA5959DB4AAC672B9AD62A0807BB389B3AB91A7B8AAB9B98365A098B6 | TESYS DECA CIRCUIT BREAKER MAGNETIC 3P 1.6A ROTARY HANDLE SCREW CLAMP TERMINALS | TeSys GV2 motor circuit breaker provides manual isolation, manual motor control and short circuit and thermal protection in 45 mm standard width. | Degree of protection (IP) | IP20
| 4 | Circuit Breakers and Fuses | Circuit Breakers | Motor Protection Circuit Breakers | TESYS DECA CIRCUIT BREAKER MAGNETIC 3P 1.6A ROTARY HANDLE | 2006498 | GV2L06 | SCHNEIDER ELECTRIC | 2750 | https://pim-kvc.soneparsea.com:3443/PictureServer/default.aspx/schneider-gv2l06_Image1.jpg?A3889C9397807479A2A1C7A8BAA5959DB4AAC672B9AD62A0807BB38EBF9897998173BEB5B9 | https://pim-kvc.soneparsea.com:3443/PictureServer/default.aspx/schneider-gv2l06_Datasheet1.pdf?A3889C9397807479A2A1C7A8BAA5959DB4AAC672B9AD62A0807BB389B3AB91A7B8AAB9B98365A098B6 | TESYS DECA CIRCUIT BREAKER MAGNETIC 3P 1.6A ROTARY HANDLE SCREW CLAMP TERMINALS | TeSys GV2 motor circuit breaker provides manual isolation, manual motor control and short circuit and thermal protection in 45 mm standard width. | Height | 89mm
| 4 | Circuit Breakers and Fuses | Circuit Breakers | Motor Protection Circuit Breakers | TESYS DECA CIRCUIT BREAKER MAGNETIC 3P 1.6A ROTARY HANDLE | 2006498 | GV2L06 | SCHNEIDER ELECTRIC | 2750 | https://pim-kvc.soneparsea.com:3443/PictureServer/default.aspx/schneider-gv2l06_Image1.jpg?A3889C9397807479A2A1C7A8BAA5959DB4AAC672B9AD62A0807BB38EBF9897998173BEB5B9 | https://pim-kvc.soneparsea.com:3443/PictureServer/default.aspx/schneider-gv2l06_Datasheet1.pdf?A3889C9397807479A2A1C7A8BAA5959DB4AAC672B9AD62A0807BB389B3AB91A7B8AAB9B98365A098B6 | TESYS DECA CIRCUIT BREAKER MAGNETIC 3P 1.6A ROTARY HANDLE SCREW CLAMP TERMINALS | TeSys GV2 motor circuit breaker provides manual isolation, manual motor control and short circuit and thermal protection in 45 mm standard width. | Width | 45mm
| 4 | Circuit Breakers and Fuses | Circuit Breakers | Motor Protection Circuit Breakers | TESYS DECA CIRCUIT BREAKER MAGNETIC 3P 1.6A ROTARY HANDLE | 2006498 | GV2L06 | SCHNEIDER ELECTRIC | 2750 | https://pim-kvc.soneparsea.com:3443/PictureServer/default.aspx/schneider-gv2l06_Image1.jpg?A3889C9397807479A2A1C7A8BAA5959DB4AAC672B9AD62A0807BB38EBF9897998173BEB5B9 | https://pim-kvc.soneparsea.com:3443/PictureServer/default.aspx/schneider-gv2l06_Datasheet1.pdf?A3889C9397807479A2A1C7A8BAA5959DB4AAC672B9AD62A0807BB389B3AB91A7B8AAB9B98365A098B6 | TESYS DECA CIRCUIT BREAKER MAGNETIC 3P 1.6A ROTARY HANDLE SCREW CLAMP TERMINALS | TeSys GV2 motor circuit breaker provides manual isolation, manual motor control and short circuit and thermal protection in 45 mm standard width. | Depth | 97mm
| 4 | Circuit Breakers and Fuses | Circuit Breakers | Motor Protection Circuit Breakers | TESYS DECA CIRCUIT BREAKER MAGNETIC 3P 1.6A ROTARY HANDLE | 2006498 | GV2L06 | SCHNEIDER ELECTRIC | 2750 | https://pim-kvc.soneparsea.com:3443/PictureServer/default.aspx/schneider-gv2l06_Image1.jpg?A3889C9397807479A2A1C7A8BAA5959DB4AAC672B9AD62A0807BB38EBF9897998173BEB5B9 | https://pim-kvc.soneparsea.com:3443/PictureServer/default.aspx/schneider-gv2l06_Datasheet1.pdf?A3889C9397807479A2A1C7A8BAA5959DB4AAC672B9AD62A0807BB389B3AB91A7B8AAB9B98365A098B6 | TESYS DECA CIRCUIT BREAKER MAGNETIC 3P 1.6A ROTARY HANDLE SCREW CLAMP TERMINALS | TeSys GV2 motor circuit breaker provides manual isolation, manual motor control and short circuit and thermal protection in 45 mm standard width. | Overload release current setting | 1.6...1.6A
| 4 | Circuit Breakers and Fuses | Circuit Breakers | Motor Protection Circuit Breakers | TESYS DECA CIRCUIT BREAKER MAGNETIC 3P 1.6A ROTARY HANDLE | 2006498 | GV2L06 | SCHNEIDER ELECTRIC | 2750 | https://pim-kvc.soneparsea.com:3443/PictureServer/default.aspx/schneider-gv2l06_Image1.jpg?A3889C9397807479A2A1C7A8BAA5959DB4AAC672B9AD62A0807BB38EBF9897998173BEB5B9 | https://pim-kvc.soneparsea.com:3443/PictureServer/default.aspx/schneider-gv2l06_Datasheet1.pdf?A3889C9397807479A2A1C7A8BAA5959DB4AAC672B9AD62A0807BB389B3AB91A7B8AAB9B98365A098B6 | TESYS DECA CIRCUIT BREAKER MAGNETIC 3P 1.6A ROTARY HANDLE SCREW CLAMP TERMINALS | TeSys GV2 motor circuit breaker provides manual isolation, manual motor control and short circuit and thermal protection in 45 mm standard width. | Adjustment range undelayed short-circuit release | 22.5...22.5A
| 4 | Circuit Breakers and Fuses | Circuit Breakers | Motor Protection Circuit Breakers | TESYS DECA CIRCUIT BREAKER MAGNETIC 3P 1.6A ROTARY HANDLE | 2006498 | GV2L06 | SCHNEIDER ELECTRIC | 2750 | https://pim-kvc.soneparsea.com:3443/PictureServer/default.aspx/schneider-gv2l06_Image1.jpg?A3889C9397807479A2A1C7A8BAA5959DB4AAC672B9AD62A0807BB38EBF9897998173BEB5B9 | https://pim-kvc.soneparsea.com:3443/PictureServer/default.aspx/schneider-gv2l06_Datasheet1.pdf?A3889C9397807479A2A1C7A8BAA5959DB4AAC672B9AD62A0807BB389B3AB91A7B8AAB9B98365A098B6 | TESYS DECA CIRCUIT BREAKER MAGNETIC 3P 1.6A ROTARY HANDLE SCREW CLAMP TERMINALS | TeSys GV2 motor circuit breaker provides manual isolation, manual motor control and short circuit and thermal protection in 45 mm standard width. | With thermal protection | no
| 4 | Circuit Breakers and Fuses | Circuit Breakers | Motor Protection Circuit Breakers | TESYS DECA CIRCUIT BREAKER MAGNETIC 3P 1.6A ROTARY HANDLE | 2006498 | GV2L06 | SCHNEIDER ELECTRIC | 2750 | https://pim-kvc.soneparsea.com:3443/PictureServer/default.aspx/schneider-gv2l06_Image1.jpg?A3889C9397807479A2A1C7A8BAA5959DB4AAC672B9AD62A0807BB38EBF9897998173BEB5B9 | https://pim-kvc.soneparsea.com:3443/PictureServer/default.aspx/schneider-gv2l06_Datasheet1.pdf?A3889C9397807479A2A1C7A8BAA5959DB4AAC672B9AD62A0807BB389B3AB91A7B8AAB9B98365A098B6 | TESYS DECA CIRCUIT BREAKER MAGNETIC 3P 1.6A ROTARY HANDLE SCREW CLAMP TERMINALS | TeSys GV2 motor circuit breaker provides manual isolation, manual motor control and short circuit and thermal protection in 45 mm standard width. | Phase failure sensitive | yes
| 4 | Circuit Breakers and Fuses | Circuit Breakers | Motor Protection Circuit Breakers | TESYS DECA CIRCUIT BREAKER MAGNETIC 3P 1.6A ROTARY HANDLE | 2006498 | GV2L06 | SCHNEIDER ELECTRIC | 2750 | https://pim-kvc.soneparsea.com:3443/PictureServer/default.aspx/schneider-gv2l06_Image1.jpg?A3889C9397807479A2A1C7A8BAA5959DB4AAC672B9AD62A0807BB38EBF9897998173BEB5B9 | https://pim-kvc.soneparsea.com:3443/PictureServer/default.aspx/schneider-gv2l06_Datasheet1.pdf?A3889C9397807479A2A1C7A8BAA5959DB4AAC672B9AD62A0807BB389B3AB91A7B8AAB9B98365A098B6 | TESYS DECA CIRCUIT BREAKER MAGNETIC 3P 1.6A ROTARY HANDLE SCREW CLAMP TERMINALS | TeSys GV2 motor circuit breaker provides manual isolation, manual motor control and short circuit and thermal protection in 45 mm standard width. | Switch off technique | Magnetic
| 4 | Circuit Breakers and Fuses | Circuit Breakers | Motor Protection Circuit Breakers | TESYS DECA CIRCUIT BREAKER MAGNETIC 3P 1.6A ROTARY HANDLE | 2006498 | GV2L06 | SCHNEIDER ELECTRIC | 2750 | https://pim-kvc.soneparsea.com:3443/PictureServer/default.aspx/schneider-gv2l06_Image1.jpg?A3889C9397807479A2A1C7A8BAA5959DB4AAC672B9AD62A0807BB38EBF9897998173BEB5B9 | https://pim-kvc.soneparsea.com:3443/PictureServer/default.aspx/schneider-gv2l06_Datasheet1.pdf?A3889C9397807479A2A1C7A8BAA5959DB4AAC672B9AD62A0807BB389B3AB91A7B8AAB9B98365A098B6 | TESYS DECA CIRCUIT BREAKER MAGNETIC 3P 1.6A ROTARY HANDLE SCREW CLAMP TERMINALS | TeSys GV2 motor circuit breaker provides manual isolation, manual motor control and short circuit and thermal protection in 45 mm standard width. | Rated operating voltage | 690...690V
| 4 | Circuit Breakers and Fuses | Circuit Breakers | Motor Protection Circuit Breakers | TESYS DECA CIRCUIT BREAKER MAGNETIC 3P 1.6A ROTARY HANDLE | 2006498 | GV2L06 | SCHNEIDER ELECTRIC | 2750 | https://pim-kvc.soneparsea.com:3443/PictureServer/default.aspx/schneider-gv2l06_Image1.jpg?A3889C9397807479A2A1C7A8BAA5959DB4AAC672B9AD62A0807BB38EBF9897998173BEB5B9 | https://pim-kvc.soneparsea.com:3443/PictureServer/default.aspx/schneider-gv2l06_Datasheet1.pdf?A3889C9397807479A2A1C7A8BAA5959DB4AAC672B9AD62A0807BB389B3AB91A7B8AAB9B98365A098B6 | TESYS DECA CIRCUIT BREAKER MAGNETIC 3P 1.6A ROTARY HANDLE SCREW CLAMP TERMINALS | TeSys GV2 motor circuit breaker provides manual isolation, manual motor control and short circuit and thermal protection in 45 mm standard width. | Rated permanent current Iu | 1.6A
| 4 | Circuit Breakers and Fuses | Circuit Breakers | Motor Protection Circuit Breakers | TESYS DECA CIRCUIT BREAKER MAGNETIC 3P 1.6A ROTARY HANDLE | 2006498 | GV2L06 | SCHNEIDER ELECTRIC | 2750 | https://pim-kvc.soneparsea.com:3443/PictureServer/default.aspx/schneider-gv2l06_Image1.jpg?A3889C9397807479A2A1C7A8BAA5959DB4AAC672B9AD62A0807BB38EBF9897998173BEB5B9 | https://pim-kvc.soneparsea.com:3443/PictureServer/default.aspx/schneider-gv2l06_Datasheet1.pdf?A3889C9397807479A2A1C7A8BAA5959DB4AAC672B9AD62A0807BB389B3AB91A7B8AAB9B98365A098B6 | TESYS DECA CIRCUIT BREAKER MAGNETIC 3P 1.6A ROTARY HANDLE SCREW CLAMP TERMINALS | TeSys GV2 motor circuit breaker provides manual isolation, manual motor control and short circuit and thermal protection in 45 mm standard width. | Rated operation power at AC-3, 230 V | 0.25kW
| 4 | Circuit Breakers and Fuses | Circuit Breakers | Motor Protection Circuit Breakers | TESYS DECA CIRCUIT BREAKER MAGNETIC 3P 1.6A ROTARY HANDLE | 2006498 | GV2L06 | SCHNEIDER ELECTRIC | 2750 | https://pim-kvc.soneparsea.com:3443/PictureServer/default.aspx/schneider-gv2l06_Image1.jpg?A3889C9397807479A2A1C7A8BAA5959DB4AAC672B9AD62A0807BB38EBF9897998173BEB5B9 | https://pim-kvc.soneparsea.com:3443/PictureServer/default.aspx/schneider-gv2l06_Datasheet1.pdf?A3889C9397807479A2A1C7A8BAA5959DB4AAC672B9AD62A0807BB389B3AB91A7B8AAB9B98365A098B6 | TESYS DECA CIRCUIT BREAKER MAGNETIC 3P 1.6A ROTARY HANDLE SCREW CLAMP TERMINALS | TeSys GV2 motor circuit breaker provides manual isolation, manual motor control and short circuit and thermal protection in 45 mm standard width. | Rated operation power at AC-3, 400 V | 0.55kW
| 4 | Circuit Breakers and Fuses | Circuit Breakers | Motor Protection Circuit Breakers | TESYS DECA CIRCUIT BREAKER MAGNETIC 3P 1.6A ROTARY HANDLE | 2006498 | GV2L06 | SCHNEIDER ELECTRIC | 2750 | https://pim-kvc.soneparsea.com:3443/PictureServer/default.aspx/schneider-gv2l06_Image1.jpg?A3889C9397807479A2A1C7A8BAA5959DB4AAC672B9AD62A0807BB38EBF9897998173BEB5B9 | https://pim-kvc.soneparsea.com:3443/PictureServer/default.aspx/schneider-gv2l06_Datasheet1.pdf?A3889C9397807479A2A1C7A8BAA5959DB4AAC672B9AD62A0807BB389B3AB91A7B8AAB9B98365A098B6 | TESYS DECA CIRCUIT BREAKER MAGNETIC 3P 1.6A ROTARY HANDLE SCREW CLAMP TERMINALS | TeSys GV2 motor circuit breaker provides manual isolation, manual motor control and short circuit and thermal protection in 45 mm standard width. | Type of electrical connection of main circuit | Screw connection
| 4 | Circuit Breakers and Fuses | Circuit Breakers | Motor Protection Circuit Breakers | TESYS DECA CIRCUIT BREAKER MAGNETIC 3P 1.6A ROTARY HANDLE | 2006498 | GV2L06 | SCHNEIDER ELECTRIC | 2750 | https://pim-kvc.soneparsea.com:3443/PictureServer/default.aspx/schneider-gv2l06_Image1.jpg?A3889C9397807479A2A1C7A8BAA5959DB4AAC672B9AD62A0807BB38EBF9897998173BEB5B9 | https://pim-kvc.soneparsea.com:3443/PictureServer/default.aspx/schneider-gv2l06_Datasheet1.pdf?A3889C9397807479A2A1C7A8BAA5959DB4AAC672B9AD62A0807BB389B3AB91A7B8AAB9B98365A098B6 | TESYS DECA CIRCUIT BREAKER MAGNETIC 3P 1.6A ROTARY HANDLE SCREW CLAMP TERMINALS | TeSys GV2 motor circuit breaker provides manual isolation, manual motor control and short circuit and thermal protection in 45 mm standard width. | Type of control element | Turn button
| 4 | Circuit Breakers and Fuses | Circuit Breakers | Motor Protection Circuit Breakers | TESYS DECA CIRCUIT BREAKER MAGNETIC 3P 1.6A ROTARY HANDLE | 2006498 | GV2L06 | SCHNEIDER ELECTRIC | 2750 | https://pim-kvc.soneparsea.com:3443/PictureServer/default.aspx/schneider-gv2l06_Image1.jpg?A3889C9397807479A2A1C7A8BAA5959DB4AAC672B9AD62A0807BB38EBF9897998173BEB5B9 | https://pim-kvc.soneparsea.com:3443/PictureServer/default.aspx/schneider-gv2l06_Datasheet1.pdf?A3889C9397807479A2A1C7A8BAA5959DB4AAC672B9AD62A0807BB389B3AB91A7B8AAB9B98365A098B6 | TESYS DECA CIRCUIT BREAKER MAGNETIC 3P 1.6A ROTARY HANDLE SCREW CLAMP TERMINALS | TeSys GV2 motor circuit breaker provides manual isolation, manual motor control and short circuit and thermal protection in 45 mm standard width. | Device construction | Complete device in housing
| 4 | Circuit Breakers and Fuses | Circuit Breakers | Motor Protection Circuit Breakers | TESYS DECA CIRCUIT BREAKER MAGNETIC 3P 1.6A ROTARY HANDLE | 2006498 | GV2L06 | SCHNEIDER ELECTRIC | 2750 | https://pim-kvc.soneparsea.com:3443/PictureServer/default.aspx/schneider-gv2l06_Image1.jpg?A3889C9397807479A2A1C7A8BAA5959DB4AAC672B9AD62A0807BB38EBF9897998173BEB5B9 | https://pim-kvc.soneparsea.com:3443/PictureServer/default.aspx/schneider-gv2l06_Datasheet1.pdf?A3889C9397807479A2A1C7A8BAA5959DB4AAC672B9AD62A0807BB389B3AB91A7B8AAB9B98365A098B6 | TESYS DECA CIRCUIT BREAKER MAGNETIC 3P 1.6A ROTARY HANDLE SCREW CLAMP TERMINALS | TeSys GV2 motor circuit breaker provides manual isolation, manual motor control and short circuit and thermal protection in 45 mm standard width. | With integrated auxiliary switch | no
| 4 | Circuit Breakers and Fuses | Circuit Breakers | Motor Protection Circuit Breakers | TESYS DECA CIRCUIT BREAKER MAGNETIC 3P 1.6A ROTARY HANDLE | 2006498 | GV2L06 | SCHNEIDER ELECTRIC | 2750 | https://pim-kvc.soneparsea.com:3443/PictureServer/default.aspx/schneider-gv2l06_Image1.jpg?A3889C9397807479A2A1C7A8BAA5959DB4AAC672B9AD62A0807BB38EBF9897998173BEB5B9 | https://pim-kvc.soneparsea.com:3443/PictureServer/default.aspx/schneider-gv2l06_Datasheet1.pdf?A3889C9397807479A2A1C7A8BAA5959DB4AAC672B9AD62A0807BB389B3AB91A7B8AAB9B98365A098B6 | TESYS DECA CIRCUIT BREAKER MAGNETIC 3P 1.6A ROTARY HANDLE SCREW CLAMP TERMINALS | TeSys GV2 motor circuit breaker provides manual isolation, manual motor control and short circuit and thermal protection in 45 mm standard width. | With integrated under voltage release | no
| 4 | Circuit Breakers and Fuses | Circuit Breakers | Motor Protection Circuit Breakers | TESYS DECA CIRCUIT BREAKER MAGNETIC 3P 1.6A ROTARY HANDLE | 2006498 | GV2L06 | SCHNEIDER ELECTRIC | 2750 | https://pim-kvc.soneparsea.com:3443/PictureServer/default.aspx/schneider-gv2l06_Image1.jpg?A3889C9397807479A2A1C7A8BAA5959DB4AAC672B9AD62A0807BB38EBF9897998173BEB5B9 | https://pim-kvc.soneparsea.com:3443/PictureServer/default.aspx/schneider-gv2l06_Datasheet1.pdf?A3889C9397807479A2A1C7A8BAA5959DB4AAC672B9AD62A0807BB389B3AB91A7B8AAB9B98365A098B6 | TESYS DECA CIRCUIT BREAKER MAGNETIC 3P 1.6A ROTARY HANDLE SCREW CLAMP TERMINALS | TeSys GV2 motor circuit breaker provides manual isolation, manual motor control and short circuit and thermal protection in 45 mm standard width. | Number of poles | 3
| 4 | Circuit Breakers and Fuses | Circuit Breakers | Motor Protection Circuit Breakers | TESYS DECA CIRCUIT BREAKER MAGNETIC 3P 1.6A ROTARY HANDLE | 2006498 | GV2L06 | SCHNEIDER ELECTRIC | 2750 | https://pim-kvc.soneparsea.com:3443/PictureServer/default.aspx/schneider-gv2l06_Image1.jpg?A3889C9397807479A2A1C7A8BAA5959DB4AAC672B9AD62A0807BB38EBF9897998173BEB5B9 | https://pim-kvc.soneparsea.com:3443/PictureServer/default.aspx/schneider-gv2l06_Datasheet1.pdf?A3889C9397807479A2A1C7A8BAA5959DB4AAC672B9AD62A0807BB389B3AB91A7B8AAB9B98365A098B6 | TESYS DECA CIRCUIT BREAKER MAGNETIC 3P 1.6A ROTARY HANDLE SCREW CLAMP TERMINALS | TeSys GV2 motor circuit breaker provides manual isolation, manual motor control and short circuit and thermal protection in 45 mm standard width. | Rated short-circuit breaking capacity lcu at 400 V, AC | 100kA
| 4 | Circuit Breakers and Fuses | Circuit Breakers | Motor Protection Circuit Breakers | TESYS DECA CIRCUIT BREAKER MAGNETIC 3P 1.6A ROTARY HANDLE | 2006498 | GV2L06 | SCHNEIDER ELECTRIC | 2750 | https://pim-kvc.soneparsea.com:3443/PictureServer/default.aspx/schneider-gv2l06_Image1.jpg?A3889C9397807479A2A1C7A8BAA5959DB4AAC672B9AD62A0807BB38EBF9897998173BEB5B9 | https://pim-kvc.soneparsea.com:3443/PictureServer/default.aspx/schneider-gv2l06_Datasheet1.pdf?A3889C9397807479A2A1C7A8BAA5959DB4AAC672B9AD62A0807BB389B3AB91A7B8AAB9B98365A098B6 | TESYS DECA CIRCUIT BREAKER MAGNETIC 3P 1.6A ROTARY HANDLE SCREW CLAMP TERMINALS | TeSys GV2 motor circuit breaker provides manual isolation, manual motor control and short circuit and thermal protection in 45 mm standard width. | Degree of protection (IP) | IP20
| 4 | Circuit Breakers and Fuses | Circuit Breakers | Motor Protection Circuit Breakers | TESYS DECA CIRCUIT BREAKER MAGNETIC 3P 1.6A ROTARY HANDLE | 2006498 | GV2L06 | SCHNEIDER ELECTRIC | 2750 | https://pim-kvc.soneparsea.com:3443/PictureServer/default.aspx/schneider-gv2l06_Image1.jpg?A3889C9397807479A2A1C7A8BAA5959DB4AAC672B9AD62A0807BB38EBF9897998173BEB5B9 | https://pim-kvc.soneparsea.com:3443/PictureServer/default.aspx/schneider-gv2l06_Datasheet1.pdf?A3889C9397807479A2A1C7A8BAA5959DB4AAC672B9AD62A0807BB389B3AB91A7B8AAB9B98365A098B6 | TESYS DECA CIRCUIT BREAKER MAGNETIC 3P 1.6A ROTARY HANDLE SCREW CLAMP TERMINALS | TeSys GV2 motor circuit breaker provides manual isolation, manual motor control and short circuit and thermal protection in 45 mm standard width. | Height | 89mm
| 4 | Circuit Breakers and Fuses | Circuit Breakers | Motor Protection Circuit Breakers | TESYS DECA CIRCUIT BREAKER MAGNETIC 3P 1.6A ROTARY HANDLE | 2006498 | GV2L06 | SCHNEIDER ELECTRIC | 2750 | https://pim-kvc.soneparsea.com:3443/PictureServer/default.aspx/schneider-gv2l06_Image1.jpg?A3889C9397807479A2A1C7A8BAA5959DB4AAC672B9AD62A0807BB38EBF9897998173BEB5B9 | https://pim-kvc.soneparsea.com:3443/PictureServer/default.aspx/schneider-gv2l06_Datasheet1.pdf?A3889C9397807479A2A1C7A8BAA5959DB4AAC672B9AD62A0807BB389B3AB91A7B8AAB9B98365A098B6 | TESYS DECA CIRCUIT BREAKER MAGNETIC 3P 1.6A ROTARY HANDLE SCREW CLAMP TERMINALS | TeSys GV2 motor circuit breaker provides manual isolation, manual motor control and short circuit and thermal protection in 45 mm standard width. | Width | 45mm
| 4 | Circuit Breakers and Fuses | Circuit Breakers | Motor Protection Circuit Breakers | TESYS DECA CIRCUIT BREAKER MAGNETIC 3P 1.6A ROTARY HANDLE | 2006498 | GV2L06 | SCHNEIDER ELECTRIC | 2750 | https://pim-kvc.soneparsea.com:3443/PictureServer/default.aspx/schneider-gv2l06_Image1.jpg?A3889C9397807479A2A1C7A8BAA5959DB4AAC672B9AD62A0807BB38EBF9897998173BEB5B9 | https://pim-kvc.soneparsea.com:3443/PictureServer/default.aspx/schneider-gv2l06_Datasheet1.pdf?A3889C9397807479A2A1C7A8BAA5959DB4AAC672B9AD62A0807BB389B3AB91A7B8AAB9B98365A098B6 | TESYS DECA CIRCUIT BREAKER MAGNETIC 3P 1.6A ROTARY HANDLE SCREW CLAMP TERMINALS | TeSys GV2 motor circuit breaker provides manual isolation, manual motor control and short circuit and thermal protection in 45 mm standard width. | Depth | 97mm
| 4 | Circuit Breakers and Fuses | Circuit Breakers | Motor Protection Circuit Breakers | TESYS DECA CIRCUIT BREAKER MAGNETIC 3P 1.6A ROTARY HANDLE | 2006498 | GV2L06 | SCHNEIDER ELECTRIC | 2750 | https://pim-kvc.soneparsea.com:3443/PictureServer/default.aspx/schneider-gv2l06_Image1.jpg?A3889C9397807479A2A1C7A8BAA5959DB4AAC672B9AD62A0807BB38EBF9897998173BEB5B9 | https://pim-kvc.soneparsea.com:3443/PictureServer/default.aspx/schneider-gv2l06_Datasheet1.pdf?A3889C9397807479A2A1C7A8BAA5959DB4AAC672B9AD62A0807BB389B3AB91A7B8AAB9B98365A098B6 | TESYS DECA CIRCUIT BREAKER MAGNETIC 3P 1.6A ROTARY HANDLE SCREW CLAMP TERMINALS | TeSys GV2 motor circuit breaker provides manual isolation, manual motor control and short circuit and thermal protection in 45 mm standard width. | Overload release current setting | 1.6...1.6A
| 4 | Circuit Breakers and Fuses | Circuit Breakers | Motor Protection Circuit Breakers | TESYS DECA CIRCUIT BREAKER MAGNETIC 3P 1.6A ROTARY HANDLE | 2006498 | GV2L06 | SCHNEIDER ELECTRIC | 2750 | https://pim-kvc.soneparsea.com:3443/PictureServer/default.aspx/schneider-gv2l06_Image1.jpg?A3889C9397807479A2A1C7A8BAA5959DB4AAC672B9AD62A0807BB38EBF9897998173BEB5B9 | https://pim-kvc.soneparsea.com:3443/PictureServer/default.aspx/schneider-gv2l06_Datasheet1.pdf?A3889C9397807479A2A1C7A8BAA5959DB4AAC672B9AD62A0807BB389B3AB91A7B8AAB9B98365A098B6 | TESYS DECA CIRCUIT BREAKER MAGNETIC 3P 1.6A ROTARY HANDLE SCREW CLAMP TERMINALS | TeSys GV2 motor circuit breaker provides manual isolation, manual motor control and short circuit and thermal protection in 45 mm standard width. | Adjustment range undelayed short-circuit release | 22.5...22.5A
| 4 | Circuit Breakers and Fuses | Circuit Breakers | Motor Protection Circuit Breakers | TESYS DECA CIRCUIT BREAKER MAGNETIC 3P 1.6A ROTARY HANDLE | 2006498 | GV2L06 | SCHNEIDER ELECTRIC | 2750 | https://pim-kvc.soneparsea.com:3443/PictureServer/default.aspx/schneider-gv2l06_Image1.jpg?A3889C9397807479A2A1C7A8BAA5959DB4AAC672B9AD62A0807BB38EBF9897998173BEB5B9 | https://pim-kvc.soneparsea.com:3443/PictureServer/default.aspx/schneider-gv2l06_Datasheet1.pdf?A3889C9397807479A2A1C7A8BAA5959DB4AAC672B9AD62A0807BB389B3AB91A7B8AAB9B98365A098B6 | TESYS DECA CIRCUIT BREAKER MAGNETIC 3P 1.6A ROTARY HANDLE SCREW CLAMP TERMINALS | TeSys GV2 motor circuit breaker provides manual isolation, manual motor control and short circuit and thermal protection in 45 mm standard width. | With thermal protection | no
| 4 | Circuit Breakers and Fuses | Circuit Breakers | Motor Protection Circuit Breakers | TESYS DECA CIRCUIT BREAKER MAGNETIC 3P 1.6A ROTARY HANDLE | 2006498 | GV2L06 | SCHNEIDER ELECTRIC | 2750 | https://pim-kvc.soneparsea.com:3443/PictureServer/default.aspx/schneider-gv2l06_Image1.jpg?A3889C9397807479A2A1C7A8BAA5959DB4AAC672B9AD62A0807BB38EBF9897998173BEB5B9 | https://pim-kvc.soneparsea.com:3443/PictureServer/default.aspx/schneider-gv2l06_Datasheet1.pdf?A3889C9397807479A2A1C7A8BAA5959DB4AAC672B9AD62A0807BB389B3AB91A7B8AAB9B98365A098B6 | TESYS DECA CIRCUIT BREAKER MAGNETIC 3P 1.6A ROTARY HANDLE SCREW CLAMP TERMINALS | TeSys GV2 motor circuit breaker provides manual isolation, manual motor control and short circuit and thermal protection in 45 mm standard width. | Phase failure sensitive | yes
| 4 | Circuit Breakers and Fuses | Circuit Breakers | Motor Protection Circuit Breakers | TESYS DECA CIRCUIT BREAKER MAGNETIC 3P 1.6A ROTARY HANDLE | 2006498 | GV2L06 | SCHNEIDER ELECTRIC | 2750 | https://pim-kvc.soneparsea.com:3443/PictureServer/default.aspx/schneider-gv2l06_Image1.jpg?A3889C9397807479A2A1C7A8BAA5959DB4AAC672B9AD62A0807BB38EBF9897998173BEB5B9 | https://pim-kvc.soneparsea.com:3443/PictureServer/default.aspx/schneider-gv2l06_Datasheet1.pdf?A3889C9397807479A2A1C7A8BAA5959DB4AAC672B9AD62A0807BB389B3AB91A7B8AAB9B98365A098B6 | TESYS DECA CIRCUIT BREAKER MAGNETIC 3P 1.6A ROTARY HANDLE SCREW CLAMP TERMINALS | TeSys GV2 motor circuit breaker provides manual isolation, manual motor control and short circuit and thermal protection in 45 mm standard width. | Switch off technique | Magnetic
| 4 | Circuit Breakers and Fuses | Circuit Breakers | Motor Protection Circuit Breakers | TESYS DECA CIRCUIT BREAKER MAGNETIC 3P 1.6A ROTARY HANDLE | 2006498 | GV2L06 | SCHNEIDER ELECTRIC | 2750 | https://pim-kvc.soneparsea.com:3443/PictureServer/default.aspx/schneider-gv2l06_Image1.jpg?A3889C9397807479A2A1C7A8BAA5959DB4AAC672B9AD62A0807BB38EBF9897998173BEB5B9 | https://pim-kvc.soneparsea.com:3443/PictureServer/default.aspx/schneider-gv2l06_Datasheet1.pdf?A3889C9397807479A2A1C7A8BAA5959DB4AAC672B9AD62A0807BB389B3AB91A7B8AAB9B98365A098B6 | TESYS DECA CIRCUIT BREAKER MAGNETIC 3P 1.6A ROTARY HANDLE SCREW CLAMP TERMINALS | TeSys GV2 motor circuit breaker provides manual isolation, manual motor control and short circuit and thermal protection in 45 mm standard width. | Rated operating voltage | 690...690V
| 4 | Circuit Breakers and Fuses | Circuit Breakers | Motor Protection Circuit Breakers | TESYS DECA CIRCUIT BREAKER MAGNETIC 3P 1.6A ROTARY HANDLE | 2006498 | GV2L06 | SCHNEIDER ELECTRIC | 2750 | https://pim-kvc.soneparsea.com:3443/PictureServer/default.aspx/schneider-gv2l06_Image1.jpg?A3889C9397807479A2A1C7A8BAA5959DB4AAC672B9AD62A0807BB38EBF9897998173BEB5B9 | https://pim-kvc.soneparsea.com:3443/PictureServer/default.aspx/schneider-gv2l06_Datasheet1.pdf?A3889C9397807479A2A1C7A8BAA5959DB4AAC672B9AD62A0807BB389B3AB91A7B8AAB9B98365A098B6 | TESYS DECA CIRCUIT BREAKER MAGNETIC 3P 1.6A ROTARY HANDLE SCREW CLAMP TERMINALS | TeSys GV2 motor circuit breaker provides manual isolation, manual motor control and short circuit and thermal protection in 45 mm standard width. | Rated permanent current Iu | 1.6A
| 4 | Circuit Breakers and Fuses | Circuit Breakers | Motor Protection Circuit Breakers | TESYS DECA CIRCUIT BREAKER MAGNETIC 3P 1.6A ROTARY HANDLE | 2006498 | GV2L06 | SCHNEIDER ELECTRIC | 2750 | https://pim-kvc.soneparsea.com:3443/PictureServer/default.aspx/schneider-gv2l06_Image1.jpg?A3889C9397807479A2A1C7A8BAA5959DB4AAC672B9AD62A0807BB38EBF9897998173BEB5B9 | https://pim-kvc.soneparsea.com:3443/PictureServer/default.aspx/schneider-gv2l06_Datasheet1.pdf?A3889C9397807479A2A1C7A8BAA5959DB4AAC672B9AD62A0807BB389B3AB91A7B8AAB9B98365A098B6 | TESYS DECA CIRCUIT BREAKER MAGNETIC 3P 1.6A ROTARY HANDLE SCREW CLAMP TERMINALS | TeSys GV2 motor circuit breaker provides manual isolation, manual motor control and short circuit and thermal protection in 45 mm standard width. | Rated operation power at AC-3, 230 V | 0.25kW
| 4 | Circuit Breakers and Fuses | Circuit Breakers | Motor Protection Circuit Breakers | TESYS DECA CIRCUIT BREAKER MAGNETIC 3P 1.6A ROTARY HANDLE | 2006498 | GV2L06 | SCHNEIDER ELECTRIC | 2750 | https://pim-kvc.soneparsea.com:3443/PictureServer/default.aspx/schneider-gv2l06_Image1.jpg?A3889C9397807479A2A1C7A8BAA5959DB4AAC672B9AD62A0807BB38EBF9897998173BEB5B9 | https://pim-kvc.soneparsea.com:3443/PictureServer/default.aspx/schneider-gv2l06_Datasheet1.pdf?A3889C9397807479A2A1C7A8BAA5959DB4AAC672B9AD62A0807BB389B3AB91A7B8AAB9B98365A098B6 | TESYS DECA CIRCUIT BREAKER MAGNETIC 3P 1.6A ROTARY HANDLE SCREW CLAMP TERMINALS | TeSys GV2 motor circuit breaker provides manual isolation, manual motor control and short circuit and thermal protection in 45 mm standard width. | Rated operation power at AC-3, 400 V | 0.55kW
| 4 | Circuit Breakers and Fuses | Circuit Breakers | Motor Protection Circuit Breakers | TESYS DECA CIRCUIT BREAKER MAGNETIC 3P 1.6A ROTARY HANDLE | 2006498 | GV2L06 | SCHNEIDER ELECTRIC | 2750 | https://pim-kvc.soneparsea.com:3443/PictureServer/default.aspx/schneider-gv2l06_Image1.jpg?A3889C9397807479A2A1C7A8BAA5959DB4AAC672B9AD62A0807BB38EBF9897998173BEB5B9 | https://pim-kvc.soneparsea.com:3443/PictureServer/default.aspx/schneider-gv2l06_Datasheet1.pdf?A3889C9397807479A2A1C7A8BAA5959DB4AAC672B9AD62A0807BB389B3AB91A7B8AAB9B98365A098B6 | TESYS DECA CIRCUIT BREAKER MAGNETIC 3P 1.6A ROTARY HANDLE SCREW CLAMP TERMINALS | TeSys GV2 motor circuit breaker provides manual isolation, manual motor control and short circuit and thermal protection in 45 mm standard width. | Type of electrical connection of main circuit | Screw connection
| 4 | Circuit Breakers and Fuses | Circuit Breakers | Motor Protection Circuit Breakers | TESYS DECA CIRCUIT BREAKER MAGNETIC 3P 1.6A ROTARY HANDLE | 2006498 | GV2L06 | SCHNEIDER ELECTRIC | 2750 | https://pim-kvc.soneparsea.com:3443/PictureServer/default.aspx/schneider-gv2l06_Image1.jpg?A3889C9397807479A2A1C7A8BAA5959DB4AAC672B9AD62A0807BB38EBF9897998173BEB5B9 | https://pim-kvc.soneparsea.com:3443/PictureServer/default.aspx/schneider-gv2l06_Datasheet1.pdf?A3889C9397807479A2A1C7A8BAA5959DB4AAC672B9AD62A0807BB389B3AB91A7B8AAB9B98365A098B6 | TESYS DECA CIRCUIT BREAKER MAGNETIC 3P 1.6A ROTARY HANDLE SCREW CLAMP TERMINALS | TeSys GV2 motor circuit breaker provides manual isolation, manual motor control and short circuit and thermal protection in 45 mm standard width. | Type of control element | Turn button
| 4 | Circuit Breakers and Fuses | Circuit Breakers | Motor Protection Circuit Breakers | TESYS DECA CIRCUIT BREAKER MAGNETIC 3P 1.6A ROTARY HANDLE | 2006498 | GV2L06 | SCHNEIDER ELECTRIC | 2750 | https://pim-kvc.soneparsea.com:3443/PictureServer/default.aspx/schneider-gv2l06_Image1.jpg?A3889C9397807479A2A1C7A8BAA5959DB4AAC672B9AD62A0807BB38EBF9897998173BEB5B9 | https://pim-kvc.soneparsea.com:3443/PictureServer/default.aspx/schneider-gv2l06_Datasheet1.pdf?A3889C9397807479A2A1C7A8BAA5959DB4AAC672B9AD62A0807BB389B3AB91A7B8AAB9B98365A098B6 | TESYS DECA CIRCUIT BREAKER MAGNETIC 3P 1.6A ROTARY HANDLE SCREW CLAMP TERMINALS | TeSys GV2 motor circuit breaker provides manual isolation, manual motor control and short circuit and thermal protection in 45 mm standard width. | Device construction | Complete device in housing
| 4 | Circuit Breakers and Fuses | Circuit Breakers | Motor Protection Circuit Breakers | TESYS DECA CIRCUIT BREAKER MAGNETIC 3P 1.6A ROTARY HANDLE | 2006498 | GV2L06 | SCHNEIDER ELECTRIC | 2750 | https://pim-kvc.soneparsea.com:3443/PictureServer/default.aspx/schneider-gv2l06_Image1.jpg?A3889C9397807479A2A1C7A8BAA5959DB4AAC672B9AD62A0807BB38EBF9897998173BEB5B9 | https://pim-kvc.soneparsea.com:3443/PictureServer/default.aspx/schneider-gv2l06_Datasheet1.pdf?A3889C9397807479A2A1C7A8BAA5959DB4AAC672B9AD62A0807BB389B3AB91A7B8AAB9B98365A098B6 | TESYS DECA CIRCUIT BREAKER MAGNETIC 3P 1.6A ROTARY HANDLE SCREW CLAMP TERMINALS | TeSys GV2 motor circuit breaker provides manual isolation, manual motor control and short circuit and thermal protection in 45 mm standard width. | With integrated auxiliary switch | no
| 4 | Circuit Breakers and Fuses | Circuit Breakers | Motor Protection Circuit Breakers | TESYS DECA CIRCUIT BREAKER MAGNETIC 3P 1.6A ROTARY HANDLE | 2006498 | GV2L06 | SCHNEIDER ELECTRIC | 2750 | https://pim-kvc.soneparsea.com:3443/PictureServer/default.aspx/schneider-gv2l06_Image1.jpg?A3889C9397807479A2A1C7A8BAA5959DB4AAC672B9AD62A0807BB38EBF9897998173BEB5B9 | https://pim-kvc.soneparsea.com:3443/PictureServer/default.aspx/schneider-gv2l06_Datasheet1.pdf?A3889C9397807479A2A1C7A8BAA5959DB4AAC672B9AD62A0807BB389B3AB91A7B8AAB9B98365A098B6 | TESYS DECA CIRCUIT BREAKER MAGNETIC 3P 1.6A ROTARY HANDLE SCREW CLAMP TERMINALS | TeSys GV2 motor circuit breaker provides manual isolation, manual motor control and short circuit and thermal protection in 45 mm standard width. | With integrated under voltage release | no
| 4 | Circuit Breakers and Fuses | Circuit Breakers | Motor Protection Circuit Breakers | TESYS DECA CIRCUIT BREAKER MAGNETIC 3P 1.6A ROTARY HANDLE | 2006498 | GV2L06 | SCHNEIDER ELECTRIC | 2750 | https://pim-kvc.soneparsea.com:3443/PictureServer/default.aspx/schneider-gv2l06_Image1.jpg?A3889C9397807479A2A1C7A8BAA5959DB4AAC672B9AD62A0807BB38EBF9897998173BEB5B9 | https://pim-kvc.soneparsea.com:3443/PictureServer/default.aspx/schneider-gv2l06_Datasheet1.pdf?A3889C9397807479A2A1C7A8BAA5959DB4AAC672B9AD62A0807BB389B3AB91A7B8AAB9B98365A098B6 | TESYS DECA CIRCUIT BREAKER MAGNETIC 3P 1.6A ROTARY HANDLE SCREW CLAMP TERMINALS | TeSys GV2 motor circuit breaker provides manual isolation, manual motor control and short circuit and thermal protection in 45 mm standard width. | Number of poles | 3
| 4 | Circuit Breakers and Fuses | Circuit Breakers | Motor Protection Circuit Breakers | TESYS DECA CIRCUIT BREAKER MAGNETIC 3P 1.6A ROTARY HANDLE | 2006498 | GV2L06 | SCHNEIDER ELECTRIC | 2750 | https://pim-kvc.soneparsea.com:3443/PictureServer/default.aspx/schneider-gv2l06_Image1.jpg?A3889C9397807479A2A1C7A8BAA5959DB4AAC672B9AD62A0807BB38EBF9897998173BEB5B9 | https://pim-kvc.soneparsea.com:3443/PictureServer/default.aspx/schneider-gv2l06_Datasheet1.pdf?A3889C9397807479A2A1C7A8BAA5959DB4AAC672B9AD62A0807BB389B3AB91A7B8AAB9B98365A098B6 | TESYS DECA CIRCUIT BREAKER MAGNETIC 3P 1.6A ROTARY HANDLE SCREW CLAMP TERMINALS | TeSys GV2 motor circuit breaker provides manual isolation, manual motor control and short circuit and thermal protection in 45 mm standard width. | Rated short-circuit breaking capacity lcu at 400 V, AC | 100kA
| 4 | Circuit Breakers and Fuses | Circuit Breakers | Motor Protection Circuit Breakers | TESYS DECA CIRCUIT BREAKER MAGNETIC 3P 1.6A ROTARY HANDLE | 2006498 | GV2L06 | SCHNEIDER ELECTRIC | 2750 | https://pim-kvc.soneparsea.com:3443/PictureServer/default.aspx/schneider-gv2l06_Image1.jpg?A3889C9397807479A2A1C7A8BAA5959DB4AAC672B9AD62A0807BB38EBF9897998173BEB5B9 | https://pim-kvc.soneparsea.com:3443/PictureServer/default.aspx/schneider-gv2l06_Datasheet1.pdf?A3889C9397807479A2A1C7A8BAA5959DB4AAC672B9AD62A0807BB389B3AB91A7B8AAB9B98365A098B6 | TESYS DECA CIRCUIT BREAKER MAGNETIC 3P 1.6A ROTARY HANDLE SCREW CLAMP TERMINALS | TeSys GV2 motor circuit breaker provides manual isolation, manual motor control and short circuit and thermal protection in 45 mm standard width. | Degree of protection (IP) | IP20
| 4 | Circuit Breakers and Fuses | Circuit Breakers | Motor Protection Circuit Breakers | TESYS DECA CIRCUIT BREAKER MAGNETIC 3P 1.6A ROTARY HANDLE | 2006498 | GV2L06 | SCHNEIDER ELECTRIC | 2750 | https://pim-kvc.soneparsea.com:3443/PictureServer/default.aspx/schneider-gv2l06_Image1.jpg?A3889C9397807479A2A1C7A8BAA5959DB4AAC672B9AD62A0807BB38EBF9897998173BEB5B9 | https://pim-kvc.soneparsea.com:3443/PictureServer/default.aspx/schneider-gv2l06_Datasheet1.pdf?A3889C9397807479A2A1C7A8BAA5959DB4AAC672B9AD62A0807BB389B3AB91A7B8AAB9B98365A098B6 | TESYS DECA CIRCUIT BREAKER MAGNETIC 3P 1.6A ROTARY HANDLE SCREW CLAMP TERMINALS | TeSys GV2 motor circuit breaker provides manual isolation, manual motor control and short circuit and thermal protection in 45 mm standard width. | Height | 89mm
| 4 | Circuit Breakers and Fuses | Circuit Breakers | Motor Protection Circuit Breakers | TESYS DECA CIRCUIT BREAKER MAGNETIC 3P 1.6A ROTARY HANDLE | 2006498 | GV2L06 | SCHNEIDER ELECTRIC | 2750 | https://pim-kvc.soneparsea.com:3443/PictureServer/default.aspx/schneider-gv2l06_Image1.jpg?A3889C9397807479A2A1C7A8BAA5959DB4AAC672B9AD62A0807BB38EBF9897998173BEB5B9 | https://pim-kvc.soneparsea.com:3443/PictureServer/default.aspx/schneider-gv2l06_Datasheet1.pdf?A3889C9397807479A2A1C7A8BAA5959DB4AAC672B9AD62A0807BB389B3AB91A7B8AAB9B98365A098B6 | TESYS DECA CIRCUIT BREAKER MAGNETIC 3P 1.6A ROTARY HANDLE SCREW CLAMP TERMINALS | TeSys GV2 motor circuit breaker provides manual isolation, manual motor control and short circuit and thermal protection in 45 mm standard width. | Width | 45mm
| 4 | Circuit Breakers and Fuses | Circuit Breakers | Motor Protection Circuit Breakers | TESYS DECA CIRCUIT BREAKER MAGNETIC 3P 1.6A ROTARY HANDLE | 2006498 | GV2L06 | SCHNEIDER ELECTRIC | 2750 | https://pim-kvc.soneparsea.com:3443/PictureServer/default.aspx/schneider-gv2l06_Image1.jpg?A3889C9397807479A2A1C7A8BAA5959DB4AAC672B9AD62A0807BB38EBF9897998173BEB5B9 | https://pim-kvc.soneparsea.com:3443/PictureServer/default.aspx/schneider-gv2l06_Datasheet1.pdf?A3889C9397807479A2A1C7A8BAA5959DB4AAC672B9AD62A0807BB389B3AB91A7B8AAB9B98365A098B6 | TESYS DECA CIRCUIT BREAKER MAGNETIC 3P 1.6A ROTARY HANDLE SCREW CLAMP TERMINALS | TeSys GV2 motor circuit breaker provides manual isolation, manual motor control and short circuit and thermal protection in 45 mm standard width. | Depth | 97mm
| 4 | Circuit Breakers and Fuses | Circuit Breakers | Motor Protection Circuit Breakers | TESYS DECA CIRCUIT BREAKER MAGNETIC 3P 1.6A ROTARY HANDLE | 2006498 | GV2L06 | SCHNEIDER ELECTRIC | 2750 | https://pim-kvc.soneparsea.com:3443/PictureServer/default.aspx/schneider-gv2l06_Image1.jpg?A3889C9397807479A2A1C7A8BAA5959DB4AAC672B9AD62A0807BB38EBF9897998173BEB5B9 | https://pim-kvc.soneparsea.com:3443/PictureServer/default.aspx/schneider-gv2l06_Datasheet1.pdf?A3889C9397807479A2A1C7A8BAA5959DB4AAC672B9AD62A0807BB389B3AB91A7B8AAB9B98365A098B6 | TESYS DECA CIRCUIT BREAKER MAGNETIC 3P 1.6A ROTARY HANDLE SCREW CLAMP TERMINALS | TeSys GV2 motor circuit breaker provides manual isolation, manual motor control and short circuit and thermal protection in 45 mm standard width. | Overload release current setting | 1.6...1.6A
| 4 | Circuit Breakers and Fuses | Circuit Breakers | Motor Protection Circuit Breakers | TESYS DECA CIRCUIT BREAKER MAGNETIC 3P 1.6A ROTARY HANDLE | 2006498 | GV2L06 | SCHNEIDER ELECTRIC | 2750 | https://pim-kvc.soneparsea.com:3443/PictureServer/default.aspx/schneider-gv2l06_Image1.jpg?A3889C9397807479A2A1C7A8BAA5959DB4AAC672B9AD62A0807BB38EBF9897998173BEB5B9 | https://pim-kvc.soneparsea.com:3443/PictureServer/default.aspx/schneider-gv2l06_Datasheet1.pdf?A3889C9397807479A2A1C7A8BAA5959DB4AAC672B9AD62A0807BB389B3AB91A7B8AAB9B98365A098B6 | TESYS DECA CIRCUIT BREAKER MAGNETIC 3P 1.6A ROTARY HANDLE SCREW CLAMP TERMINALS | TeSys GV2 motor circuit breaker provides manual isolation, manual motor control and short circuit and thermal protection in 45 mm standard width. | Adjustment range undelayed short-circuit release | 22.5...22.5A
| 4 | Circuit Breakers and Fuses | Circuit Breakers | Motor Protection Circuit Breakers | TESYS DECA CIRCUIT BREAKER MAGNETIC 3P 1.6A ROTARY HANDLE | 2006498 | GV2L06 | SCHNEIDER ELECTRIC | 2750 | https://pim-kvc.soneparsea.com:3443/PictureServer/default.aspx/schneider-gv2l06_Image1.jpg?A3889C9397807479A2A1C7A8BAA5959DB4AAC672B9AD62A0807BB38EBF9897998173BEB5B9 | https://pim-kvc.soneparsea.com:3443/PictureServer/default.aspx/schneider-gv2l06_Datasheet1.pdf?A3889C9397807479A2A1C7A8BAA5959DB4AAC672B9AD62A0807BB389B3AB91A7B8AAB9B98365A098B6 | TESYS DECA CIRCUIT BREAKER MAGNETIC 3P 1.6A ROTARY HANDLE SCREW CLAMP TERMINALS | TeSys GV2 motor circuit breaker provides manual isolation, manual motor control and short circuit and thermal protection in 45 mm standard width. | With thermal protection | no
| 4 | Circuit Breakers and Fuses | Circuit Breakers | Motor Protection Circuit Breakers | TESYS DECA CIRCUIT BREAKER MAGNETIC 3P 1.6A ROTARY HANDLE | 2006498 | GV2L06 | SCHNEIDER ELECTRIC | 2750 | https://pim-kvc.soneparsea.com:3443/PictureServer/default.aspx/schneider-gv2l06_Image1.jpg?A3889C9397807479A2A1C7A8BAA5959DB4AAC672B9AD62A0807BB38EBF9897998173BEB5B9 | https://pim-kvc.soneparsea.com:3443/PictureServer/default.aspx/schneider-gv2l06_Datasheet1.pdf?A3889C9397807479A2A1C7A8BAA5959DB4AAC672B9AD62A0807BB389B3AB91A7B8AAB9B98365A098B6 | TESYS DECA CIRCUIT BREAKER MAGNETIC 3P 1.6A ROTARY HANDLE SCREW CLAMP TERMINALS | TeSys GV2 motor circuit breaker provides manual isolation, manual motor control and short circuit and thermal protection in 45 mm standard width. | Phase failure sensitive | yes
| 4 | Circuit Breakers and Fuses | Circuit Breakers | Motor Protection Circuit Breakers | TESYS DECA CIRCUIT BREAKER MAGNETIC 3P 1.6A ROTARY HANDLE | 2006498 | GV2L06 | SCHNEIDER ELECTRIC | 2750 | https://pim-kvc.soneparsea.com:3443/PictureServer/default.aspx/schneider-gv2l06_Image1.jpg?A3889C9397807479A2A1C7A8BAA5959DB4AAC672B9AD62A0807BB38EBF9897998173BEB5B9 | https://pim-kvc.soneparsea.com:3443/PictureServer/default.aspx/schneider-gv2l06_Datasheet1.pdf?A3889C9397807479A2A1C7A8BAA5959DB4AAC672B9AD62A0807BB389B3AB91A7B8AAB9B98365A098B6 | TESYS DECA CIRCUIT BREAKER MAGNETIC 3P 1.6A ROTARY HANDLE SCREW CLAMP TERMINALS | TeSys GV2 motor circuit breaker provides manual isolation, manual motor control and short circuit and thermal protection in 45 mm standard width. | Switch off technique | Magnetic
| 4 | Circuit Breakers and Fuses | Circuit Breakers | Motor Protection Circuit Breakers | TESYS DECA CIRCUIT BREAKER MAGNETIC 3P 1.6A ROTARY HANDLE | 2006498 | GV2L06 | SCHNEIDER ELECTRIC | 2750 | https://pim-kvc.soneparsea.com:3443/PictureServer/default.aspx/schneider-gv2l06_Image1.jpg?A3889C9397807479A2A1C7A8BAA5959DB4AAC672B9AD62A0807BB38EBF9897998173BEB5B9 | https://pim-kvc.soneparsea.com:3443/PictureServer/default.aspx/schneider-gv2l06_Datasheet1.pdf?A3889C9397807479A2A1C7A8BAA5959DB4AAC672B9AD62A0807BB389B3AB91A7B8AAB9B98365A098B6 | TESYS DECA CIRCUIT BREAKER MAGNETIC 3P 1.6A ROTARY HANDLE SCREW CLAMP TERMINALS | TeSys GV2 motor circuit breaker provides manual isolation, manual motor control and short circuit and thermal protection in 45 mm standard width. | Rated operating voltage | 690...690V
| 4 | Circuit Breakers and Fuses | Circuit Breakers | Motor Protection Circuit Breakers | TESYS DECA CIRCUIT BREAKER MAGNETIC 3P 1.6A ROTARY HANDLE | 2006498 | GV2L06 | SCHNEIDER ELECTRIC | 2750 | https://pim-kvc.soneparsea.com:3443/PictureServer/default.aspx/schneider-gv2l06_Image1.jpg?A3889C9397807479A2A1C7A8BAA5959DB4AAC672B9AD62A0807BB38EBF9897998173BEB5B9 | https://pim-kvc.soneparsea.com:3443/PictureServer/default.aspx/schneider-gv2l06_Datasheet1.pdf?A3889C9397807479A2A1C7A8BAA5959DB4AAC672B9AD62A0807BB389B3AB91A7B8AAB9B98365A098B6 | TESYS DECA CIRCUIT BREAKER MAGNETIC 3P 1.6A ROTARY HANDLE SCREW CLAMP TERMINALS | TeSys GV2 motor circuit breaker provides manual isolation, manual motor control and short circuit and thermal protection in 45 mm standard width. | Rated permanent current Iu | 1.6A
| 4 | Circuit Breakers and Fuses | Circuit Breakers | Motor Protection Circuit Breakers | TESYS DECA CIRCUIT BREAKER MAGNETIC 3P 1.6A ROTARY HANDLE | 2006498 | GV2L06 | SCHNEIDER ELECTRIC | 2750 | https://pim-kvc.soneparsea.com:3443/PictureServer/default.aspx/schneider-gv2l06_Image1.jpg?A3889C9397807479A2A1C7A8BAA5959DB4AAC672B9AD62A0807BB38EBF9897998173BEB5B9 | https://pim-kvc.soneparsea.com:3443/PictureServer/default.aspx/schneider-gv2l06_Datasheet1.pdf?A3889C9397807479A2A1C7A8BAA5959DB4AAC672B9AD62A0807BB389B3AB91A7B8AAB9B98365A098B6 | TESYS DECA CIRCUIT BREAKER MAGNETIC 3P 1.6A ROTARY HANDLE SCREW CLAMP TERMINALS | TeSys GV2 motor circuit breaker provides manual isolation, manual motor control and short circuit and thermal protection in 45 mm standard width. | Rated operation power at AC-3, 230 V | 0.25kW
| 4 | Circuit Breakers and Fuses | Circuit Breakers | Motor Protection Circuit Breakers | TESYS DECA CIRCUIT BREAKER MAGNETIC 3P 1.6A ROTARY HANDLE | 2006498 | GV2L06 | SCHNEIDER ELECTRIC | 2750 | https://pim-kvc.soneparsea.com:3443/PictureServer/default.aspx/schneider-gv2l06_Image1.jpg?A3889C9397807479A2A1C7A8BAA5959DB4AAC672B9AD62A0807BB38EBF9897998173BEB5B9 | https://pim-kvc.soneparsea.com:3443/PictureServer/default.aspx/schneider-gv2l06_Datasheet1.pdf?A3889C9397807479A2A1C7A8BAA5959DB4AAC672B9AD62A0807BB389B3AB91A7B8AAB9B98365A098B6 | TESYS DECA CIRCUIT BREAKER MAGNETIC 3P 1.6A ROTARY HANDLE SCREW CLAMP TERMINALS | TeSys GV2 motor circuit breaker provides manual isolation, manual motor control and short circuit and thermal protection in 45 mm standard width. | Rated operation power at AC-3, 400 V | 0.55kW
| 4 | Circuit Breakers and Fuses | Circuit Breakers | Motor Protection Circuit Breakers | TESYS DECA CIRCUIT BREAKER MAGNETIC 3P 1.6A ROTARY HANDLE | 2006498 | GV2L06 | SCHNEIDER ELECTRIC | 2750 | https://pim-kvc.soneparsea.com:3443/PictureServer/default.aspx/schneider-gv2l06_Image1.jpg?A3889C9397807479A2A1C7A8BAA5959DB4AAC672B9AD62A0807BB38EBF9897998173BEB5B9 | https://pim-kvc.soneparsea.com:3443/PictureServer/default.aspx/schneider-gv2l06_Datasheet1.pdf?A3889C9397807479A2A1C7A8BAA5959DB4AAC672B9AD62A0807BB389B3AB91A7B8AAB9B98365A098B6 | TESYS DECA CIRCUIT BREAKER MAGNETIC 3P 1.6A ROTARY HANDLE SCREW CLAMP TERMINALS | TeSys GV2 motor circuit breaker provides manual isolation, manual motor control and short circuit and thermal protection in 45 mm standard width. | Type of electrical connection of main circuit | Screw connection
| 4 | Circuit Breakers and Fuses | Circuit Breakers | Motor Protection Circuit Breakers | TESYS DECA CIRCUIT BREAKER MAGNETIC 3P 1.6A ROTARY HANDLE | 2006498 | GV2L06 | SCHNEIDER ELECTRIC | 2750 | https://pim-kvc.soneparsea.com:3443/PictureServer/default.aspx/schneider-gv2l06_Image1.jpg?A3889C9397807479A2A1C7A8BAA5959DB4AAC672B9AD62A0807BB38EBF9897998173BEB5B9 | https://pim-kvc.soneparsea.com:3443/PictureServer/default.aspx/schneider-gv2l06_Datasheet1.pdf?A3889C9397807479A2A1C7A8BAA5959DB4AAC672B9AD62A0807BB389B3AB91A7B8AAB9B98365A098B6 | TESYS DECA CIRCUIT BREAKER MAGNETIC 3P 1.6A ROTARY HANDLE SCREW CLAMP TERMINALS | TeSys GV2 motor circuit breaker provides manual isolation, manual motor control and short circuit and thermal protection in 45 mm standard width. | Type of control element | Turn button
| 4 | Circuit Breakers and Fuses | Circuit Breakers | Motor Protection Circuit Breakers | TESYS DECA CIRCUIT BREAKER MAGNETIC 3P 1.6A ROTARY HANDLE | 2006498 | GV2L06 | SCHNEIDER ELECTRIC | 2750 | https://pim-kvc.soneparsea.com:3443/PictureServer/default.aspx/schneider-gv2l06_Image1.jpg?A3889C9397807479A2A1C7A8BAA5959DB4AAC672B9AD62A0807BB38EBF9897998173BEB5B9 | https://pim-kvc.soneparsea.com:3443/PictureServer/default.aspx/schneider-gv2l06_Datasheet1.pdf?A3889C9397807479A2A1C7A8BAA5959DB4AAC672B9AD62A0807BB389B3AB91A7B8AAB9B98365A098B6 | TESYS DECA CIRCUIT BREAKER MAGNETIC 3P 1.6A ROTARY HANDLE SCREW CLAMP TERMINALS | TeSys GV2 motor circuit breaker provides manual isolation, manual motor control and short circuit and thermal protection in 45 mm standard width. | Device construction | Complete device in housing
| 4 | Circuit Breakers and Fuses | Circuit Breakers | Motor Protection Circuit Breakers | TESYS DECA CIRCUIT BREAKER MAGNETIC 3P 1.6A ROTARY HANDLE | 2006498 | GV2L06 | SCHNEIDER ELECTRIC | 2750 | https://pim-kvc.soneparsea.com:3443/PictureServer/default.aspx/schneider-gv2l06_Image1.jpg?A3889C9397807479A2A1C7A8BAA5959DB4AAC672B9AD62A0807BB38EBF9897998173BEB5B9 | https://pim-kvc.soneparsea.com:3443/PictureServer/default.aspx/schneider-gv2l06_Datasheet1.pdf?A3889C9397807479A2A1C7A8BAA5959DB4AAC672B9AD62A0807BB389B3AB91A7B8AAB9B98365A098B6 | TESYS DECA CIRCUIT BREAKER MAGNETIC 3P 1.6A ROTARY HANDLE SCREW CLAMP TERMINALS | TeSys GV2 motor circuit breaker provides manual isolation, manual motor control and short circuit and thermal protection in 45 mm standard width. | With integrated auxiliary switch | no
| 4 | Circuit Breakers and Fuses | Circuit Breakers | Motor Protection Circuit Breakers | TESYS DECA CIRCUIT BREAKER MAGNETIC 3P 1.6A ROTARY HANDLE | 2006498 | GV2L06 | SCHNEIDER ELECTRIC | 2750 | https://pim-kvc.soneparsea.com:3443/PictureServer/default.aspx/schneider-gv2l06_Image1.jpg?A3889C9397807479A2A1C7A8BAA5959DB4AAC672B9AD62A0807BB38EBF9897998173BEB5B9 | https://pim-kvc.soneparsea.com:3443/PictureServer/default.aspx/schneider-gv2l06_Datasheet1.pdf?A3889C9397807479A2A1C7A8BAA5959DB4AAC672B9AD62A0807BB389B3AB91A7B8AAB9B98365A098B6 | TESYS DECA CIRCUIT BREAKER MAGNETIC 3P 1.6A ROTARY HANDLE SCREW CLAMP TERMINALS | TeSys GV2 motor circuit breaker provides manual isolation, manual motor control and short circuit and thermal protection in 45 mm standard width. | With integrated under voltage release | no
| 4 | Circuit Breakers and Fuses | Circuit Breakers | Motor Protection Circuit Breakers | TESYS DECA CIRCUIT BREAKER MAGNETIC 3P 1.6A ROTARY HANDLE | 2006498 | GV2L06 | SCHNEIDER ELECTRIC | 2750 | https://pim-kvc.soneparsea.com:3443/PictureServer/default.aspx/schneider-gv2l06_Image1.jpg?A3889C9397807479A2A1C7A8BAA5959DB4AAC672B9AD62A0807BB38EBF9897998173BEB5B9 | https://pim-kvc.soneparsea.com:3443/PictureServer/default.aspx/schneider-gv2l06_Datasheet1.pdf?A3889C9397807479A2A1C7A8BAA5959DB4AAC672B9AD62A0807BB389B3AB91A7B8AAB9B98365A098B6 | TESYS DECA CIRCUIT BREAKER MAGNETIC 3P 1.6A ROTARY HANDLE SCREW CLAMP TERMINALS | TeSys GV2 motor circuit breaker provides manual isolation, manual motor control and short circuit and thermal protection in 45 mm standard width. | Number of poles | 3
| 4 | Circuit Breakers and Fuses | Circuit Breakers | Motor Protection Circuit Breakers | TESYS DECA CIRCUIT BREAKER MAGNETIC 3P 1.6A ROTARY HANDLE | 2006498 | GV2L06 | SCHNEIDER ELECTRIC | 2750 | https://pim-kvc.soneparsea.com:3443/PictureServer/default.aspx/schneider-gv2l06_Image1.jpg?A3889C9397807479A2A1C7A8BAA5959DB4AAC672B9AD62A0807BB38EBF9897998173BEB5B9 | https://pim-kvc.soneparsea.com:3443/PictureServer/default.aspx/schneider-gv2l06_Datasheet1.pdf?A3889C9397807479A2A1C7A8BAA5959DB4AAC672B9AD62A0807BB389B3AB91A7B8AAB9B98365A098B6 | TESYS DECA CIRCUIT BREAKER MAGNETIC 3P 1.6A ROTARY HANDLE SCREW CLAMP TERMINALS | TeSys GV2 motor circuit breaker provides manual isolation, manual motor control and short circuit and thermal protection in 45 mm standard width. | Rated short-circuit breaking capacity lcu at 400 V, AC | 100kA
| 4 | Circuit Breakers and Fuses | Circuit Breakers | Motor Protection Circuit Breakers | TESYS DECA CIRCUIT BREAKER MAGNETIC 3P 1.6A ROTARY HANDLE | 2006498 | GV2L06 | SCHNEIDER ELECTRIC | 2750 | https://pim-kvc.soneparsea.com:3443/PictureServer/default.aspx/schneider-gv2l06_Image1.jpg?A3889C9397807479A2A1C7A8BAA5959DB4AAC672B9AD62A0807BB38EBF9897998173BEB5B9 | https://pim-kvc.soneparsea.com:3443/PictureServer/default.aspx/schneider-gv2l06_Datasheet1.pdf?A3889C9397807479A2A1C7A8BAA5959DB4AAC672B9AD62A0807BB389B3AB91A7B8AAB9B98365A098B6 | TESYS DECA CIRCUIT BREAKER MAGNETIC 3P 1.6A ROTARY HANDLE SCREW CLAMP TERMINALS | TeSys GV2 motor circuit breaker provides manual isolation, manual motor control and short circuit and thermal protection in 45 mm standard width. | Degree of protection (IP) | IP20
| 4 | Circuit Breakers and Fuses | Circuit Breakers | Motor Protection Circuit Breakers | TESYS DECA CIRCUIT BREAKER MAGNETIC 3P 1.6A ROTARY HANDLE | 2006498 | GV2L06 | SCHNEIDER ELECTRIC | 2750 | https://pim-kvc.soneparsea.com:3443/PictureServer/default.aspx/schneider-gv2l06_Image1.jpg?A3889C9397807479A2A1C7A8BAA5959DB4AAC672B9AD62A0807BB38EBF9897998173BEB5B9 | https://pim-kvc.soneparsea.com:3443/PictureServer/default.aspx/schneider-gv2l06_Datasheet1.pdf?A3889C9397807479A2A1C7A8BAA5959DB4AAC672B9AD62A0807BB389B3AB91A7B8AAB9B98365A098B6 | TESYS DECA CIRCUIT BREAKER MAGNETIC 3P 1.6A ROTARY HANDLE SCREW CLAMP TERMINALS | TeSys GV2 motor circuit breaker provides manual isolation, manual motor control and short circuit and thermal protection in 45 mm standard width. | Height | 89mm
| 4 | Circuit Breakers and Fuses | Circuit Breakers | Motor Protection Circuit Breakers | TESYS DECA CIRCUIT BREAKER MAGNETIC 3P 1.6A ROTARY HANDLE | 2006498 | GV2L06 | SCHNEIDER ELECTRIC | 2750 | https://pim-kvc.soneparsea.com:3443/PictureServer/default.aspx/schneider-gv2l06_Image1.jpg?A3889C9397807479A2A1C7A8BAA5959DB4AAC672B9AD62A0807BB38EBF9897998173BEB5B9 | https://pim-kvc.soneparsea.com:3443/PictureServer/default.aspx/schneider-gv2l06_Datasheet1.pdf?A3889C9397807479A2A1C7A8BAA5959DB4AAC672B9AD62A0807BB389B3AB91A7B8AAB9B98365A098B6 | TESYS DECA CIRCUIT BREAKER MAGNETIC 3P 1.6A ROTARY HANDLE SCREW CLAMP TERMINALS | TeSys GV2 motor circuit breaker provides manual isolation, manual motor control and short circuit and thermal protection in 45 mm standard width. | Width | 45mm
| 4 | Circuit Breakers and Fuses | Circuit Breakers | Motor Protection Circuit Breakers | TESYS DECA CIRCUIT BREAKER MAGNETIC 3P 1.6A ROTARY HANDLE | 2006498 | GV2L06 | SCHNEIDER ELECTRIC | 2750 | https://pim-kvc.soneparsea.com:3443/PictureServer/default.aspx/schneider-gv2l06_Image1.jpg?A3889C9397807479A2A1C7A8BAA5959DB4AAC672B9AD62A0807BB38EBF9897998173BEB5B9 | https://pim-kvc.soneparsea.com:3443/PictureServer/default.aspx/schneider-gv2l06_Datasheet1.pdf?A3889C9397807479A2A1C7A8BAA5959DB4AAC672B9AD62A0807BB389B3AB91A7B8AAB9B98365A098B6 | TESYS DECA CIRCUIT BREAKER MAGNETIC 3P 1.6A ROTARY HANDLE SCREW CLAMP TERMINALS | TeSys GV2 motor circuit breaker provides manual isolation, manual motor control and short circuit and thermal protection in 45 mm standard width. | Depth | 97mm
| 4 | Circuit Breakers and Fuses | Circuit Breakers | Motor Protection Circuit Breakers | TESYS DECA CIRCUIT BREAKER MAGNETIC 3P 1.6A ROTARY HANDLE | 2006498 | GV2L06 | SCHNEIDER ELECTRIC | 2750 | https://pim-kvc.soneparsea.com:3443/PictureServer/default.aspx/schneider-gv2l06_Image1.jpg?A3889C9397807479A2A1C7A8BAA5959DB4AAC672B9AD62A0807BB38EBF9897998173BEB5B9 | https://pim-kvc.soneparsea.com:3443/PictureServer/default.aspx/schneider-gv2l06_Datasheet1.pdf?A3889C9397807479A2A1C7A8BAA5959DB4AAC672B9AD62A0807BB389B3AB91A7B8AAB9B98365A098B6 | TESYS DECA CIRCUIT BREAKER MAGNETIC 3P 1.6A ROTARY HANDLE SCREW CLAMP TERMINALS | TeSys GV2 motor circuit breaker provides manual isolation, manual motor control and short circuit and thermal protection in 45 mm standard width. | Overload release current setting | 1.6...1.6A
| 4 | Circuit Breakers and Fuses | Circuit Breakers | Motor Protection Circuit Breakers | TESYS DECA CIRCUIT BREAKER MAGNETIC 3P 1.6A ROTARY HANDLE | 2006498 | GV2L06 | SCHNEIDER ELECTRIC | 2750 | https://pim-kvc.soneparsea.com:3443/PictureServer/default.aspx/schneider-gv2l06_Image1.jpg?A3889C9397807479A2A1C7A8BAA5959DB4AAC672B9AD62A0807BB38EBF9897998173BEB5B9 | https://pim-kvc.soneparsea.com:3443/PictureServer/default.aspx/schneider-gv2l06_Datasheet1.pdf?A3889C9397807479A2A1C7A8BAA5959DB4AAC672B9AD62A0807BB389B3AB91A7B8AAB9B98365A098B6 | TESYS DECA CIRCUIT BREAKER MAGNETIC 3P 1.6A ROTARY HANDLE SCREW CLAMP TERMINALS | TeSys GV2 motor circuit breaker provides manual isolation, manual motor control and short circuit and thermal protection in 45 mm standard width. | Adjustment range undelayed short-circuit release | 22.5...22.5A
| 4 | Circuit Breakers and Fuses | Circuit Breakers | Motor Protection Circuit Breakers | TESYS DECA CIRCUIT BREAKER MAGNETIC 3P 1.6A ROTARY HANDLE | 2006498 | GV2L06 | SCHNEIDER ELECTRIC | 2750 | https://pim-kvc.soneparsea.com:3443/PictureServer/default.aspx/schneider-gv2l06_Image1.jpg?A3889C9397807479A2A1C7A8BAA5959DB4AAC672B9AD62A0807BB38EBF9897998173BEB5B9 | https://pim-kvc.soneparsea.com:3443/PictureServer/default.aspx/schneider-gv2l06_Datasheet1.pdf?A3889C9397807479A2A1C7A8BAA5959DB4AAC672B9AD62A0807BB389B3AB91A7B8AAB9B98365A098B6 | TESYS DECA CIRCUIT BREAKER MAGNETIC 3P 1.6A ROTARY HANDLE SCREW CLAMP TERMINALS | TeSys GV2 motor circuit breaker provides manual isolation, manual motor control and short circuit and thermal protection in 45 mm standard width. | With thermal protection | no
| 4 | Circuit Breakers and Fuses | Circuit Breakers | Motor Protection Circuit Breakers | TESYS DECA CIRCUIT BREAKER MAGNETIC 3P 1.6A ROTARY HANDLE | 2006498 | GV2L06 | SCHNEIDER ELECTRIC | 2750 | https://pim-kvc.soneparsea.com:3443/PictureServer/default.aspx/schneider-gv2l06_Image1.jpg?A3889C9397807479A2A1C7A8BAA5959DB4AAC672B9AD62A0807BB38EBF9897998173BEB5B9 | https://pim-kvc.soneparsea.com:3443/PictureServer/default.aspx/schneider-gv2l06_Datasheet1.pdf?A3889C9397807479A2A1C7A8BAA5959DB4AAC672B9AD62A0807BB389B3AB91A7B8AAB9B98365A098B6 | TESYS DECA CIRCUIT BREAKER MAGNETIC 3P 1.6A ROTARY HANDLE SCREW CLAMP TERMINALS | TeSys GV2 motor circuit breaker provides manual isolation, manual motor control and short circuit and thermal protection in 45 mm standard width. | Phase failure sensitive | yes
| 4 | Circuit Breakers and Fuses | Circuit Breakers | Motor Protection Circuit Breakers | TESYS DECA CIRCUIT BREAKER MAGNETIC 3P 1.6A ROTARY HANDLE | 2006498 | GV2L06 | SCHNEIDER ELECTRIC | 2750 | https://pim-kvc.soneparsea.com:3443/PictureServer/default.aspx/schneider-gv2l06_Image1.jpg?A3889C9397807479A2A1C7A8BAA5959DB4AAC672B9AD62A0807BB38EBF9897998173BEB5B9 | https://pim-kvc.soneparsea.com:3443/PictureServer/default.aspx/schneider-gv2l06_Datasheet1.pdf?A3889C9397807479A2A1C7A8BAA5959DB4AAC672B9AD62A0807BB389B3AB91A7B8AAB9B98365A098B6 | TESYS DECA CIRCUIT BREAKER MAGNETIC 3P 1.6A ROTARY HANDLE SCREW CLAMP TERMINALS | TeSys GV2 motor circuit breaker provides manual isolation, manual motor control and short circuit and thermal protection in 45 mm standard width. | Switch off technique | Magnetic
| 4 | Circuit Breakers and Fuses | Circuit Breakers | Motor Protection Circuit Breakers | TESYS DECA CIRCUIT BREAKER MAGNETIC 3P 1.6A ROTARY HANDLE | 2006498 | GV2L06 | SCHNEIDER ELECTRIC | 2750 | https://pim-kvc.soneparsea.com:3443/PictureServer/default.aspx/schneider-gv2l06_Image1.jpg?A3889C9397807479A2A1C7A8BAA5959DB4AAC672B9AD62A0807BB38EBF9897998173BEB5B9 | https://pim-kvc.soneparsea.com:3443/PictureServer/default.aspx/schneider-gv2l06_Datasheet1.pdf?A3889C9397807479A2A1C7A8BAA5959DB4AAC672B9AD62A0807BB389B3AB91A7B8AAB9B98365A098B6 | TESYS DECA CIRCUIT BREAKER MAGNETIC 3P 1.6A ROTARY HANDLE SCREW CLAMP TERMINALS | TeSys GV2 motor circuit breaker provides manual isolation, manual motor control and short circuit and thermal protection in 45 mm standard width. | Rated operating voltage | 690...690V
| 4 | Circuit Breakers and Fuses | Circuit Breakers | Motor Protection Circuit Breakers | TESYS DECA CIRCUIT BREAKER MAGNETIC 3P 1.6A ROTARY HANDLE | 2006498 | GV2L06 | SCHNEIDER ELECTRIC | 2750 | https://pim-kvc.soneparsea.com:3443/PictureServer/default.aspx/schneider-gv2l06_Image1.jpg?A3889C9397807479A2A1C7A8BAA5959DB4AAC672B9AD62A0807BB38EBF9897998173BEB5B9 | https://pim-kvc.soneparsea.com:3443/PictureServer/default.aspx/schneider-gv2l06_Datasheet1.pdf?A3889C9397807479A2A1C7A8BAA5959DB4AAC672B9AD62A0807BB389B3AB91A7B8AAB9B98365A098B6 | TESYS DECA CIRCUIT BREAKER MAGNETIC 3P 1.6A ROTARY HANDLE SCREW CLAMP TERMINALS | TeSys GV2 motor circuit breaker provides manual isolation, manual motor control and short circuit and thermal protection in 45 mm standard width. | Rated permanent current Iu | 1.6A
| 4 | Circuit Breakers and Fuses | Circuit Breakers | Motor Protection Circuit Breakers | TESYS DECA CIRCUIT BREAKER MAGNETIC 3P 1.6A ROTARY HANDLE | 2006498 | GV2L06 | SCHNEIDER ELECTRIC | 2750 | https://pim-kvc.soneparsea.com:3443/PictureServer/default.aspx/schneider-gv2l06_Image1.jpg?A3889C9397807479A2A1C7A8BAA5959DB4AAC672B9AD62A0807BB38EBF9897998173BEB5B9 | https://pim-kvc.soneparsea.com:3443/PictureServer/default.aspx/schneider-gv2l06_Datasheet1.pdf?A3889C9397807479A2A1C7A8BAA5959DB4AAC672B9AD62A0807BB389B3AB91A7B8AAB9B98365A098B6 | TESYS DECA CIRCUIT BREAKER MAGNETIC 3P 1.6A ROTARY HANDLE SCREW CLAMP TERMINALS | TeSys GV2 motor circuit breaker provides manual isolation, manual motor control and short circuit and thermal protection in 45 mm standard width. | Rated operation power at AC-3, 230 V | 0.25kW
| 4 | Circuit Breakers and Fuses | Circuit Breakers | Motor Protection Circuit Breakers | TESYS DECA CIRCUIT BREAKER MAGNETIC 3P 1.6A ROTARY HANDLE | 2006498 | GV2L06 | SCHNEIDER ELECTRIC | 2750 | https://pim-kvc.soneparsea.com:3443/PictureServer/default.aspx/schneider-gv2l06_Image1.jpg?A3889C9397807479A2A1C7A8BAA5959DB4AAC672B9AD62A0807BB38EBF9897998173BEB5B9 | https://pim-kvc.soneparsea.com:3443/PictureServer/default.aspx/schneider-gv2l06_Datasheet1.pdf?A3889C9397807479A2A1C7A8BAA5959DB4AAC672B9AD62A0807BB389B3AB91A7B8AAB9B98365A098B6 | TESYS DECA CIRCUIT BREAKER MAGNETIC 3P 1.6A ROTARY HANDLE SCREW CLAMP TERMINALS | TeSys GV2 motor circuit breaker provides manual isolation, manual motor control and short circuit and thermal protection in 45 mm standard width. | Rated operation power at AC-3, 400 V | 0.55kW
| 4 | Circuit Breakers and Fuses | Circuit Breakers | Motor Protection Circuit Breakers | TESYS DECA CIRCUIT BREAKER MAGNETIC 3P 1.6A ROTARY HANDLE | 2006498 | GV2L06 | SCHNEIDER ELECTRIC | 2750 | https://pim-kvc.soneparsea.com:3443/PictureServer/default.aspx/schneider-gv2l06_Image1.jpg?A3889C9397807479A2A1C7A8BAA5959DB4AAC672B9AD62A0807BB38EBF9897998173BEB5B9 | https://pim-kvc.soneparsea.com:3443/PictureServer/default.aspx/schneider-gv2l06_Datasheet1.pdf?A3889C9397807479A2A1C7A8BAA5959DB4AAC672B9AD62A0807BB389B3AB91A7B8AAB9B98365A098B6 | TESYS DECA CIRCUIT BREAKER MAGNETIC 3P 1.6A ROTARY HANDLE SCREW CLAMP TERMINALS | TeSys GV2 motor circuit breaker provides manual isolation, manual motor control and short circuit and thermal protection in 45 mm standard width. | Type of electrical connection of main circuit | Screw connection
| 4 | Circuit Breakers and Fuses | Circuit Breakers | Motor Protection Circuit Breakers | TESYS DECA CIRCUIT BREAKER MAGNETIC 3P 1.6A ROTARY HANDLE | 2006498 | GV2L06 | SCHNEIDER ELECTRIC | 2750 | https://pim-kvc.soneparsea.com:3443/PictureServer/default.aspx/schneider-gv2l06_Image1.jpg?A3889C9397807479A2A1C7A8BAA5959DB4AAC672B9AD62A0807BB38EBF9897998173BEB5B9 | https://pim-kvc.soneparsea.com:3443/PictureServer/default.aspx/schneider-gv2l06_Datasheet1.pdf?A3889C9397807479A2A1C7A8BAA5959DB4AAC672B9AD62A0807BB389B3AB91A7B8AAB9B98365A098B6 | TESYS DECA CIRCUIT BREAKER MAGNETIC 3P 1.6A ROTARY HANDLE SCREW CLAMP TERMINALS | TeSys GV2 motor circuit breaker provides manual isolation, manual motor control and short circuit and thermal protection in 45 mm standard width. | Type of control element | Turn button
| 4 | Circuit Breakers and Fuses | Circuit Breakers | Motor Protection Circuit Breakers | TESYS DECA CIRCUIT BREAKER MAGNETIC 3P 1.6A ROTARY HANDLE | 2006498 | GV2L06 | SCHNEIDER ELECTRIC | 2750 | https://pim-kvc.soneparsea.com:3443/PictureServer/default.aspx/schneider-gv2l06_Image1.jpg?A3889C9397807479A2A1C7A8BAA5959DB4AAC672B9AD62A0807BB38EBF9897998173BEB5B9 | https://pim-kvc.soneparsea.com:3443/PictureServer/default.aspx/schneider-gv2l06_Datasheet1.pdf?A3889C9397807479A2A1C7A8BAA5959DB4AAC672B9AD62A0807BB389B3AB91A7B8AAB9B98365A098B6 | TESYS DECA CIRCUIT BREAKER MAGNETIC 3P 1.6A ROTARY HANDLE SCREW CLAMP TERMINALS | TeSys GV2 motor circuit breaker provides manual isolation, manual motor control and short circuit and thermal protection in 45 mm standard width. | Device construction | Complete device in housing
| 4 | Circuit Breakers and Fuses | Circuit Breakers | Motor Protection Circuit Breakers | TESYS DECA CIRCUIT BREAKER MAGNETIC 3P 1.6A ROTARY HANDLE | 2006498 | GV2L06 | SCHNEIDER ELECTRIC | 2750 | https://pim-kvc.soneparsea.com:3443/PictureServer/default.aspx/schneider-gv2l06_Image1.jpg?A3889C9397807479A2A1C7A8BAA5959DB4AAC672B9AD62A0807BB38EBF9897998173BEB5B9 | https://pim-kvc.soneparsea.com:3443/PictureServer/default.aspx/schneider-gv2l06_Datasheet1.pdf?A3889C9397807479A2A1C7A8BAA5959DB4AAC672B9AD62A0807BB389B3AB91A7B8AAB9B98365A098B6 | TESYS DECA CIRCUIT BREAKER MAGNETIC 3P 1.6A ROTARY HANDLE SCREW CLAMP TERMINALS | TeSys GV2 motor circuit breaker provides manual isolation, manual motor control and short circuit and thermal protection in 45 mm standard width. | With integrated auxiliary switch | no
| 4 | Circuit Breakers and Fuses | Circuit Breakers | Motor Protection Circuit Breakers | TESYS DECA CIRCUIT BREAKER MAGNETIC 3P 1.6A ROTARY HANDLE | 2006498 | GV2L06 | SCHNEIDER ELECTRIC | 2750 | https://pim-kvc.soneparsea.com:3443/PictureServer/default.aspx/schneider-gv2l06_Image1.jpg?A3889C9397807479A2A1C7A8BAA5959DB4AAC672B9AD62A0807BB38EBF9897998173BEB5B9 | https://pim-kvc.soneparsea.com:3443/PictureServer/default.aspx/schneider-gv2l06_Datasheet1.pdf?A3889C9397807479A2A1C7A8BAA5959DB4AAC672B9AD62A0807BB389B3AB91A7B8AAB9B98365A098B6 | TESYS DECA CIRCUIT BREAKER MAGNETIC 3P 1.6A ROTARY HANDLE SCREW CLAMP TERMINALS | TeSys GV2 motor circuit breaker provides manual isolation, manual motor control and short circuit and thermal protection in 45 mm standard width. | With integrated under voltage release | no
| 4 | Circuit Breakers and Fuses | Circuit Breakers | Motor Protection Circuit Breakers | TESYS DECA CIRCUIT BREAKER MAGNETIC 3P 1.6A ROTARY HANDLE | 2006498 | GV2L06 | SCHNEIDER ELECTRIC | 2750 | https://pim-kvc.soneparsea.com:3443/PictureServer/default.aspx/schneider-gv2l06_Image1.jpg?A3889C9397807479A2A1C7A8BAA5959DB4AAC672B9AD62A0807BB38EBF9897998173BEB5B9 | https://pim-kvc.soneparsea.com:3443/PictureServer/default.aspx/schneider-gv2l06_Datasheet1.pdf?A3889C9397807479A2A1C7A8BAA5959DB4AAC672B9AD62A0807BB389B3AB91A7B8AAB9B98365A098B6 | TESYS DECA CIRCUIT BREAKER MAGNETIC 3P 1.6A ROTARY HANDLE SCREW CLAMP TERMINALS | TeSys GV2 motor circuit breaker provides manual isolation, manual motor control and short circuit and thermal protection in 45 mm standard width. | Number of poles | 3
| 4 | Circuit Breakers and Fuses | Circuit Breakers | Motor Protection Circuit Breakers | TESYS DECA CIRCUIT BREAKER MAGNETIC 3P 1.6A ROTARY HANDLE | 2006498 | GV2L06 | SCHNEIDER ELECTRIC | 2750 | https://pim-kvc.soneparsea.com:3443/PictureServer/default.aspx/schneider-gv2l06_Image1.jpg?A3889C9397807479A2A1C7A8BAA5959DB4AAC672B9AD62A0807BB38EBF9897998173BEB5B9 | https://pim-kvc.soneparsea.com:3443/PictureServer/default.aspx/schneider-gv2l06_Datasheet1.pdf?A3889C9397807479A2A1C7A8BAA5959DB4AAC672B9AD62A0807BB389B3AB91A7B8AAB9B98365A098B6 | TESYS DECA CIRCUIT BREAKER MAGNETIC 3P 1.6A ROTARY HANDLE SCREW CLAMP TERMINALS | TeSys GV2 motor circuit breaker provides manual isolation, manual motor control and short circuit and thermal protection in 45 mm standard width. | Rated short-circuit breaking capacity lcu at 400 V, AC | 100kA
| 4 | Circuit Breakers and Fuses | Circuit Breakers | Motor Protection Circuit Breakers | TESYS DECA CIRCUIT BREAKER MAGNETIC 3P 1.6A ROTARY HANDLE | 2006498 | GV2L06 | SCHNEIDER ELECTRIC | 2750 | https://pim-kvc.soneparsea.com:3443/PictureServer/default.aspx/schneider-gv2l06_Image1.jpg?A3889C9397807479A2A1C7A8BAA5959DB4AAC672B9AD62A0807BB38EBF9897998173BEB5B9 | https://pim-kvc.soneparsea.com:3443/PictureServer/default.aspx/schneider-gv2l06_Datasheet1.pdf?A3889C9397807479A2A1C7A8BAA5959DB4AAC672B9AD62A0807BB389B3AB91A7B8AAB9B98365A098B6 | TESYS DECA CIRCUIT BREAKER MAGNETIC 3P 1.6A ROTARY HANDLE SCREW CLAMP TERMINALS | TeSys GV2 motor circuit breaker provides manual isolation, manual motor control and short circuit and thermal protection in 45 mm standard width. | Degree of protection (IP) | IP20
| 4 | Circuit Breakers and Fuses | Circuit Breakers | Motor Protection Circuit Breakers | TESYS DECA CIRCUIT BREAKER MAGNETIC 3P 1.6A ROTARY HANDLE | 2006498 | GV2L06 | SCHNEIDER ELECTRIC | 2750 | https://pim-kvc.soneparsea.com:3443/PictureServer/default.aspx/schneider-gv2l06_Image1.jpg?A3889C9397807479A2A1C7A8BAA5959DB4AAC672B9AD62A0807BB38EBF9897998173BEB5B9 | https://pim-kvc.soneparsea.com:3443/PictureServer/default.aspx/schneider-gv2l06_Datasheet1.pdf?A3889C9397807479A2A1C7A8BAA5959DB4AAC672B9AD62A0807BB389B3AB91A7B8AAB9B98365A098B6 | TESYS DECA CIRCUIT BREAKER MAGNETIC 3P 1.6A ROTARY HANDLE SCREW CLAMP TERMINALS | TeSys GV2 motor circuit breaker provides manual isolation, manual motor control and short circuit and thermal protection in 45 mm standard width. | Height | 89mm
| 4 | Circuit Breakers and Fuses | Circuit Breakers | Motor Protection Circuit Breakers | TESYS DECA CIRCUIT BREAKER MAGNETIC 3P 1.6A ROTARY HANDLE | 2006498 | GV2L06 | SCHNEIDER ELECTRIC | 2750 | https://pim-kvc.soneparsea.com:3443/PictureServer/default.aspx/schneider-gv2l06_Image1.jpg?A3889C9397807479A2A1C7A8BAA5959DB4AAC672B9AD62A0807BB38EBF9897998173BEB5B9 | https://pim-kvc.soneparsea.com:3443/PictureServer/default.aspx/schneider-gv2l06_Datasheet1.pdf?A3889C9397807479A2A1C7A8BAA5959DB4AAC672B9AD62A0807BB389B3AB91A7B8AAB9B98365A098B6 | TESYS DECA CIRCUIT BREAKER MAGNETIC 3P 1.6A ROTARY HANDLE SCREW CLAMP TERMINALS | TeSys GV2 motor circuit breaker provides manual isolation, manual motor control and short circuit and thermal protection in 45 mm standard width. | Width | 45mm
| 4 | Circuit Breakers and Fuses | Circuit Breakers | Motor Protection Circuit Breakers | TESYS DECA CIRCUIT BREAKER MAGNETIC 3P 1.6A ROTARY HANDLE | 2006498 | GV2L06 | SCHNEIDER ELECTRIC | 2750 | https://pim-kvc.soneparsea.com:3443/PictureServer/default.aspx/schneider-gv2l06_Image1.jpg?A3889C9397807479A2A1C7A8BAA5959DB4AAC672B9AD62A0807BB38EBF9897998173BEB5B9 | https://pim-kvc.soneparsea.com:3443/PictureServer/default.aspx/schneider-gv2l06_Datasheet1.pdf?A3889C9397807479A2A1C7A8BAA5959DB4AAC672B9AD62A0807BB389B3AB91A7B8AAB9B98365A098B6 | TESYS DECA CIRCUIT BREAKER MAGNETIC 3P 1.6A ROTARY HANDLE SCREW CLAMP TERMINALS | TeSys GV2 motor circuit breaker provides manual isolation, manual motor control and short circuit and thermal protection in 45 mm standard width. | Depth | 97mm
| 4 | Circuit Breakers and Fuses | Circuit Breakers | Motor Protection Circuit Breakers | TESYS DECA CIRCUIT BREAKER MAGNETIC 3P 1.6A ROTARY HANDLE | 2006498 | GV2L06 | SCHNEIDER ELECTRIC | 2750 | https://pim-kvc.soneparsea.com:3443/PictureServer/default.aspx/schneider-gv2l06_Image1.jpg?A3889C9397807479A2A1C7A8BAA5959DB4AAC672B9AD62A0807BB38EBF9897998173BEB5B9 | https://pim-kvc.soneparsea.com:3443/PictureServer/default.aspx/schneider-gv2l06_Datasheet1.pdf?A3889C9397807479A2A1C7A8BAA5959DB4AAC672B9AD62A0807BB389B3AB91A7B8AAB9B98365A098B6 | TESYS DECA CIRCUIT BREAKER MAGNETIC 3P 1.6A ROTARY HANDLE SCREW CLAMP TERMINALS | TeSys GV2 motor circuit breaker provides manual isolation, manual motor control and short circuit and thermal protection in 45 mm standard width. | Overload release current setting | 1.6...1.6A
| 4 | Circuit Breakers and Fuses | Circuit Breakers | Motor Protection Circuit Breakers | TESYS DECA CIRCUIT BREAKER MAGNETIC 3P 1.6A ROTARY HANDLE | 2006498 | GV2L06 | SCHNEIDER ELECTRIC | 2750 | https://pim-kvc.soneparsea.com:3443/PictureServer/default.aspx/schneider-gv2l06_Image1.jpg?A3889C9397807479A2A1C7A8BAA5959DB4AAC672B9AD62A0807BB38EBF9897998173BEB5B9 | https://pim-kvc.soneparsea.com:3443/PictureServer/default.aspx/schneider-gv2l06_Datasheet1.pdf?A3889C9397807479A2A1C7A8BAA5959DB4AAC672B9AD62A0807BB389B3AB91A7B8AAB9B98365A098B6 | TESYS DECA CIRCUIT BREAKER MAGNETIC 3P 1.6A ROTARY HANDLE SCREW CLAMP TERMINALS | TeSys GV2 motor circuit breaker provides manual isolation, manual motor control and short circuit and thermal protection in 45 mm standard width. | Adjustment range undelayed short-circuit release | 22.5...22.5A
| 4 | Circuit Breakers and Fuses | Circuit Breakers | Motor Protection Circuit Breakers | TESYS DECA CIRCUIT BREAKER MAGNETIC 3P 1.6A ROTARY HANDLE | 2006498 | GV2L06 | SCHNEIDER ELECTRIC | 2750 | https://pim-kvc.soneparsea.com:3443/PictureServer/default.aspx/schneider-gv2l06_Image1.jpg?A3889C9397807479A2A1C7A8BAA5959DB4AAC672B9AD62A0807BB38EBF9897998173BEB5B9 | https://pim-kvc.soneparsea.com:3443/PictureServer/default.aspx/schneider-gv2l06_Datasheet1.pdf?A3889C9397807479A2A1C7A8BAA5959DB4AAC672B9AD62A0807BB389B3AB91A7B8AAB9B98365A098B6 | TESYS DECA CIRCUIT BREAKER MAGNETIC 3P 1.6A ROTARY HANDLE SCREW CLAMP TERMINALS | TeSys GV2 motor circuit breaker provides manual isolation, manual motor control and short circuit and thermal protection in 45 mm standard width. | With thermal protection | no
| 4 | Circuit Breakers and Fuses | Circuit Breakers | Motor Protection Circuit Breakers | TESYS DECA CIRCUIT BREAKER MAGNETIC 3P 1.6A ROTARY HANDLE | 2006498 | GV2L06 | SCHNEIDER ELECTRIC | 2750 | https://pim-kvc.soneparsea.com:3443/PictureServer/default.aspx/schneider-gv2l06_Image1.jpg?A3889C9397807479A2A1C7A8BAA5959DB4AAC672B9AD62A0807BB38EBF9897998173BEB5B9 | https://pim-kvc.soneparsea.com:3443/PictureServer/default.aspx/schneider-gv2l06_Datasheet1.pdf?A3889C9397807479A2A1C7A8BAA5959DB4AAC672B9AD62A0807BB389B3AB91A7B8AAB9B98365A098B6 | TESYS DECA CIRCUIT BREAKER MAGNETIC 3P 1.6A ROTARY HANDLE SCREW CLAMP TERMINALS | TeSys GV2 motor circuit breaker provides manual isolation, manual motor control and short circuit and thermal protection in 45 mm standard width. | Phase failure sensitive | yes
| 4 | Circuit Breakers and Fuses | Circuit Breakers | Motor Protection Circuit Breakers | TESYS DECA CIRCUIT BREAKER MAGNETIC 3P 1.6A ROTARY HANDLE | 2006498 | GV2L06 | SCHNEIDER ELECTRIC | 2750 | https://pim-kvc.soneparsea.com:3443/PictureServer/default.aspx/schneider-gv2l06_Image1.jpg?A3889C9397807479A2A1C7A8BAA5959DB4AAC672B9AD62A0807BB38EBF9897998173BEB5B9 | https://pim-kvc.soneparsea.com:3443/PictureServer/default.aspx/schneider-gv2l06_Datasheet1.pdf?A3889C9397807479A2A1C7A8BAA5959DB4AAC672B9AD62A0807BB389B3AB91A7B8AAB9B98365A098B6 | TESYS DECA CIRCUIT BREAKER MAGNETIC 3P 1.6A ROTARY HANDLE SCREW CLAMP TERMINALS | TeSys GV2 motor circuit breaker provides manual isolation, manual motor control and short circuit and thermal protection in 45 mm standard width. | Switch off technique | Magnetic
| 4 | Circuit Breakers and Fuses | Circuit Breakers | Motor Protection Circuit Breakers | TESYS DECA CIRCUIT BREAKER MAGNETIC 3P 1.6A ROTARY HANDLE | 2006498 | GV2L06 | SCHNEIDER ELECTRIC | 2750 | https://pim-kvc.soneparsea.com:3443/PictureServer/default.aspx/schneider-gv2l06_Image1.jpg?A3889C9397807479A2A1C7A8BAA5959DB4AAC672B9AD62A0807BB38EBF9897998173BEB5B9 | https://pim-kvc.soneparsea.com:3443/PictureServer/default.aspx/schneider-gv2l06_Datasheet1.pdf?A3889C9397807479A2A1C7A8BAA5959DB4AAC672B9AD62A0807BB389B3AB91A7B8AAB9B98365A098B6 | TESYS DECA CIRCUIT BREAKER MAGNETIC 3P 1.6A ROTARY HANDLE SCREW CLAMP TERMINALS | TeSys GV2 motor circuit breaker provides manual isolation, manual motor control and short circuit and thermal protection in 45 mm standard width. | Rated operating voltage | 690...690V
| 4 | Circuit Breakers and Fuses | Circuit Breakers | Motor Protection Circuit Breakers | TESYS DECA CIRCUIT BREAKER MAGNETIC 3P 1.6A ROTARY HANDLE | 2006498 | GV2L06 | SCHNEIDER ELECTRIC | 2750 | https://pim-kvc.soneparsea.com:3443/PictureServer/default.aspx/schneider-gv2l06_Image1.jpg?A3889C9397807479A2A1C7A8BAA5959DB4AAC672B9AD62A0807BB38EBF9897998173BEB5B9 | https://pim-kvc.soneparsea.com:3443/PictureServer/default.aspx/schneider-gv2l06_Datasheet1.pdf?A3889C9397807479A2A1C7A8BAA5959DB4AAC672B9AD62A0807BB389B3AB91A7B8AAB9B98365A098B6 | TESYS DECA CIRCUIT BREAKER MAGNETIC 3P 1.6A ROTARY HANDLE SCREW CLAMP TERMINALS | TeSys GV2 motor circuit breaker provides manual isolation, manual motor control and short circuit and thermal protection in 45 mm standard width. | Rated permanent current Iu | 1.6A
| 4 | Circuit Breakers and Fuses | Circuit Breakers | Motor Protection Circuit Breakers | TESYS DECA CIRCUIT BREAKER MAGNETIC 3P 1.6A ROTARY HANDLE | 2006498 | GV2L06 | SCHNEIDER ELECTRIC | 2750 | https://pim-kvc.soneparsea.com:3443/PictureServer/default.aspx/schneider-gv2l06_Image1.jpg?A3889C9397807479A2A1C7A8BAA5959DB4AAC672B9AD62A0807BB38EBF9897998173BEB5B9 | https://pim-kvc.soneparsea.com:3443/PictureServer/default.aspx/schneider-gv2l06_Datasheet1.pdf?A3889C9397807479A2A1C7A8BAA5959DB4AAC672B9AD62A0807BB389B3AB91A7B8AAB9B98365A098B6 | TESYS DECA CIRCUIT BREAKER MAGNETIC 3P 1.6A ROTARY HANDLE SCREW CLAMP TERMINALS | TeSys GV2 motor circuit breaker provides manual isolation, manual motor control and short circuit and thermal protection in 45 mm standard width. | Rated operation power at AC-3, 230 V | 0.25kW
| 4 | Circuit Breakers and Fuses | Circuit Breakers | Motor Protection Circuit Breakers | TESYS DECA CIRCUIT BREAKER MAGNETIC 3P 1.6A ROTARY HANDLE | 2006498 | GV2L06 | SCHNEIDER ELECTRIC | 2750 | https://pim-kvc.soneparsea.com:3443/PictureServer/default.aspx/schneider-gv2l06_Image1.jpg?A3889C9397807479A2A1C7A8BAA5959DB4AAC672B9AD62A0807BB38EBF9897998173BEB5B9 | https://pim-kvc.soneparsea.com:3443/PictureServer/default.aspx/schneider-gv2l06_Datasheet1.pdf?A3889C9397807479A2A1C7A8BAA5959DB4AAC672B9AD62A0807BB389B3AB91A7B8AAB9B98365A098B6 | TESYS DECA CIRCUIT BREAKER MAGNETIC 3P 1.6A ROTARY HANDLE SCREW CLAMP TERMINALS | TeSys GV2 motor circuit breaker provides manual isolation, manual motor control and short circuit and thermal protection in 45 mm standard width. | Rated operation power at AC-3, 400 V | 0.55kW
| 4 | Circuit Breakers and Fuses | Circuit Breakers | Motor Protection Circuit Breakers | TESYS DECA CIRCUIT BREAKER MAGNETIC 3P 1.6A ROTARY HANDLE | 2006498 | GV2L06 | SCHNEIDER ELECTRIC | 2750 | https://pim-kvc.soneparsea.com:3443/PictureServer/default.aspx/schneider-gv2l06_Image1.jpg?A3889C9397807479A2A1C7A8BAA5959DB4AAC672B9AD62A0807BB38EBF9897998173BEB5B9 | https://pim-kvc.soneparsea.com:3443/PictureServer/default.aspx/schneider-gv2l06_Datasheet1.pdf?A3889C9397807479A2A1C7A8BAA5959DB4AAC672B9AD62A0807BB389B3AB91A7B8AAB9B98365A098B6 | TESYS DECA CIRCUIT BREAKER MAGNETIC 3P 1.6A ROTARY HANDLE SCREW CLAMP TERMINALS | TeSys GV2 motor circuit breaker provides manual isolation, manual motor control and short circuit and thermal protection in 45 mm standard width. | Type of electrical connection of main circuit | Screw connection
| 4 | Circuit Breakers and Fuses | Circuit Breakers | Motor Protection Circuit Breakers | TESYS DECA CIRCUIT BREAKER MAGNETIC 3P 1.6A ROTARY HANDLE | 2006498 | GV2L06 | SCHNEIDER ELECTRIC | 2750 | https://pim-kvc.soneparsea.com:3443/PictureServer/default.aspx/schneider-gv2l06_Image1.jpg?A3889C9397807479A2A1C7A8BAA5959DB4AAC672B9AD62A0807BB38EBF9897998173BEB5B9 | https://pim-kvc.soneparsea.com:3443/PictureServer/default.aspx/schneider-gv2l06_Datasheet1.pdf?A3889C9397807479A2A1C7A8BAA5959DB4AAC672B9AD62A0807BB389B3AB91A7B8AAB9B98365A098B6 | TESYS DECA CIRCUIT BREAKER MAGNETIC 3P 1.6A ROTARY HANDLE SCREW CLAMP TERMINALS | TeSys GV2 motor circuit breaker provides manual isolation, manual motor control and short circuit and thermal protection in 45 mm standard width. | Type of control element | Turn button
| 4 | Circuit Breakers and Fuses | Circuit Breakers | Motor Protection Circuit Breakers | TESYS DECA CIRCUIT BREAKER MAGNETIC 3P 1.6A ROTARY HANDLE | 2006498 | GV2L06 | SCHNEIDER ELECTRIC | 2750 | https://pim-kvc.soneparsea.com:3443/PictureServer/default.aspx/schneider-gv2l06_Image1.jpg?A3889C9397807479A2A1C7A8BAA5959DB4AAC672B9AD62A0807BB38EBF9897998173BEB5B9 | https://pim-kvc.soneparsea.com:3443/PictureServer/default.aspx/schneider-gv2l06_Datasheet1.pdf?A3889C9397807479A2A1C7A8BAA5959DB4AAC672B9AD62A0807BB389B3AB91A7B8AAB9B98365A098B6 | TESYS DECA CIRCUIT BREAKER MAGNETIC 3P 1.6A ROTARY HANDLE SCREW CLAMP TERMINALS | TeSys GV2 motor circuit breaker provides manual isolation, manual motor control and short circuit and thermal protection in 45 mm standard width. | Device construction | Complete device in housing
| 4 | Circuit Breakers and Fuses | Circuit Breakers | Motor Protection Circuit Breakers | TESYS DECA CIRCUIT BREAKER MAGNETIC 3P 1.6A ROTARY HANDLE | 2006498 | GV2L06 | SCHNEIDER ELECTRIC | 2750 | https://pim-kvc.soneparsea.com:3443/PictureServer/default.aspx/schneider-gv2l06_Image1.jpg?A3889C9397807479A2A1C7A8BAA5959DB4AAC672B9AD62A0807BB38EBF9897998173BEB5B9 | https://pim-kvc.soneparsea.com:3443/PictureServer/default.aspx/schneider-gv2l06_Datasheet1.pdf?A3889C9397807479A2A1C7A8BAA5959DB4AAC672B9AD62A0807BB389B3AB91A7B8AAB9B98365A098B6 | TESYS DECA CIRCUIT BREAKER MAGNETIC 3P 1.6A ROTARY HANDLE SCREW CLAMP TERMINALS | TeSys GV2 motor circuit breaker provides manual isolation, manual motor control and short circuit and thermal protection in 45 mm standard width. | With integrated auxiliary switch | no
| 4 | Circuit Breakers and Fuses | Circuit Breakers | Motor Protection Circuit Breakers | TESYS DECA CIRCUIT BREAKER MAGNETIC 3P 1.6A ROTARY HANDLE | 2006498 | GV2L06 | SCHNEIDER ELECTRIC | 2750 | https://pim-kvc.soneparsea.com:3443/PictureServer/default.aspx/schneider-gv2l06_Image1.jpg?A3889C9397807479A2A1C7A8BAA5959DB4AAC672B9AD62A0807BB38EBF9897998173BEB5B9 | https://pim-kvc.soneparsea.com:3443/PictureServer/default.aspx/schneider-gv2l06_Datasheet1.pdf?A3889C9397807479A2A1C7A8BAA5959DB4AAC672B9AD62A0807BB389B3AB91A7B8AAB9B98365A098B6 | TESYS DECA CIRCUIT BREAKER MAGNETIC 3P 1.6A ROTARY HANDLE SCREW CLAMP TERMINALS | TeSys GV2 motor circuit breaker provides manual isolation, manual motor control and short circuit and thermal protection in 45 mm standard width. | With integrated under voltage release | no
| 4 | Circuit Breakers and Fuses | Circuit Breakers | Motor Protection Circuit Breakers | TESYS DECA CIRCUIT BREAKER MAGNETIC 3P 1.6A ROTARY HANDLE | 2006498 | GV2L06 | SCHNEIDER ELECTRIC | 2750 | https://pim-kvc.soneparsea.com:3443/PictureServer/default.aspx/schneider-gv2l06_Image1.jpg?A3889C9397807479A2A1C7A8BAA5959DB4AAC672B9AD62A0807BB38EBF9897998173BEB5B9 | https://pim-kvc.soneparsea.com:3443/PictureServer/default.aspx/schneider-gv2l06_Datasheet1.pdf?A3889C9397807479A2A1C7A8BAA5959DB4AAC672B9AD62A0807BB389B3AB91A7B8AAB9B98365A098B6 | TESYS DECA CIRCUIT BREAKER MAGNETIC 3P 1.6A ROTARY HANDLE SCREW CLAMP TERMINALS | TeSys GV2 motor circuit breaker provides manual isolation, manual motor control and short circuit and thermal protection in 45 mm standard width. | Number of poles | 3
| 4 | Circuit Breakers and Fuses | Circuit Breakers | Motor Protection Circuit Breakers | TESYS DECA CIRCUIT BREAKER MAGNETIC 3P 1.6A ROTARY HANDLE | 2006498 | GV2L06 | SCHNEIDER ELECTRIC | 2750 | https://pim-kvc.soneparsea.com:3443/PictureServer/default.aspx/schneider-gv2l06_Image1.jpg?A3889C9397807479A2A1C7A8BAA5959DB4AAC672B9AD62A0807BB38EBF9897998173BEB5B9 | https://pim-kvc.soneparsea.com:3443/PictureServer/default.aspx/schneider-gv2l06_Datasheet1.pdf?A3889C9397807479A2A1C7A8BAA5959DB4AAC672B9AD62A0807BB389B3AB91A7B8AAB9B98365A098B6 | TESYS DECA CIRCUIT BREAKER MAGNETIC 3P 1.6A ROTARY HANDLE SCREW CLAMP TERMINALS | TeSys GV2 motor circuit breaker provides manual isolation, manual motor control and short circuit and thermal protection in 45 mm standard width. | Rated short-circuit breaking capacity lcu at 400 V, AC | 100kA
| 4 | Circuit Breakers and Fuses | Circuit Breakers | Motor Protection Circuit Breakers | TESYS DECA CIRCUIT BREAKER MAGNETIC 3P 1.6A ROTARY HANDLE | 2006498 | GV2L06 | SCHNEIDER ELECTRIC | 2750 | https://pim-kvc.soneparsea.com:3443/PictureServer/default.aspx/schneider-gv2l06_Image1.jpg?A3889C9397807479A2A1C7A8BAA5959DB4AAC672B9AD62A0807BB38EBF9897998173BEB5B9 | https://pim-kvc.soneparsea.com:3443/PictureServer/default.aspx/schneider-gv2l06_Datasheet1.pdf?A3889C9397807479A2A1C7A8BAA5959DB4AAC672B9AD62A0807BB389B3AB91A7B8AAB9B98365A098B6 | TESYS DECA CIRCUIT BREAKER MAGNETIC 3P 1.6A ROTARY HANDLE SCREW CLAMP TERMINALS | TeSys GV2 motor circuit breaker provides manual isolation, manual motor control and short circuit and thermal protection in 45 mm standard width. | Degree of protection (IP) | IP20
| 4 | Circuit Breakers and Fuses | Circuit Breakers | Motor Protection Circuit Breakers | TESYS DECA CIRCUIT BREAKER MAGNETIC 3P 1.6A ROTARY HANDLE | 2006498 | GV2L06 | SCHNEIDER ELECTRIC | 2750 | https://pim-kvc.soneparsea.com:3443/PictureServer/default.aspx/schneider-gv2l06_Image1.jpg?A3889C9397807479A2A1C7A8BAA5959DB4AAC672B9AD62A0807BB38EBF9897998173BEB5B9 | https://pim-kvc.soneparsea.com:3443/PictureServer/default.aspx/schneider-gv2l06_Datasheet1.pdf?A3889C9397807479A2A1C7A8BAA5959DB4AAC672B9AD62A0807BB389B3AB91A7B8AAB9B98365A098B6 | TESYS DECA CIRCUIT BREAKER MAGNETIC 3P 1.6A ROTARY HANDLE SCREW CLAMP TERMINALS | TeSys GV2 motor circuit breaker provides manual isolation, manual motor control and short circuit and thermal protection in 45 mm standard width. | Height | 89mm
| 4 | Circuit Breakers and Fuses | Circuit Breakers | Motor Protection Circuit Breakers | TESYS DECA CIRCUIT BREAKER MAGNETIC 3P 1.6A ROTARY HANDLE | 2006498 | GV2L06 | SCHNEIDER ELECTRIC | 2750 | https://pim-kvc.soneparsea.com:3443/PictureServer/default.aspx/schneider-gv2l06_Image1.jpg?A3889C9397807479A2A1C7A8BAA5959DB4AAC672B9AD62A0807BB38EBF9897998173BEB5B9 | https://pim-kvc.soneparsea.com:3443/PictureServer/default.aspx/schneider-gv2l06_Datasheet1.pdf?A3889C9397807479A2A1C7A8BAA5959DB4AAC672B9AD62A0807BB389B3AB91A7B8AAB9B98365A098B6 | TESYS DECA CIRCUIT BREAKER MAGNETIC 3P 1.6A ROTARY HANDLE SCREW CLAMP TERMINALS | TeSys GV2 motor circuit breaker provides manual isolation, manual motor control and short circuit and thermal protection in 45 mm standard width. | Width | 45mm
| 4 | Circuit Breakers and Fuses | Circuit Breakers | Motor Protection Circuit Breakers | TESYS DECA CIRCUIT BREAKER MAGNETIC 3P 1.6A ROTARY HANDLE | 2006498 | GV2L06 | SCHNEIDER ELECTRIC | 2750 | https://pim-kvc.soneparsea.com:3443/PictureServer/default.aspx/schneider-gv2l06_Image1.jpg?A3889C9397807479A2A1C7A8BAA5959DB4AAC672B9AD62A0807BB38EBF9897998173BEB5B9 | https://pim-kvc.soneparsea.com:3443/PictureServer/default.aspx/schneider-gv2l06_Datasheet1.pdf?A3889C9397807479A2A1C7A8BAA5959DB4AAC672B9AD62A0807BB389B3AB91A7B8AAB9B98365A098B6 | TESYS DECA CIRCUIT BREAKER MAGNETIC 3P 1.6A ROTARY HANDLE SCREW CLAMP TERMINALS | TeSys GV2 motor circuit breaker provides manual isolation, manual motor control and short circuit and thermal protection in 45 mm standard width. | Depth | 97mm
| 4 | Circuit Breakers and Fuses | Circuit Breakers | Motor Protection Circuit Breakers | TESYS DECA CIRCUIT BREAKER MAGNETIC 3P 1.6A ROTARY HANDLE | 2006498 | GV2L06 | SCHNEIDER ELECTRIC | 2750 | https://pim-kvc.soneparsea.com:3443/PictureServer/default.aspx/schneider-gv2l06_Image1.jpg?A3889C9397807479A2A1C7A8BAA5959DB4AAC672B9AD62A0807BB38EBF9897998173BEB5B9 | https://pim-kvc.soneparsea.com:3443/PictureServer/default.aspx/schneider-gv2l06_Datasheet1.pdf?A3889C9397807479A2A1C7A8BAA5959DB4AAC672B9AD62A0807BB389B3AB91A7B8AAB9B98365A098B6 | TESYS DECA CIRCUIT BREAKER MAGNETIC 3P 1.6A ROTARY HANDLE SCREW CLAMP TERMINALS | TeSys GV2 motor circuit breaker provides manual isolation, manual motor control and short circuit and thermal protection in 45 mm standard width. | Overload release current setting | 1.6...1.6A
| 4 | Circuit Breakers and Fuses | Circuit Breakers | Motor Protection Circuit Breakers | TESYS DECA CIRCUIT BREAKER MAGNETIC 3P 1.6A ROTARY HANDLE | 2006498 | GV2L06 | SCHNEIDER ELECTRIC | 2750 | https://pim-kvc.soneparsea.com:3443/PictureServer/default.aspx/schneider-gv2l06_Image1.jpg?A3889C9397807479A2A1C7A8BAA5959DB4AAC672B9AD62A0807BB38EBF9897998173BEB5B9 | https://pim-kvc.soneparsea.com:3443/PictureServer/default.aspx/schneider-gv2l06_Datasheet1.pdf?A3889C9397807479A2A1C7A8BAA5959DB4AAC672B9AD62A0807BB389B3AB91A7B8AAB9B98365A098B6 | TESYS DECA CIRCUIT BREAKER MAGNETIC 3P 1.6A ROTARY HANDLE SCREW CLAMP TERMINALS | TeSys GV2 motor circuit breaker provides manual isolation, manual motor control and short circuit and thermal protection in 45 mm standard width. | Adjustment range undelayed short-circuit release | 22.5...22.5A
| 4 | Circuit Breakers and Fuses | Circuit Breakers | Motor Protection Circuit Breakers | TESYS DECA CIRCUIT BREAKER MAGNETIC 3P 1.6A ROTARY HANDLE | 2006498 | GV2L06 | SCHNEIDER ELECTRIC | 2750 | https://pim-kvc.soneparsea.com:3443/PictureServer/default.aspx/schneider-gv2l06_Image1.jpg?A3889C9397807479A2A1C7A8BAA5959DB4AAC672B9AD62A0807BB38EBF9897998173BEB5B9 | https://pim-kvc.soneparsea.com:3443/PictureServer/default.aspx/schneider-gv2l06_Datasheet1.pdf?A3889C9397807479A2A1C7A8BAA5959DB4AAC672B9AD62A0807BB389B3AB91A7B8AAB9B98365A098B6 | TESYS DECA CIRCUIT BREAKER MAGNETIC 3P 1.6A ROTARY HANDLE SCREW CLAMP TERMINALS | TeSys GV2 motor circuit breaker provides manual isolation, manual motor control and short circuit and thermal protection in 45 mm standard width. | With thermal protection | no
| 4 | Circuit Breakers and Fuses | Circuit Breakers | Motor Protection Circuit Breakers | TESYS DECA CIRCUIT BREAKER MAGNETIC 3P 1.6A ROTARY HANDLE | 2006498 | GV2L06 | SCHNEIDER ELECTRIC | 2750 | https://pim-kvc.soneparsea.com:3443/PictureServer/default.aspx/schneider-gv2l06_Image1.jpg?A3889C9397807479A2A1C7A8BAA5959DB4AAC672B9AD62A0807BB38EBF9897998173BEB5B9 | https://pim-kvc.soneparsea.com:3443/PictureServer/default.aspx/schneider-gv2l06_Datasheet1.pdf?A3889C9397807479A2A1C7A8BAA5959DB4AAC672B9AD62A0807BB389B3AB91A7B8AAB9B98365A098B6 | TESYS DECA CIRCUIT BREAKER MAGNETIC 3P 1.6A ROTARY HANDLE SCREW CLAMP TERMINALS | TeSys GV2 motor circuit breaker provides manual isolation, manual motor control and short circuit and thermal protection in 45 mm standard width. | Phase failure sensitive | yes
| 4 | Circuit Breakers and Fuses | Circuit Breakers | Motor Protection Circuit Breakers | TESYS DECA CIRCUIT BREAKER MAGNETIC 3P 1.6A ROTARY HANDLE | 2006498 | GV2L06 | SCHNEIDER ELECTRIC | 2750 | https://pim-kvc.soneparsea.com:3443/PictureServer/default.aspx/schneider-gv2l06_Image1.jpg?A3889C9397807479A2A1C7A8BAA5959DB4AAC672B9AD62A0807BB38EBF9897998173BEB5B9 | https://pim-kvc.soneparsea.com:3443/PictureServer/default.aspx/schneider-gv2l06_Datasheet1.pdf?A3889C9397807479A2A1C7A8BAA5959DB4AAC672B9AD62A0807BB389B3AB91A7B8AAB9B98365A098B6 | TESYS DECA CIRCUIT BREAKER MAGNETIC 3P 1.6A ROTARY HANDLE SCREW CLAMP TERMINALS | TeSys GV2 motor circuit breaker provides manual isolation, manual motor control and short circuit and thermal protection in 45 mm standard width. | Switch off technique | Magnetic
| 4 | Circuit Breakers and Fuses | Circuit Breakers | Motor Protection Circuit Breakers | TESYS DECA CIRCUIT BREAKER MAGNETIC 3P 1.6A ROTARY HANDLE | 2006498 | GV2L06 | SCHNEIDER ELECTRIC | 2750 | https://pim-kvc.soneparsea.com:3443/PictureServer/default.aspx/schneider-gv2l06_Image1.jpg?A3889C9397807479A2A1C7A8BAA5959DB4AAC672B9AD62A0807BB38EBF9897998173BEB5B9 | https://pim-kvc.soneparsea.com:3443/PictureServer/default.aspx/schneider-gv2l06_Datasheet1.pdf?A3889C9397807479A2A1C7A8BAA5959DB4AAC672B9AD62A0807BB389B3AB91A7B8AAB9B98365A098B6 | TESYS DECA CIRCUIT BREAKER MAGNETIC 3P 1.6A ROTARY HANDLE SCREW CLAMP TERMINALS | TeSys GV2 motor circuit breaker provides manual isolation, manual motor control and short circuit and thermal protection in 45 mm standard width. | Rated operating voltage | 690...690V
| 4 | Circuit Breakers and Fuses | Circuit Breakers | Motor Protection Circuit Breakers | TESYS DECA CIRCUIT BREAKER MAGNETIC 3P 1.6A ROTARY HANDLE | 2006498 | GV2L06 | SCHNEIDER ELECTRIC | 2750 | https://pim-kvc.soneparsea.com:3443/PictureServer/default.aspx/schneider-gv2l06_Image1.jpg?A3889C9397807479A2A1C7A8BAA5959DB4AAC672B9AD62A0807BB38EBF9897998173BEB5B9 | https://pim-kvc.soneparsea.com:3443/PictureServer/default.aspx/schneider-gv2l06_Datasheet1.pdf?A3889C9397807479A2A1C7A8BAA5959DB4AAC672B9AD62A0807BB389B3AB91A7B8AAB9B98365A098B6 | TESYS DECA CIRCUIT BREAKER MAGNETIC 3P 1.6A ROTARY HANDLE SCREW CLAMP TERMINALS | TeSys GV2 motor circuit breaker provides manual isolation, manual motor control and short circuit and thermal protection in 45 mm standard width. | Rated permanent current Iu | 1.6A
| 4 | Circuit Breakers and Fuses | Circuit Breakers | Motor Protection Circuit Breakers | TESYS DECA CIRCUIT BREAKER MAGNETIC 3P 1.6A ROTARY HANDLE | 2006498 | GV2L06 | SCHNEIDER ELECTRIC | 2750 | https://pim-kvc.soneparsea.com:3443/PictureServer/default.aspx/schneider-gv2l06_Image1.jpg?A3889C9397807479A2A1C7A8BAA5959DB4AAC672B9AD62A0807BB38EBF9897998173BEB5B9 | https://pim-kvc.soneparsea.com:3443/PictureServer/default.aspx/schneider-gv2l06_Datasheet1.pdf?A3889C9397807479A2A1C7A8BAA5959DB4AAC672B9AD62A0807BB389B3AB91A7B8AAB9B98365A098B6 | TESYS DECA CIRCUIT BREAKER MAGNETIC 3P 1.6A ROTARY HANDLE SCREW CLAMP TERMINALS | TeSys GV2 motor circuit breaker provides manual isolation, manual motor control and short circuit and thermal protection in 45 mm standard width. | Rated operation power at AC-3, 230 V | 0.25kW
| 4 | Circuit Breakers and Fuses | Circuit Breakers | Motor Protection Circuit Breakers | TESYS DECA CIRCUIT BREAKER MAGNETIC 3P 1.6A ROTARY HANDLE | 2006498 | GV2L06 | SCHNEIDER ELECTRIC | 2750 | https://pim-kvc.soneparsea.com:3443/PictureServer/default.aspx/schneider-gv2l06_Image1.jpg?A3889C9397807479A2A1C7A8BAA5959DB4AAC672B9AD62A0807BB38EBF9897998173BEB5B9 | https://pim-kvc.soneparsea.com:3443/PictureServer/default.aspx/schneider-gv2l06_Datasheet1.pdf?A3889C9397807479A2A1C7A8BAA5959DB4AAC672B9AD62A0807BB389B3AB91A7B8AAB9B98365A098B6 | TESYS DECA CIRCUIT BREAKER MAGNETIC 3P 1.6A ROTARY HANDLE SCREW CLAMP TERMINALS | TeSys GV2 motor circuit breaker provides manual isolation, manual motor control and short circuit and thermal protection in 45 mm standard width. | Rated operation power at AC-3, 400 V | 0.55kW
| 4 | Circuit Breakers and Fuses | Circuit Breakers | Motor Protection Circuit Breakers | TESYS DECA CIRCUIT BREAKER MAGNETIC 3P 1.6A ROTARY HANDLE | 2006498 | GV2L06 | SCHNEIDER ELECTRIC | 2750 | https://pim-kvc.soneparsea.com:3443/PictureServer/default.aspx/schneider-gv2l06_Image1.jpg?A3889C9397807479A2A1C7A8BAA5959DB4AAC672B9AD62A0807BB38EBF9897998173BEB5B9 | https://pim-kvc.soneparsea.com:3443/PictureServer/default.aspx/schneider-gv2l06_Datasheet1.pdf?A3889C9397807479A2A1C7A8BAA5959DB4AAC672B9AD62A0807BB389B3AB91A7B8AAB9B98365A098B6 | TESYS DECA CIRCUIT BREAKER MAGNETIC 3P 1.6A ROTARY HANDLE SCREW CLAMP TERMINALS | TeSys GV2 motor circuit breaker provides manual isolation, manual motor control and short circuit and thermal protection in 45 mm standard width. | Type of electrical connection of main circuit | Screw connection
| 4 | Circuit Breakers and Fuses | Circuit Breakers | Motor Protection Circuit Breakers | TESYS DECA CIRCUIT BREAKER MAGNETIC 3P 1.6A ROTARY HANDLE | 2006498 | GV2L06 | SCHNEIDER ELECTRIC | 2750 | https://pim-kvc.soneparsea.com:3443/PictureServer/default.aspx/schneider-gv2l06_Image1.jpg?A3889C9397807479A2A1C7A8BAA5959DB4AAC672B9AD62A0807BB38EBF9897998173BEB5B9 | https://pim-kvc.soneparsea.com:3443/PictureServer/default.aspx/schneider-gv2l06_Datasheet1.pdf?A3889C9397807479A2A1C7A8BAA5959DB4AAC672B9AD62A0807BB389B3AB91A7B8AAB9B98365A098B6 | TESYS DECA CIRCUIT BREAKER MAGNETIC 3P 1.6A ROTARY HANDLE SCREW CLAMP TERMINALS | TeSys GV2 motor circuit breaker provides manual isolation, manual motor control and short circuit and thermal protection in 45 mm standard width. | Type of control element | Turn button
| 4 | Circuit Breakers and Fuses | Circuit Breakers | Motor Protection Circuit Breakers | TESYS DECA CIRCUIT BREAKER MAGNETIC 3P 1.6A ROTARY HANDLE | 2006498 | GV2L06 | SCHNEIDER ELECTRIC | 2750 | https://pim-kvc.soneparsea.com:3443/PictureServer/default.aspx/schneider-gv2l06_Image1.jpg?A3889C9397807479A2A1C7A8BAA5959DB4AAC672B9AD62A0807BB38EBF9897998173BEB5B9 | https://pim-kvc.soneparsea.com:3443/PictureServer/default.aspx/schneider-gv2l06_Datasheet1.pdf?A3889C9397807479A2A1C7A8BAA5959DB4AAC672B9AD62A0807BB389B3AB91A7B8AAB9B98365A098B6 | TESYS DECA CIRCUIT BREAKER MAGNETIC 3P 1.6A ROTARY HANDLE SCREW CLAMP TERMINALS | TeSys GV2 motor circuit breaker provides manual isolation, manual motor control and short circuit and thermal protection in 45 mm standard width. | Device construction | Complete device in housing
| 4 | Circuit Breakers and Fuses | Circuit Breakers | Motor Protection Circuit Breakers | TESYS DECA CIRCUIT BREAKER MAGNETIC 3P 1.6A ROTARY HANDLE | 2006498 | GV2L06 | SCHNEIDER ELECTRIC | 2750 | https://pim-kvc.soneparsea.com:3443/PictureServer/default.aspx/schneider-gv2l06_Image1.jpg?A3889C9397807479A2A1C7A8BAA5959DB4AAC672B9AD62A0807BB38EBF9897998173BEB5B9 | https://pim-kvc.soneparsea.com:3443/PictureServer/default.aspx/schneider-gv2l06_Datasheet1.pdf?A3889C9397807479A2A1C7A8BAA5959DB4AAC672B9AD62A0807BB389B3AB91A7B8AAB9B98365A098B6 | TESYS DECA CIRCUIT BREAKER MAGNETIC 3P 1.6A ROTARY HANDLE SCREW CLAMP TERMINALS | TeSys GV2 motor circuit breaker provides manual isolation, manual motor control and short circuit and thermal protection in 45 mm standard width. | With integrated auxiliary switch | no
| 4 | Circuit Breakers and Fuses | Circuit Breakers | Motor Protection Circuit Breakers | TESYS DECA CIRCUIT BREAKER MAGNETIC 3P 1.6A ROTARY HANDLE | 2006498 | GV2L06 | SCHNEIDER ELECTRIC | 2750 | https://pim-kvc.soneparsea.com:3443/PictureServer/default.aspx/schneider-gv2l06_Image1.jpg?A3889C9397807479A2A1C7A8BAA5959DB4AAC672B9AD62A0807BB38EBF9897998173BEB5B9 | https://pim-kvc.soneparsea.com:3443/PictureServer/default.aspx/schneider-gv2l06_Datasheet1.pdf?A3889C9397807479A2A1C7A8BAA5959DB4AAC672B9AD62A0807BB389B3AB91A7B8AAB9B98365A098B6 | TESYS DECA CIRCUIT BREAKER MAGNETIC 3P 1.6A ROTARY HANDLE SCREW CLAMP TERMINALS | TeSys GV2 motor circuit breaker provides manual isolation, manual motor control and short circuit and thermal protection in 45 mm standard width. | With integrated under voltage release | no
| 4 | Circuit Breakers and Fuses | Circuit Breakers | Motor Protection Circuit Breakers | TESYS DECA CIRCUIT BREAKER MAGNETIC 3P 1.6A ROTARY HANDLE | 2006498 | GV2L06 | SCHNEIDER ELECTRIC | 2750 | https://pim-kvc.soneparsea.com:3443/PictureServer/default.aspx/schneider-gv2l06_Image1.jpg?A3889C9397807479A2A1C7A8BAA5959DB4AAC672B9AD62A0807BB38EBF9897998173BEB5B9 | https://pim-kvc.soneparsea.com:3443/PictureServer/default.aspx/schneider-gv2l06_Datasheet1.pdf?A3889C9397807479A2A1C7A8BAA5959DB4AAC672B9AD62A0807BB389B3AB91A7B8AAB9B98365A098B6 | TESYS DECA CIRCUIT BREAKER MAGNETIC 3P 1.6A ROTARY HANDLE SCREW CLAMP TERMINALS | TeSys GV2 motor circuit breaker provides manual isolation, manual motor control and short circuit and thermal protection in 45 mm standard width. | Number of poles | 3
| 4 | Circuit Breakers and Fuses | Circuit Breakers | Motor Protection Circuit Breakers | TESYS DECA CIRCUIT BREAKER MAGNETIC 3P 1.6A ROTARY HANDLE | 2006498 | GV2L06 | SCHNEIDER ELECTRIC | 2750 | https://pim-kvc.soneparsea.com:3443/PictureServer/default.aspx/schneider-gv2l06_Image1.jpg?A3889C9397807479A2A1C7A8BAA5959DB4AAC672B9AD62A0807BB38EBF9897998173BEB5B9 | https://pim-kvc.soneparsea.com:3443/PictureServer/default.aspx/schneider-gv2l06_Datasheet1.pdf?A3889C9397807479A2A1C7A8BAA5959DB4AAC672B9AD62A0807BB389B3AB91A7B8AAB9B98365A098B6 | TESYS DECA CIRCUIT BREAKER MAGNETIC 3P 1.6A ROTARY HANDLE SCREW CLAMP TERMINALS | TeSys GV2 motor circuit breaker provides manual isolation, manual motor control and short circuit and thermal protection in 45 mm standard width. | Rated short-circuit breaking capacity lcu at 400 V, AC | 100kA
| 4 | Circuit Breakers and Fuses | Circuit Breakers | Motor Protection Circuit Breakers | TESYS DECA CIRCUIT BREAKER MAGNETIC 3P 1.6A ROTARY HANDLE | 2006498 | GV2L06 | SCHNEIDER ELECTRIC | 2750 | https://pim-kvc.soneparsea.com:3443/PictureServer/default.aspx/schneider-gv2l06_Image1.jpg?A3889C9397807479A2A1C7A8BAA5959DB4AAC672B9AD62A0807BB38EBF9897998173BEB5B9 | https://pim-kvc.soneparsea.com:3443/PictureServer/default.aspx/schneider-gv2l06_Datasheet1.pdf?A3889C9397807479A2A1C7A8BAA5959DB4AAC672B9AD62A0807BB389B3AB91A7B8AAB9B98365A098B6 | TESYS DECA CIRCUIT BREAKER MAGNETIC 3P 1.6A ROTARY HANDLE SCREW CLAMP TERMINALS | TeSys GV2 motor circuit breaker provides manual isolation, manual motor control and short circuit and thermal protection in 45 mm standard width. | Degree of protection (IP) | IP20
| 4 | Circuit Breakers and Fuses | Circuit Breakers | Motor Protection Circuit Breakers | TESYS DECA CIRCUIT BREAKER MAGNETIC 3P 1.6A ROTARY HANDLE | 2006498 | GV2L06 | SCHNEIDER ELECTRIC | 2750 | https://pim-kvc.soneparsea.com:3443/PictureServer/default.aspx/schneider-gv2l06_Image1.jpg?A3889C9397807479A2A1C7A8BAA5959DB4AAC672B9AD62A0807BB38EBF9897998173BEB5B9 | https://pim-kvc.soneparsea.com:3443/PictureServer/default.aspx/schneider-gv2l06_Datasheet1.pdf?A3889C9397807479A2A1C7A8BAA5959DB4AAC672B9AD62A0807BB389B3AB91A7B8AAB9B98365A098B6 | TESYS DECA CIRCUIT BREAKER MAGNETIC 3P 1.6A ROTARY HANDLE SCREW CLAMP TERMINALS | TeSys GV2 motor circuit breaker provides manual isolation, manual motor control and short circuit and thermal protection in 45 mm standard width. | Height | 89mm
| 4 | Circuit Breakers and Fuses | Circuit Breakers | Motor Protection Circuit Breakers | TESYS DECA CIRCUIT BREAKER MAGNETIC 3P 1.6A ROTARY HANDLE | 2006498 | GV2L06 | SCHNEIDER ELECTRIC | 2750 | https://pim-kvc.soneparsea.com:3443/PictureServer/default.aspx/schneider-gv2l06_Image1.jpg?A3889C9397807479A2A1C7A8BAA5959DB4AAC672B9AD62A0807BB38EBF9897998173BEB5B9 | https://pim-kvc.soneparsea.com:3443/PictureServer/default.aspx/schneider-gv2l06_Datasheet1.pdf?A3889C9397807479A2A1C7A8BAA5959DB4AAC672B9AD62A0807BB389B3AB91A7B8AAB9B98365A098B6 | TESYS DECA CIRCUIT BREAKER MAGNETIC 3P 1.6A ROTARY HANDLE SCREW CLAMP TERMINALS | TeSys GV2 motor circuit breaker provides manual isolation, manual motor control and short circuit and thermal protection in 45 mm standard width. | Width | 45mm
| 4 | Circuit Breakers and Fuses | Circuit Breakers | Motor Protection Circuit Breakers | TESYS DECA CIRCUIT BREAKER MAGNETIC 3P 1.6A ROTARY HANDLE | 2006498 | GV2L06 | SCHNEIDER ELECTRIC | 2750 | https://pim-kvc.soneparsea.com:3443/PictureServer/default.aspx/schneider-gv2l06_Image1.jpg?A3889C9397807479A2A1C7A8BAA5959DB4AAC672B9AD62A0807BB38EBF9897998173BEB5B9 | https://pim-kvc.soneparsea.com:3443/PictureServer/default.aspx/schneider-gv2l06_Datasheet1.pdf?A3889C9397807479A2A1C7A8BAA5959DB4AAC672B9AD62A0807BB389B3AB91A7B8AAB9B98365A098B6 | TESYS DECA CIRCUIT BREAKER MAGNETIC 3P 1.6A ROTARY HANDLE SCREW CLAMP TERMINALS | TeSys GV2 motor circuit breaker provides manual isolation, manual motor control and short circuit and thermal protection in 45 mm standard width. | Depth | 97mm
| 5 | Circuit Breakers and Fuses | Circuit Breakers | Motor Protection Circuit Breakers | TESYS DECA CIRCUIT BREAKER MAGNETIC 32A EVERLINK BTR CONNECT | 2006506 | GV3L32 | SCHNEIDER ELECTRIC | 6025 | https://pim-kvc.soneparsea.com:3443/PictureServer/default.aspx/schneider-GV3L32_Image1.jpg?A3889C9397807479A2A1C7A8BAA5959DB4AAC672998D63808377B38EBF9897998173BEB5B9 | https://pim-kvc.soneparsea.com:3443/PictureServer/default.aspx/schneider-gv3l32_Datasheet1.pdf?A3889C9397807479A2A1C7A8BAA5959DB4AAC672B9AD63A08377B389B3AB91A7B8AAB9B98365A098B6 | TESYS DECA CIRCUIT BREAKER MAGNETIC 32A EVERLINK BTR CONNECTOR | This 3 poles AC TeSys GV3 uses thermal-magnetic trip unit tecnology for application with motors. It meets IP20 conforming to IEC 60529. | Overload release current setting | 23...23A
| 5 | Circuit Breakers and Fuses | Circuit Breakers | Motor Protection Circuit Breakers | TESYS DECA CIRCUIT BREAKER MAGNETIC 32A EVERLINK BTR CONNECT | 2006506 | GV3L32 | SCHNEIDER ELECTRIC | 6025 | https://pim-kvc.soneparsea.com:3443/PictureServer/default.aspx/schneider-GV3L32_Image1.jpg?A3889C9397807479A2A1C7A8BAA5959DB4AAC672998D63808377B38EBF9897998173BEB5B9 | https://pim-kvc.soneparsea.com:3443/PictureServer/default.aspx/schneider-gv3l32_Datasheet1.pdf?A3889C9397807479A2A1C7A8BAA5959DB4AAC672B9AD63A08377B389B3AB91A7B8AAB9B98365A098B6 | TESYS DECA CIRCUIT BREAKER MAGNETIC 32A EVERLINK BTR CONNECTOR | This 3 poles AC TeSys GV3 uses thermal-magnetic trip unit tecnology for application with motors. It meets IP20 conforming to IEC 60529. | Adjustment range undelayed short-circuit release | 448...448A
| 5 | Circuit Breakers and Fuses | Circuit Breakers | Motor Protection Circuit Breakers | TESYS DECA CIRCUIT BREAKER MAGNETIC 32A EVERLINK BTR CONNECT | 2006506 | GV3L32 | SCHNEIDER ELECTRIC | 6025 | https://pim-kvc.soneparsea.com:3443/PictureServer/default.aspx/schneider-GV3L32_Image1.jpg?A3889C9397807479A2A1C7A8BAA5959DB4AAC672998D63808377B38EBF9897998173BEB5B9 | https://pim-kvc.soneparsea.com:3443/PictureServer/default.aspx/schneider-gv3l32_Datasheet1.pdf?A3889C9397807479A2A1C7A8BAA5959DB4AAC672B9AD63A08377B389B3AB91A7B8AAB9B98365A098B6 | TESYS DECA CIRCUIT BREAKER MAGNETIC 32A EVERLINK BTR CONNECTOR | This 3 poles AC TeSys GV3 uses thermal-magnetic trip unit tecnology for application with motors. It meets IP20 conforming to IEC 60529. | With thermal protection | no
| 5 | Circuit Breakers and Fuses | Circuit Breakers | Motor Protection Circuit Breakers | TESYS DECA CIRCUIT BREAKER MAGNETIC 32A EVERLINK BTR CONNECT | 2006506 | GV3L32 | SCHNEIDER ELECTRIC | 6025 | https://pim-kvc.soneparsea.com:3443/PictureServer/default.aspx/schneider-GV3L32_Image1.jpg?A3889C9397807479A2A1C7A8BAA5959DB4AAC672998D63808377B38EBF9897998173BEB5B9 | https://pim-kvc.soneparsea.com:3443/PictureServer/default.aspx/schneider-gv3l32_Datasheet1.pdf?A3889C9397807479A2A1C7A8BAA5959DB4AAC672B9AD63A08377B389B3AB91A7B8AAB9B98365A098B6 | TESYS DECA CIRCUIT BREAKER MAGNETIC 32A EVERLINK BTR CONNECTOR | This 3 poles AC TeSys GV3 uses thermal-magnetic trip unit tecnology for application with motors. It meets IP20 conforming to IEC 60529. | Phase failure sensitive | yes
| 5 | Circuit Breakers and Fuses | Circuit Breakers | Motor Protection Circuit Breakers | TESYS DECA CIRCUIT BREAKER MAGNETIC 32A EVERLINK BTR CONNECT | 2006506 | GV3L32 | SCHNEIDER ELECTRIC | 6025 | https://pim-kvc.soneparsea.com:3443/PictureServer/default.aspx/schneider-GV3L32_Image1.jpg?A3889C9397807479A2A1C7A8BAA5959DB4AAC672998D63808377B38EBF9897998173BEB5B9 | https://pim-kvc.soneparsea.com:3443/PictureServer/default.aspx/schneider-gv3l32_Datasheet1.pdf?A3889C9397807479A2A1C7A8BAA5959DB4AAC672B9AD63A08377B389B3AB91A7B8AAB9B98365A098B6 | TESYS DECA CIRCUIT BREAKER MAGNETIC 32A EVERLINK BTR CONNECTOR | This 3 poles AC TeSys GV3 uses thermal-magnetic trip unit tecnology for application with motors. It meets IP20 conforming to IEC 60529. | Switch off technique | Magnetic
| 5 | Circuit Breakers and Fuses | Circuit Breakers | Motor Protection Circuit Breakers | TESYS DECA CIRCUIT BREAKER MAGNETIC 32A EVERLINK BTR CONNECT | 2006506 | GV3L32 | SCHNEIDER ELECTRIC | 6025 | https://pim-kvc.soneparsea.com:3443/PictureServer/default.aspx/schneider-GV3L32_Image1.jpg?A3889C9397807479A2A1C7A8BAA5959DB4AAC672998D63808377B38EBF9897998173BEB5B9 | https://pim-kvc.soneparsea.com:3443/PictureServer/default.aspx/schneider-gv3l32_Datasheet1.pdf?A3889C9397807479A2A1C7A8BAA5959DB4AAC672B9AD63A08377B389B3AB91A7B8AAB9B98365A098B6 | TESYS DECA CIRCUIT BREAKER MAGNETIC 32A EVERLINK BTR CONNECTOR | This 3 poles AC TeSys GV3 uses thermal-magnetic trip unit tecnology for application with motors. It meets IP20 conforming to IEC 60529. | Rated operating voltage | 690...690V
| 5 | Circuit Breakers and Fuses | Circuit Breakers | Motor Protection Circuit Breakers | TESYS DECA CIRCUIT BREAKER MAGNETIC 32A EVERLINK BTR CONNECT | 2006506 | GV3L32 | SCHNEIDER ELECTRIC | 6025 | https://pim-kvc.soneparsea.com:3443/PictureServer/default.aspx/schneider-GV3L32_Image1.jpg?A3889C9397807479A2A1C7A8BAA5959DB4AAC672998D63808377B38EBF9897998173BEB5B9 | https://pim-kvc.soneparsea.com:3443/PictureServer/default.aspx/schneider-gv3l32_Datasheet1.pdf?A3889C9397807479A2A1C7A8BAA5959DB4AAC672B9AD63A08377B389B3AB91A7B8AAB9B98365A098B6 | TESYS DECA CIRCUIT BREAKER MAGNETIC 32A EVERLINK BTR CONNECTOR | This 3 poles AC TeSys GV3 uses thermal-magnetic trip unit tecnology for application with motors. It meets IP20 conforming to IEC 60529. | Rated permanent current Iu | 32A
| 5 | Circuit Breakers and Fuses | Circuit Breakers | Motor Protection Circuit Breakers | TESYS DECA CIRCUIT BREAKER MAGNETIC 32A EVERLINK BTR CONNECT | 2006506 | GV3L32 | SCHNEIDER ELECTRIC | 6025 | https://pim-kvc.soneparsea.com:3443/PictureServer/default.aspx/schneider-GV3L32_Image1.jpg?A3889C9397807479A2A1C7A8BAA5959DB4AAC672998D63808377B38EBF9897998173BEB5B9 | https://pim-kvc.soneparsea.com:3443/PictureServer/default.aspx/schneider-gv3l32_Datasheet1.pdf?A3889C9397807479A2A1C7A8BAA5959DB4AAC672B9AD63A08377B389B3AB91A7B8AAB9B98365A098B6 | TESYS DECA CIRCUIT BREAKER MAGNETIC 32A EVERLINK BTR CONNECTOR | This 3 poles AC TeSys GV3 uses thermal-magnetic trip unit tecnology for application with motors. It meets IP20 conforming to IEC 60529. | Rated operation power at AC-3, 230 V | 7.5kW
| 5 | Circuit Breakers and Fuses | Circuit Breakers | Motor Protection Circuit Breakers | TESYS DECA CIRCUIT BREAKER MAGNETIC 32A EVERLINK BTR CONNECT | 2006506 | GV3L32 | SCHNEIDER ELECTRIC | 6025 | https://pim-kvc.soneparsea.com:3443/PictureServer/default.aspx/schneider-GV3L32_Image1.jpg?A3889C9397807479A2A1C7A8BAA5959DB4AAC672998D63808377B38EBF9897998173BEB5B9 | https://pim-kvc.soneparsea.com:3443/PictureServer/default.aspx/schneider-gv3l32_Datasheet1.pdf?A3889C9397807479A2A1C7A8BAA5959DB4AAC672B9AD63A08377B389B3AB91A7B8AAB9B98365A098B6 | TESYS DECA CIRCUIT BREAKER MAGNETIC 32A EVERLINK BTR CONNECTOR | This 3 poles AC TeSys GV3 uses thermal-magnetic trip unit tecnology for application with motors. It meets IP20 conforming to IEC 60529. | Rated operation power at AC-3, 400 V | 15kW
| 5 | Circuit Breakers and Fuses | Circuit Breakers | Motor Protection Circuit Breakers | TESYS DECA CIRCUIT BREAKER MAGNETIC 32A EVERLINK BTR CONNECT | 2006506 | GV3L32 | SCHNEIDER ELECTRIC | 6025 | https://pim-kvc.soneparsea.com:3443/PictureServer/default.aspx/schneider-GV3L32_Image1.jpg?A3889C9397807479A2A1C7A8BAA5959DB4AAC672998D63808377B38EBF9897998173BEB5B9 | https://pim-kvc.soneparsea.com:3443/PictureServer/default.aspx/schneider-gv3l32_Datasheet1.pdf?A3889C9397807479A2A1C7A8BAA5959DB4AAC672B9AD63A08377B389B3AB91A7B8AAB9B98365A098B6 | TESYS DECA CIRCUIT BREAKER MAGNETIC 32A EVERLINK BTR CONNECTOR | This 3 poles AC TeSys GV3 uses thermal-magnetic trip unit tecnology for application with motors. It meets IP20 conforming to IEC 60529. | Type of electrical connection of main circuit | Screw connection
| 5 | Circuit Breakers and Fuses | Circuit Breakers | Motor Protection Circuit Breakers | TESYS DECA CIRCUIT BREAKER MAGNETIC 32A EVERLINK BTR CONNECT | 2006506 | GV3L32 | SCHNEIDER ELECTRIC | 6025 | https://pim-kvc.soneparsea.com:3443/PictureServer/default.aspx/schneider-GV3L32_Image1.jpg?A3889C9397807479A2A1C7A8BAA5959DB4AAC672998D63808377B38EBF9897998173BEB5B9 | https://pim-kvc.soneparsea.com:3443/PictureServer/default.aspx/schneider-gv3l32_Datasheet1.pdf?A3889C9397807479A2A1C7A8BAA5959DB4AAC672B9AD63A08377B389B3AB91A7B8AAB9B98365A098B6 | TESYS DECA CIRCUIT BREAKER MAGNETIC 32A EVERLINK BTR CONNECTOR | This 3 poles AC TeSys GV3 uses thermal-magnetic trip unit tecnology for application with motors. It meets IP20 conforming to IEC 60529. | Type of control element | Turn button
| 5 | Circuit Breakers and Fuses | Circuit Breakers | Motor Protection Circuit Breakers | TESYS DECA CIRCUIT BREAKER MAGNETIC 32A EVERLINK BTR CONNECT | 2006506 | GV3L32 | SCHNEIDER ELECTRIC | 6025 | https://pim-kvc.soneparsea.com:3443/PictureServer/default.aspx/schneider-GV3L32_Image1.jpg?A3889C9397807479A2A1C7A8BAA5959DB4AAC672998D63808377B38EBF9897998173BEB5B9 | https://pim-kvc.soneparsea.com:3443/PictureServer/default.aspx/schneider-gv3l32_Datasheet1.pdf?A3889C9397807479A2A1C7A8BAA5959DB4AAC672B9AD63A08377B389B3AB91A7B8AAB9B98365A098B6 | TESYS DECA CIRCUIT BREAKER MAGNETIC 32A EVERLINK BTR CONNECTOR | This 3 poles AC TeSys GV3 uses thermal-magnetic trip unit tecnology for application with motors. It meets IP20 conforming to IEC 60529. | Device construction | Complete device in housing
| 5 | Circuit Breakers and Fuses | Circuit Breakers | Motor Protection Circuit Breakers | TESYS DECA CIRCUIT BREAKER MAGNETIC 32A EVERLINK BTR CONNECT | 2006506 | GV3L32 | SCHNEIDER ELECTRIC | 6025 | https://pim-kvc.soneparsea.com:3443/PictureServer/default.aspx/schneider-GV3L32_Image1.jpg?A3889C9397807479A2A1C7A8BAA5959DB4AAC672998D63808377B38EBF9897998173BEB5B9 | https://pim-kvc.soneparsea.com:3443/PictureServer/default.aspx/schneider-gv3l32_Datasheet1.pdf?A3889C9397807479A2A1C7A8BAA5959DB4AAC672B9AD63A08377B389B3AB91A7B8AAB9B98365A098B6 | TESYS DECA CIRCUIT BREAKER MAGNETIC 32A EVERLINK BTR CONNECTOR | This 3 poles AC TeSys GV3 uses thermal-magnetic trip unit tecnology for application with motors. It meets IP20 conforming to IEC 60529. | With integrated auxiliary switch | no
| 5 | Circuit Breakers and Fuses | Circuit Breakers | Motor Protection Circuit Breakers | TESYS DECA CIRCUIT BREAKER MAGNETIC 32A EVERLINK BTR CONNECT | 2006506 | GV3L32 | SCHNEIDER ELECTRIC | 6025 | https://pim-kvc.soneparsea.com:3443/PictureServer/default.aspx/schneider-GV3L32_Image1.jpg?A3889C9397807479A2A1C7A8BAA5959DB4AAC672998D63808377B38EBF9897998173BEB5B9 | https://pim-kvc.soneparsea.com:3443/PictureServer/default.aspx/schneider-gv3l32_Datasheet1.pdf?A3889C9397807479A2A1C7A8BAA5959DB4AAC672B9AD63A08377B389B3AB91A7B8AAB9B98365A098B6 | TESYS DECA CIRCUIT BREAKER MAGNETIC 32A EVERLINK BTR CONNECTOR | This 3 poles AC TeSys GV3 uses thermal-magnetic trip unit tecnology for application with motors. It meets IP20 conforming to IEC 60529. | With integrated under voltage release | no
| 5 | Circuit Breakers and Fuses | Circuit Breakers | Motor Protection Circuit Breakers | TESYS DECA CIRCUIT BREAKER MAGNETIC 32A EVERLINK BTR CONNECT | 2006506 | GV3L32 | SCHNEIDER ELECTRIC | 6025 | https://pim-kvc.soneparsea.com:3443/PictureServer/default.aspx/schneider-GV3L32_Image1.jpg?A3889C9397807479A2A1C7A8BAA5959DB4AAC672998D63808377B38EBF9897998173BEB5B9 | https://pim-kvc.soneparsea.com:3443/PictureServer/default.aspx/schneider-gv3l32_Datasheet1.pdf?A3889C9397807479A2A1C7A8BAA5959DB4AAC672B9AD63A08377B389B3AB91A7B8AAB9B98365A098B6 | TESYS DECA CIRCUIT BREAKER MAGNETIC 32A EVERLINK BTR CONNECTOR | This 3 poles AC TeSys GV3 uses thermal-magnetic trip unit tecnology for application with motors. It meets IP20 conforming to IEC 60529. | Number of poles | 3
| 5 | Circuit Breakers and Fuses | Circuit Breakers | Motor Protection Circuit Breakers | TESYS DECA CIRCUIT BREAKER MAGNETIC 32A EVERLINK BTR CONNECT | 2006506 | GV3L32 | SCHNEIDER ELECTRIC | 6025 | https://pim-kvc.soneparsea.com:3443/PictureServer/default.aspx/schneider-GV3L32_Image1.jpg?A3889C9397807479A2A1C7A8BAA5959DB4AAC672998D63808377B38EBF9897998173BEB5B9 | https://pim-kvc.soneparsea.com:3443/PictureServer/default.aspx/schneider-gv3l32_Datasheet1.pdf?A3889C9397807479A2A1C7A8BAA5959DB4AAC672B9AD63A08377B389B3AB91A7B8AAB9B98365A098B6 | TESYS DECA CIRCUIT BREAKER MAGNETIC 32A EVERLINK BTR CONNECTOR | This 3 poles AC TeSys GV3 uses thermal-magnetic trip unit tecnology for application with motors. It meets IP20 conforming to IEC 60529. | Rated short-circuit breaking capacity lcu at 400 V, AC | 100kA
| 5 | Circuit Breakers and Fuses | Circuit Breakers | Motor Protection Circuit Breakers | TESYS DECA CIRCUIT BREAKER MAGNETIC 32A EVERLINK BTR CONNECT | 2006506 | GV3L32 | SCHNEIDER ELECTRIC | 6025 | https://pim-kvc.soneparsea.com:3443/PictureServer/default.aspx/schneider-GV3L32_Image1.jpg?A3889C9397807479A2A1C7A8BAA5959DB4AAC672998D63808377B38EBF9897998173BEB5B9 | https://pim-kvc.soneparsea.com:3443/PictureServer/default.aspx/schneider-gv3l32_Datasheet1.pdf?A3889C9397807479A2A1C7A8BAA5959DB4AAC672B9AD63A08377B389B3AB91A7B8AAB9B98365A098B6 | TESYS DECA CIRCUIT BREAKER MAGNETIC 32A EVERLINK BTR CONNECTOR | This 3 poles AC TeSys GV3 uses thermal-magnetic trip unit tecnology for application with motors. It meets IP20 conforming to IEC 60529. | Degree of protection (IP) | IP20
| 5 | Circuit Breakers and Fuses | Circuit Breakers | Motor Protection Circuit Breakers | TESYS DECA CIRCUIT BREAKER MAGNETIC 32A EVERLINK BTR CONNECT | 2006506 | GV3L32 | SCHNEIDER ELECTRIC | 6025 | https://pim-kvc.soneparsea.com:3443/PictureServer/default.aspx/schneider-GV3L32_Image1.jpg?A3889C9397807479A2A1C7A8BAA5959DB4AAC672998D63808377B38EBF9897998173BEB5B9 | https://pim-kvc.soneparsea.com:3443/PictureServer/default.aspx/schneider-gv3l32_Datasheet1.pdf?A3889C9397807479A2A1C7A8BAA5959DB4AAC672B9AD63A08377B389B3AB91A7B8AAB9B98365A098B6 | TESYS DECA CIRCUIT BREAKER MAGNETIC 32A EVERLINK BTR CONNECTOR | This 3 poles AC TeSys GV3 uses thermal-magnetic trip unit tecnology for application with motors. It meets IP20 conforming to IEC 60529. | Height | 132mm
| 5 | Circuit Breakers and Fuses | Circuit Breakers | Motor Protection Circuit Breakers | TESYS DECA CIRCUIT BREAKER MAGNETIC 32A EVERLINK BTR CONNECT | 2006506 | GV3L32 | SCHNEIDER ELECTRIC | 6025 | https://pim-kvc.soneparsea.com:3443/PictureServer/default.aspx/schneider-GV3L32_Image1.jpg?A3889C9397807479A2A1C7A8BAA5959DB4AAC672998D63808377B38EBF9897998173BEB5B9 | https://pim-kvc.soneparsea.com:3443/PictureServer/default.aspx/schneider-gv3l32_Datasheet1.pdf?A3889C9397807479A2A1C7A8BAA5959DB4AAC672B9AD63A08377B389B3AB91A7B8AAB9B98365A098B6 | TESYS DECA CIRCUIT BREAKER MAGNETIC 32A EVERLINK BTR CONNECTOR | This 3 poles AC TeSys GV3 uses thermal-magnetic trip unit tecnology for application with motors. It meets IP20 conforming to IEC 60529. | Width | 55mm
| 5 | Circuit Breakers and Fuses | Circuit Breakers | Motor Protection Circuit Breakers | TESYS DECA CIRCUIT BREAKER MAGNETIC 32A EVERLINK BTR CONNECT | 2006506 | GV3L32 | SCHNEIDER ELECTRIC | 6025 | https://pim-kvc.soneparsea.com:3443/PictureServer/default.aspx/schneider-GV3L32_Image1.jpg?A3889C9397807479A2A1C7A8BAA5959DB4AAC672998D63808377B38EBF9897998173BEB5B9 | https://pim-kvc.soneparsea.com:3443/PictureServer/default.aspx/schneider-gv3l32_Datasheet1.pdf?A3889C9397807479A2A1C7A8BAA5959DB4AAC672B9AD63A08377B389B3AB91A7B8AAB9B98365A098B6 | TESYS DECA CIRCUIT BREAKER MAGNETIC 32A EVERLINK BTR CONNECTOR | This 3 poles AC TeSys GV3 uses thermal-magnetic trip unit tecnology for application with motors. It meets IP20 conforming to IEC 60529. | Depth | 136mm
| 5 | Circuit Breakers and Fuses | Circuit Breakers | Motor Protection Circuit Breakers | TESYS DECA CIRCUIT BREAKER MAGNETIC 32A EVERLINK BTR CONNECT | 2006506 | GV3L32 | SCHNEIDER ELECTRIC | 6025 | https://pim-kvc.soneparsea.com:3443/PictureServer/default.aspx/schneider-GV3L32_Image1.jpg?A3889C9397807479A2A1C7A8BAA5959DB4AAC672998D63808377B38EBF9897998173BEB5B9 | https://pim-kvc.soneparsea.com:3443/PictureServer/default.aspx/schneider-gv3l32_Datasheet1.pdf?A3889C9397807479A2A1C7A8BAA5959DB4AAC672B9AD63A08377B389B3AB91A7B8AAB9B98365A098B6 | TESYS DECA CIRCUIT BREAKER MAGNETIC 32A EVERLINK BTR CONNECTOR | This 3 poles AC TeSys GV3 uses thermal-magnetic trip unit tecnology for application with motors. It meets IP20 conforming to IEC 60529. | Overload release current setting | 23...23A
| 5 | Circuit Breakers and Fuses | Circuit Breakers | Motor Protection Circuit Breakers | TESYS DECA CIRCUIT BREAKER MAGNETIC 32A EVERLINK BTR CONNECT | 2006506 | GV3L32 | SCHNEIDER ELECTRIC | 6025 | https://pim-kvc.soneparsea.com:3443/PictureServer/default.aspx/schneider-GV3L32_Image1.jpg?A3889C9397807479A2A1C7A8BAA5959DB4AAC672998D63808377B38EBF9897998173BEB5B9 | https://pim-kvc.soneparsea.com:3443/PictureServer/default.aspx/schneider-gv3l32_Datasheet1.pdf?A3889C9397807479A2A1C7A8BAA5959DB4AAC672B9AD63A08377B389B3AB91A7B8AAB9B98365A098B6 | TESYS DECA CIRCUIT BREAKER MAGNETIC 32A EVERLINK BTR CONNECTOR | This 3 poles AC TeSys GV3 uses thermal-magnetic trip unit tecnology for application with motors. It meets IP20 conforming to IEC 60529. | Adjustment range undelayed short-circuit release | 448...448A
| 5 | Circuit Breakers and Fuses | Circuit Breakers | Motor Protection Circuit Breakers | TESYS DECA CIRCUIT BREAKER MAGNETIC 32A EVERLINK BTR CONNECT | 2006506 | GV3L32 | SCHNEIDER ELECTRIC | 6025 | https://pim-kvc.soneparsea.com:3443/PictureServer/default.aspx/schneider-GV3L32_Image1.jpg?A3889C9397807479A2A1C7A8BAA5959DB4AAC672998D63808377B38EBF9897998173BEB5B9 | https://pim-kvc.soneparsea.com:3443/PictureServer/default.aspx/schneider-gv3l32_Datasheet1.pdf?A3889C9397807479A2A1C7A8BAA5959DB4AAC672B9AD63A08377B389B3AB91A7B8AAB9B98365A098B6 | TESYS DECA CIRCUIT BREAKER MAGNETIC 32A EVERLINK BTR CONNECTOR | This 3 poles AC TeSys GV3 uses thermal-magnetic trip unit tecnology for application with motors. It meets IP20 conforming to IEC 60529. | With thermal protection | no
| 5 | Circuit Breakers and Fuses | Circuit Breakers | Motor Protection Circuit Breakers | TESYS DECA CIRCUIT BREAKER MAGNETIC 32A EVERLINK BTR CONNECT | 2006506 | GV3L32 | SCHNEIDER ELECTRIC | 6025 | https://pim-kvc.soneparsea.com:3443/PictureServer/default.aspx/schneider-GV3L32_Image1.jpg?A3889C9397807479A2A1C7A8BAA5959DB4AAC672998D63808377B38EBF9897998173BEB5B9 | https://pim-kvc.soneparsea.com:3443/PictureServer/default.aspx/schneider-gv3l32_Datasheet1.pdf?A3889C9397807479A2A1C7A8BAA5959DB4AAC672B9AD63A08377B389B3AB91A7B8AAB9B98365A098B6 | TESYS DECA CIRCUIT BREAKER MAGNETIC 32A EVERLINK BTR CONNECTOR | This 3 poles AC TeSys GV3 uses thermal-magnetic trip unit tecnology for application with motors. It meets IP20 conforming to IEC 60529. | Phase failure sensitive | yes
| 5 | Circuit Breakers and Fuses | Circuit Breakers | Motor Protection Circuit Breakers | TESYS DECA CIRCUIT BREAKER MAGNETIC 32A EVERLINK BTR CONNECT | 2006506 | GV3L32 | SCHNEIDER ELECTRIC | 6025 | https://pim-kvc.soneparsea.com:3443/PictureServer/default.aspx/schneider-GV3L32_Image1.jpg?A3889C9397807479A2A1C7A8BAA5959DB4AAC672998D63808377B38EBF9897998173BEB5B9 | https://pim-kvc.soneparsea.com:3443/PictureServer/default.aspx/schneider-gv3l32_Datasheet1.pdf?A3889C9397807479A2A1C7A8BAA5959DB4AAC672B9AD63A08377B389B3AB91A7B8AAB9B98365A098B6 | TESYS DECA CIRCUIT BREAKER MAGNETIC 32A EVERLINK BTR CONNECTOR | This 3 poles AC TeSys GV3 uses thermal-magnetic trip unit tecnology for application with motors. It meets IP20 conforming to IEC 60529. | Switch off technique | Magnetic
| 5 | Circuit Breakers and Fuses | Circuit Breakers | Motor Protection Circuit Breakers | TESYS DECA CIRCUIT BREAKER MAGNETIC 32A EVERLINK BTR CONNECT | 2006506 | GV3L32 | SCHNEIDER ELECTRIC | 6025 | https://pim-kvc.soneparsea.com:3443/PictureServer/default.aspx/schneider-GV3L32_Image1.jpg?A3889C9397807479A2A1C7A8BAA5959DB4AAC672998D63808377B38EBF9897998173BEB5B9 | https://pim-kvc.soneparsea.com:3443/PictureServer/default.aspx/schneider-gv3l32_Datasheet1.pdf?A3889C9397807479A2A1C7A8BAA5959DB4AAC672B9AD63A08377B389B3AB91A7B8AAB9B98365A098B6 | TESYS DECA CIRCUIT BREAKER MAGNETIC 32A EVERLINK BTR CONNECTOR | This 3 poles AC TeSys GV3 uses thermal-magnetic trip unit tecnology for application with motors. It meets IP20 conforming to IEC 60529. | Rated operating voltage | 690...690V
| 5 | Circuit Breakers and Fuses | Circuit Breakers | Motor Protection Circuit Breakers | TESYS DECA CIRCUIT BREAKER MAGNETIC 32A EVERLINK BTR CONNECT | 2006506 | GV3L32 | SCHNEIDER ELECTRIC | 6025 | https://pim-kvc.soneparsea.com:3443/PictureServer/default.aspx/schneider-GV3L32_Image1.jpg?A3889C9397807479A2A1C7A8BAA5959DB4AAC672998D63808377B38EBF9897998173BEB5B9 | https://pim-kvc.soneparsea.com:3443/PictureServer/default.aspx/schneider-gv3l32_Datasheet1.pdf?A3889C9397807479A2A1C7A8BAA5959DB4AAC672B9AD63A08377B389B3AB91A7B8AAB9B98365A098B6 | TESYS DECA CIRCUIT BREAKER MAGNETIC 32A EVERLINK BTR CONNECTOR | This 3 poles AC TeSys GV3 uses thermal-magnetic trip unit tecnology for application with motors. It meets IP20 conforming to IEC 60529. | Rated permanent current Iu | 32A
| 5 | Circuit Breakers and Fuses | Circuit Breakers | Motor Protection Circuit Breakers | TESYS DECA CIRCUIT BREAKER MAGNETIC 32A EVERLINK BTR CONNECT | 2006506 | GV3L32 | SCHNEIDER ELECTRIC | 6025 | https://pim-kvc.soneparsea.com:3443/PictureServer/default.aspx/schneider-GV3L32_Image1.jpg?A3889C9397807479A2A1C7A8BAA5959DB4AAC672998D63808377B38EBF9897998173BEB5B9 | https://pim-kvc.soneparsea.com:3443/PictureServer/default.aspx/schneider-gv3l32_Datasheet1.pdf?A3889C9397807479A2A1C7A8BAA5959DB4AAC672B9AD63A08377B389B3AB91A7B8AAB9B98365A098B6 | TESYS DECA CIRCUIT BREAKER MAGNETIC 32A EVERLINK BTR CONNECTOR | This 3 poles AC TeSys GV3 uses thermal-magnetic trip unit tecnology for application with motors. It meets IP20 conforming to IEC 60529. | Rated operation power at AC-3, 230 V | 7.5kW
| 5 | Circuit Breakers and Fuses | Circuit Breakers | Motor Protection Circuit Breakers | TESYS DECA CIRCUIT BREAKER MAGNETIC 32A EVERLINK BTR CONNECT | 2006506 | GV3L32 | SCHNEIDER ELECTRIC | 6025 | https://pim-kvc.soneparsea.com:3443/PictureServer/default.aspx/schneider-GV3L32_Image1.jpg?A3889C9397807479A2A1C7A8BAA5959DB4AAC672998D63808377B38EBF9897998173BEB5B9 | https://pim-kvc.soneparsea.com:3443/PictureServer/default.aspx/schneider-gv3l32_Datasheet1.pdf?A3889C9397807479A2A1C7A8BAA5959DB4AAC672B9AD63A08377B389B3AB91A7B8AAB9B98365A098B6 | TESYS DECA CIRCUIT BREAKER MAGNETIC 32A EVERLINK BTR CONNECTOR | This 3 poles AC TeSys GV3 uses thermal-magnetic trip unit tecnology for application with motors. It meets IP20 conforming to IEC 60529. | Rated operation power at AC-3, 400 V | 15kW
| 5 | Circuit Breakers and Fuses | Circuit Breakers | Motor Protection Circuit Breakers | TESYS DECA CIRCUIT BREAKER MAGNETIC 32A EVERLINK BTR CONNECT | 2006506 | GV3L32 | SCHNEIDER ELECTRIC | 6025 | https://pim-kvc.soneparsea.com:3443/PictureServer/default.aspx/schneider-GV3L32_Image1.jpg?A3889C9397807479A2A1C7A8BAA5959DB4AAC672998D63808377B38EBF9897998173BEB5B9 | https://pim-kvc.soneparsea.com:3443/PictureServer/default.aspx/schneider-gv3l32_Datasheet1.pdf?A3889C9397807479A2A1C7A8BAA5959DB4AAC672B9AD63A08377B389B3AB91A7B8AAB9B98365A098B6 | TESYS DECA CIRCUIT BREAKER MAGNETIC 32A EVERLINK BTR CONNECTOR | This 3 poles AC TeSys GV3 uses thermal-magnetic trip unit tecnology for application with motors. It meets IP20 conforming to IEC 60529. | Type of electrical connection of main circuit | Screw connection
| 5 | Circuit Breakers and Fuses | Circuit Breakers | Motor Protection Circuit Breakers | TESYS DECA CIRCUIT BREAKER MAGNETIC 32A EVERLINK BTR CONNECT | 2006506 | GV3L32 | SCHNEIDER ELECTRIC | 6025 | https://pim-kvc.soneparsea.com:3443/PictureServer/default.aspx/schneider-GV3L32_Image1.jpg?A3889C9397807479A2A1C7A8BAA5959DB4AAC672998D63808377B38EBF9897998173BEB5B9 | https://pim-kvc.soneparsea.com:3443/PictureServer/default.aspx/schneider-gv3l32_Datasheet1.pdf?A3889C9397807479A2A1C7A8BAA5959DB4AAC672B9AD63A08377B389B3AB91A7B8AAB9B98365A098B6 | TESYS DECA CIRCUIT BREAKER MAGNETIC 32A EVERLINK BTR CONNECTOR | This 3 poles AC TeSys GV3 uses thermal-magnetic trip unit tecnology for application with motors. It meets IP20 conforming to IEC 60529. | Type of control element | Turn button
| 5 | Circuit Breakers and Fuses | Circuit Breakers | Motor Protection Circuit Breakers | TESYS DECA CIRCUIT BREAKER MAGNETIC 32A EVERLINK BTR CONNECT | 2006506 | GV3L32 | SCHNEIDER ELECTRIC | 6025 | https://pim-kvc.soneparsea.com:3443/PictureServer/default.aspx/schneider-GV3L32_Image1.jpg?A3889C9397807479A2A1C7A8BAA5959DB4AAC672998D63808377B38EBF9897998173BEB5B9 | https://pim-kvc.soneparsea.com:3443/PictureServer/default.aspx/schneider-gv3l32_Datasheet1.pdf?A3889C9397807479A2A1C7A8BAA5959DB4AAC672B9AD63A08377B389B3AB91A7B8AAB9B98365A098B6 | TESYS DECA CIRCUIT BREAKER MAGNETIC 32A EVERLINK BTR CONNECTOR | This 3 poles AC TeSys GV3 uses thermal-magnetic trip unit tecnology for application with motors. It meets IP20 conforming to IEC 60529. | Device construction | Complete device in housing
| 5 | Circuit Breakers and Fuses | Circuit Breakers | Motor Protection Circuit Breakers | TESYS DECA CIRCUIT BREAKER MAGNETIC 32A EVERLINK BTR CONNECT | 2006506 | GV3L32 | SCHNEIDER ELECTRIC | 6025 | https://pim-kvc.soneparsea.com:3443/PictureServer/default.aspx/schneider-GV3L32_Image1.jpg?A3889C9397807479A2A1C7A8BAA5959DB4AAC672998D63808377B38EBF9897998173BEB5B9 | https://pim-kvc.soneparsea.com:3443/PictureServer/default.aspx/schneider-gv3l32_Datasheet1.pdf?A3889C9397807479A2A1C7A8BAA5959DB4AAC672B9AD63A08377B389B3AB91A7B8AAB9B98365A098B6 | TESYS DECA CIRCUIT BREAKER MAGNETIC 32A EVERLINK BTR CONNECTOR | This 3 poles AC TeSys GV3 uses thermal-magnetic trip unit tecnology for application with motors. It meets IP20 conforming to IEC 60529. | With integrated auxiliary switch | no
| 5 | Circuit Breakers and Fuses | Circuit Breakers | Motor Protection Circuit Breakers | TESYS DECA CIRCUIT BREAKER MAGNETIC 32A EVERLINK BTR CONNECT | 2006506 | GV3L32 | SCHNEIDER ELECTRIC | 6025 | https://pim-kvc.soneparsea.com:3443/PictureServer/default.aspx/schneider-GV3L32_Image1.jpg?A3889C9397807479A2A1C7A8BAA5959DB4AAC672998D63808377B38EBF9897998173BEB5B9 | https://pim-kvc.soneparsea.com:3443/PictureServer/default.aspx/schneider-gv3l32_Datasheet1.pdf?A3889C9397807479A2A1C7A8BAA5959DB4AAC672B9AD63A08377B389B3AB91A7B8AAB9B98365A098B6 | TESYS DECA CIRCUIT BREAKER MAGNETIC 32A EVERLINK BTR CONNECTOR | This 3 poles AC TeSys GV3 uses thermal-magnetic trip unit tecnology for application with motors. It meets IP20 conforming to IEC 60529. | With integrated under voltage release | no
| 5 | Circuit Breakers and Fuses | Circuit Breakers | Motor Protection Circuit Breakers | TESYS DECA CIRCUIT BREAKER MAGNETIC 32A EVERLINK BTR CONNECT | 2006506 | GV3L32 | SCHNEIDER ELECTRIC | 6025 | https://pim-kvc.soneparsea.com:3443/PictureServer/default.aspx/schneider-GV3L32_Image1.jpg?A3889C9397807479A2A1C7A8BAA5959DB4AAC672998D63808377B38EBF9897998173BEB5B9 | https://pim-kvc.soneparsea.com:3443/PictureServer/default.aspx/schneider-gv3l32_Datasheet1.pdf?A3889C9397807479A2A1C7A8BAA5959DB4AAC672B9AD63A08377B389B3AB91A7B8AAB9B98365A098B6 | TESYS DECA CIRCUIT BREAKER MAGNETIC 32A EVERLINK BTR CONNECTOR | This 3 poles AC TeSys GV3 uses thermal-magnetic trip unit tecnology for application with motors. It meets IP20 conforming to IEC 60529. | Number of poles | 3
| 5 | Circuit Breakers and Fuses | Circuit Breakers | Motor Protection Circuit Breakers | TESYS DECA CIRCUIT BREAKER MAGNETIC 32A EVERLINK BTR CONNECT | 2006506 | GV3L32 | SCHNEIDER ELECTRIC | 6025 | https://pim-kvc.soneparsea.com:3443/PictureServer/default.aspx/schneider-GV3L32_Image1.jpg?A3889C9397807479A2A1C7A8BAA5959DB4AAC672998D63808377B38EBF9897998173BEB5B9 | https://pim-kvc.soneparsea.com:3443/PictureServer/default.aspx/schneider-gv3l32_Datasheet1.pdf?A3889C9397807479A2A1C7A8BAA5959DB4AAC672B9AD63A08377B389B3AB91A7B8AAB9B98365A098B6 | TESYS DECA CIRCUIT BREAKER MAGNETIC 32A EVERLINK BTR CONNECTOR | This 3 poles AC TeSys GV3 uses thermal-magnetic trip unit tecnology for application with motors. It meets IP20 conforming to IEC 60529. | Rated short-circuit breaking capacity lcu at 400 V, AC | 100kA
| 5 | Circuit Breakers and Fuses | Circuit Breakers | Motor Protection Circuit Breakers | TESYS DECA CIRCUIT BREAKER MAGNETIC 32A EVERLINK BTR CONNECT | 2006506 | GV3L32 | SCHNEIDER ELECTRIC | 6025 | https://pim-kvc.soneparsea.com:3443/PictureServer/default.aspx/schneider-GV3L32_Image1.jpg?A3889C9397807479A2A1C7A8BAA5959DB4AAC672998D63808377B38EBF9897998173BEB5B9 | https://pim-kvc.soneparsea.com:3443/PictureServer/default.aspx/schneider-gv3l32_Datasheet1.pdf?A3889C9397807479A2A1C7A8BAA5959DB4AAC672B9AD63A08377B389B3AB91A7B8AAB9B98365A098B6 | TESYS DECA CIRCUIT BREAKER MAGNETIC 32A EVERLINK BTR CONNECTOR | This 3 poles AC TeSys GV3 uses thermal-magnetic trip unit tecnology for application with motors. It meets IP20 conforming to IEC 60529. | Degree of protection (IP) | IP20
| 5 | Circuit Breakers and Fuses | Circuit Breakers | Motor Protection Circuit Breakers | TESYS DECA CIRCUIT BREAKER MAGNETIC 32A EVERLINK BTR CONNECT | 2006506 | GV3L32 | SCHNEIDER ELECTRIC | 6025 | https://pim-kvc.soneparsea.com:3443/PictureServer/default.aspx/schneider-GV3L32_Image1.jpg?A3889C9397807479A2A1C7A8BAA5959DB4AAC672998D63808377B38EBF9897998173BEB5B9 | https://pim-kvc.soneparsea.com:3443/PictureServer/default.aspx/schneider-gv3l32_Datasheet1.pdf?A3889C9397807479A2A1C7A8BAA5959DB4AAC672B9AD63A08377B389B3AB91A7B8AAB9B98365A098B6 | TESYS DECA CIRCUIT BREAKER MAGNETIC 32A EVERLINK BTR CONNECTOR | This 3 poles AC TeSys GV3 uses thermal-magnetic trip unit tecnology for application with motors. It meets IP20 conforming to IEC 60529. | Height | 132mm
| 5 | Circuit Breakers and Fuses | Circuit Breakers | Motor Protection Circuit Breakers | TESYS DECA CIRCUIT BREAKER MAGNETIC 32A EVERLINK BTR CONNECT | 2006506 | GV3L32 | SCHNEIDER ELECTRIC | 6025 | https://pim-kvc.soneparsea.com:3443/PictureServer/default.aspx/schneider-GV3L32_Image1.jpg?A3889C9397807479A2A1C7A8BAA5959DB4AAC672998D63808377B38EBF9897998173BEB5B9 | https://pim-kvc.soneparsea.com:3443/PictureServer/default.aspx/schneider-gv3l32_Datasheet1.pdf?A3889C9397807479A2A1C7A8BAA5959DB4AAC672B9AD63A08377B389B3AB91A7B8AAB9B98365A098B6 | TESYS DECA CIRCUIT BREAKER MAGNETIC 32A EVERLINK BTR CONNECTOR | This 3 poles AC TeSys GV3 uses thermal-magnetic trip unit tecnology for application with motors. It meets IP20 conforming to IEC 60529. | Width | 55mm
| 5 | Circuit Breakers and Fuses | Circuit Breakers | Motor Protection Circuit Breakers | TESYS DECA CIRCUIT BREAKER MAGNETIC 32A EVERLINK BTR CONNECT | 2006506 | GV3L32 | SCHNEIDER ELECTRIC | 6025 | https://pim-kvc.soneparsea.com:3443/PictureServer/default.aspx/schneider-GV3L32_Image1.jpg?A3889C9397807479A2A1C7A8BAA5959DB4AAC672998D63808377B38EBF9897998173BEB5B9 | https://pim-kvc.soneparsea.com:3443/PictureServer/default.aspx/schneider-gv3l32_Datasheet1.pdf?A3889C9397807479A2A1C7A8BAA5959DB4AAC672B9AD63A08377B389B3AB91A7B8AAB9B98365A098B6 | TESYS DECA CIRCUIT BREAKER MAGNETIC 32A EVERLINK BTR CONNECTOR | This 3 poles AC TeSys GV3 uses thermal-magnetic trip unit tecnology for application with motors. It meets IP20 conforming to IEC 60529. | Depth | 136mm
| 5 | Circuit Breakers and Fuses | Circuit Breakers | Motor Protection Circuit Breakers | TESYS DECA CIRCUIT BREAKER MAGNETIC 32A EVERLINK BTR CONNECT | 2006506 | GV3L32 | SCHNEIDER ELECTRIC | 6025 | https://pim-kvc.soneparsea.com:3443/PictureServer/default.aspx/schneider-GV3L32_Image1.jpg?A3889C9397807479A2A1C7A8BAA5959DB4AAC672998D63808377B38EBF9897998173BEB5B9 | https://pim-kvc.soneparsea.com:3443/PictureServer/default.aspx/schneider-gv3l32_Datasheet1.pdf?A3889C9397807479A2A1C7A8BAA5959DB4AAC672B9AD63A08377B389B3AB91A7B8AAB9B98365A098B6 | TESYS DECA CIRCUIT BREAKER MAGNETIC 32A EVERLINK BTR CONNECTOR | This 3 poles AC TeSys GV3 uses thermal-magnetic trip unit tecnology for application with motors. It meets IP20 conforming to IEC 60529. | Overload release current setting | 23...23A
| 5 | Circuit Breakers and Fuses | Circuit Breakers | Motor Protection Circuit Breakers | TESYS DECA CIRCUIT BREAKER MAGNETIC 32A EVERLINK BTR CONNECT | 2006506 | GV3L32 | SCHNEIDER ELECTRIC | 6025 | https://pim-kvc.soneparsea.com:3443/PictureServer/default.aspx/schneider-GV3L32_Image1.jpg?A3889C9397807479A2A1C7A8BAA5959DB4AAC672998D63808377B38EBF9897998173BEB5B9 | https://pim-kvc.soneparsea.com:3443/PictureServer/default.aspx/schneider-gv3l32_Datasheet1.pdf?A3889C9397807479A2A1C7A8BAA5959DB4AAC672B9AD63A08377B389B3AB91A7B8AAB9B98365A098B6 | TESYS DECA CIRCUIT BREAKER MAGNETIC 32A EVERLINK BTR CONNECTOR | This 3 poles AC TeSys GV3 uses thermal-magnetic trip unit tecnology for application with motors. It meets IP20 conforming to IEC 60529. | Adjustment range undelayed short-circuit release | 448...448A
| 5 | Circuit Breakers and Fuses | Circuit Breakers | Motor Protection Circuit Breakers | TESYS DECA CIRCUIT BREAKER MAGNETIC 32A EVERLINK BTR CONNECT | 2006506 | GV3L32 | SCHNEIDER ELECTRIC | 6025 | https://pim-kvc.soneparsea.com:3443/PictureServer/default.aspx/schneider-GV3L32_Image1.jpg?A3889C9397807479A2A1C7A8BAA5959DB4AAC672998D63808377B38EBF9897998173BEB5B9 | https://pim-kvc.soneparsea.com:3443/PictureServer/default.aspx/schneider-gv3l32_Datasheet1.pdf?A3889C9397807479A2A1C7A8BAA5959DB4AAC672B9AD63A08377B389B3AB91A7B8AAB9B98365A098B6 | TESYS DECA CIRCUIT BREAKER MAGNETIC 32A EVERLINK BTR CONNECTOR | This 3 poles AC TeSys GV3 uses thermal-magnetic trip unit tecnology for application with motors. It meets IP20 conforming to IEC 60529. | With thermal protection | no
| 5 | Circuit Breakers and Fuses | Circuit Breakers | Motor Protection Circuit Breakers | TESYS DECA CIRCUIT BREAKER MAGNETIC 32A EVERLINK BTR CONNECT | 2006506 | GV3L32 | SCHNEIDER ELECTRIC | 6025 | https://pim-kvc.soneparsea.com:3443/PictureServer/default.aspx/schneider-GV3L32_Image1.jpg?A3889C9397807479A2A1C7A8BAA5959DB4AAC672998D63808377B38EBF9897998173BEB5B9 | https://pim-kvc.soneparsea.com:3443/PictureServer/default.aspx/schneider-gv3l32_Datasheet1.pdf?A3889C9397807479A2A1C7A8BAA5959DB4AAC672B9AD63A08377B389B3AB91A7B8AAB9B98365A098B6 | TESYS DECA CIRCUIT BREAKER MAGNETIC 32A EVERLINK BTR CONNECTOR | This 3 poles AC TeSys GV3 uses thermal-magnetic trip unit tecnology for application with motors. It meets IP20 conforming to IEC 60529. | Phase failure sensitive | yes
| 5 | Circuit Breakers and Fuses | Circuit Breakers | Motor Protection Circuit Breakers | TESYS DECA CIRCUIT BREAKER MAGNETIC 32A EVERLINK BTR CONNECT | 2006506 | GV3L32 | SCHNEIDER ELECTRIC | 6025 | https://pim-kvc.soneparsea.com:3443/PictureServer/default.aspx/schneider-GV3L32_Image1.jpg?A3889C9397807479A2A1C7A8BAA5959DB4AAC672998D63808377B38EBF9897998173BEB5B9 | https://pim-kvc.soneparsea.com:3443/PictureServer/default.aspx/schneider-gv3l32_Datasheet1.pdf?A3889C9397807479A2A1C7A8BAA5959DB4AAC672B9AD63A08377B389B3AB91A7B8AAB9B98365A098B6 | TESYS DECA CIRCUIT BREAKER MAGNETIC 32A EVERLINK BTR CONNECTOR | This 3 poles AC TeSys GV3 uses thermal-magnetic trip unit tecnology for application with motors. It meets IP20 conforming to IEC 60529. | Switch off technique | Magnetic
| 5 | Circuit Breakers and Fuses | Circuit Breakers | Motor Protection Circuit Breakers | TESYS DECA CIRCUIT BREAKER MAGNETIC 32A EVERLINK BTR CONNECT | 2006506 | GV3L32 | SCHNEIDER ELECTRIC | 6025 | https://pim-kvc.soneparsea.com:3443/PictureServer/default.aspx/schneider-GV3L32_Image1.jpg?A3889C9397807479A2A1C7A8BAA5959DB4AAC672998D63808377B38EBF9897998173BEB5B9 | https://pim-kvc.soneparsea.com:3443/PictureServer/default.aspx/schneider-gv3l32_Datasheet1.pdf?A3889C9397807479A2A1C7A8BAA5959DB4AAC672B9AD63A08377B389B3AB91A7B8AAB9B98365A098B6 | TESYS DECA CIRCUIT BREAKER MAGNETIC 32A EVERLINK BTR CONNECTOR | This 3 poles AC TeSys GV3 uses thermal-magnetic trip unit tecnology for application with motors. It meets IP20 conforming to IEC 60529. | Rated operating voltage | 690...690V
| 5 | Circuit Breakers and Fuses | Circuit Breakers | Motor Protection Circuit Breakers | TESYS DECA CIRCUIT BREAKER MAGNETIC 32A EVERLINK BTR CONNECT | 2006506 | GV3L32 | SCHNEIDER ELECTRIC | 6025 | https://pim-kvc.soneparsea.com:3443/PictureServer/default.aspx/schneider-GV3L32_Image1.jpg?A3889C9397807479A2A1C7A8BAA5959DB4AAC672998D63808377B38EBF9897998173BEB5B9 | https://pim-kvc.soneparsea.com:3443/PictureServer/default.aspx/schneider-gv3l32_Datasheet1.pdf?A3889C9397807479A2A1C7A8BAA5959DB4AAC672B9AD63A08377B389B3AB91A7B8AAB9B98365A098B6 | TESYS DECA CIRCUIT BREAKER MAGNETIC 32A EVERLINK BTR CONNECTOR | This 3 poles AC TeSys GV3 uses thermal-magnetic trip unit tecnology for application with motors. It meets IP20 conforming to IEC 60529. | Rated permanent current Iu | 32A
| 5 | Circuit Breakers and Fuses | Circuit Breakers | Motor Protection Circuit Breakers | TESYS DECA CIRCUIT BREAKER MAGNETIC 32A EVERLINK BTR CONNECT | 2006506 | GV3L32 | SCHNEIDER ELECTRIC | 6025 | https://pim-kvc.soneparsea.com:3443/PictureServer/default.aspx/schneider-GV3L32_Image1.jpg?A3889C9397807479A2A1C7A8BAA5959DB4AAC672998D63808377B38EBF9897998173BEB5B9 | https://pim-kvc.soneparsea.com:3443/PictureServer/default.aspx/schneider-gv3l32_Datasheet1.pdf?A3889C9397807479A2A1C7A8BAA5959DB4AAC672B9AD63A08377B389B3AB91A7B8AAB9B98365A098B6 | TESYS DECA CIRCUIT BREAKER MAGNETIC 32A EVERLINK BTR CONNECTOR | This 3 poles AC TeSys GV3 uses thermal-magnetic trip unit tecnology for application with motors. It meets IP20 conforming to IEC 60529. | Rated operation power at AC-3, 230 V | 7.5kW
| 5 | Circuit Breakers and Fuses | Circuit Breakers | Motor Protection Circuit Breakers | TESYS DECA CIRCUIT BREAKER MAGNETIC 32A EVERLINK BTR CONNECT | 2006506 | GV3L32 | SCHNEIDER ELECTRIC | 6025 | https://pim-kvc.soneparsea.com:3443/PictureServer/default.aspx/schneider-GV3L32_Image1.jpg?A3889C9397807479A2A1C7A8BAA5959DB4AAC672998D63808377B38EBF9897998173BEB5B9 | https://pim-kvc.soneparsea.com:3443/PictureServer/default.aspx/schneider-gv3l32_Datasheet1.pdf?A3889C9397807479A2A1C7A8BAA5959DB4AAC672B9AD63A08377B389B3AB91A7B8AAB9B98365A098B6 | TESYS DECA CIRCUIT BREAKER MAGNETIC 32A EVERLINK BTR CONNECTOR | This 3 poles AC TeSys GV3 uses thermal-magnetic trip unit tecnology for application with motors. It meets IP20 conforming to IEC 60529. | Rated operation power at AC-3, 400 V | 15kW
| 5 | Circuit Breakers and Fuses | Circuit Breakers | Motor Protection Circuit Breakers | TESYS DECA CIRCUIT BREAKER MAGNETIC 32A EVERLINK BTR CONNECT | 2006506 | GV3L32 | SCHNEIDER ELECTRIC | 6025 | https://pim-kvc.soneparsea.com:3443/PictureServer/default.aspx/schneider-GV3L32_Image1.jpg?A3889C9397807479A2A1C7A8BAA5959DB4AAC672998D63808377B38EBF9897998173BEB5B9 | https://pim-kvc.soneparsea.com:3443/PictureServer/default.aspx/schneider-gv3l32_Datasheet1.pdf?A3889C9397807479A2A1C7A8BAA5959DB4AAC672B9AD63A08377B389B3AB91A7B8AAB9B98365A098B6 | TESYS DECA CIRCUIT BREAKER MAGNETIC 32A EVERLINK BTR CONNECTOR | This 3 poles AC TeSys GV3 uses thermal-magnetic trip unit tecnology for application with motors. It meets IP20 conforming to IEC 60529. | Type of electrical connection of main circuit | Screw connection
| 5 | Circuit Breakers and Fuses | Circuit Breakers | Motor Protection Circuit Breakers | TESYS DECA CIRCUIT BREAKER MAGNETIC 32A EVERLINK BTR CONNECT | 2006506 | GV3L32 | SCHNEIDER ELECTRIC | 6025 | https://pim-kvc.soneparsea.com:3443/PictureServer/default.aspx/schneider-GV3L32_Image1.jpg?A3889C9397807479A2A1C7A8BAA5959DB4AAC672998D63808377B38EBF9897998173BEB5B9 | https://pim-kvc.soneparsea.com:3443/PictureServer/default.aspx/schneider-gv3l32_Datasheet1.pdf?A3889C9397807479A2A1C7A8BAA5959DB4AAC672B9AD63A08377B389B3AB91A7B8AAB9B98365A098B6 | TESYS DECA CIRCUIT BREAKER MAGNETIC 32A EVERLINK BTR CONNECTOR | This 3 poles AC TeSys GV3 uses thermal-magnetic trip unit tecnology for application with motors. It meets IP20 conforming to IEC 60529. | Type of control element | Turn button
| 5 | Circuit Breakers and Fuses | Circuit Breakers | Motor Protection Circuit Breakers | TESYS DECA CIRCUIT BREAKER MAGNETIC 32A EVERLINK BTR CONNECT | 2006506 | GV3L32 | SCHNEIDER ELECTRIC | 6025 | https://pim-kvc.soneparsea.com:3443/PictureServer/default.aspx/schneider-GV3L32_Image1.jpg?A3889C9397807479A2A1C7A8BAA5959DB4AAC672998D63808377B38EBF9897998173BEB5B9 | https://pim-kvc.soneparsea.com:3443/PictureServer/default.aspx/schneider-gv3l32_Datasheet1.pdf?A3889C9397807479A2A1C7A8BAA5959DB4AAC672B9AD63A08377B389B3AB91A7B8AAB9B98365A098B6 | TESYS DECA CIRCUIT BREAKER MAGNETIC 32A EVERLINK BTR CONNECTOR | This 3 poles AC TeSys GV3 uses thermal-magnetic trip unit tecnology for application with motors. It meets IP20 conforming to IEC 60529. | Device construction | Complete device in housing
| 5 | Circuit Breakers and Fuses | Circuit Breakers | Motor Protection Circuit Breakers | TESYS DECA CIRCUIT BREAKER MAGNETIC 32A EVERLINK BTR CONNECT | 2006506 | GV3L32 | SCHNEIDER ELECTRIC | 6025 | https://pim-kvc.soneparsea.com:3443/PictureServer/default.aspx/schneider-GV3L32_Image1.jpg?A3889C9397807479A2A1C7A8BAA5959DB4AAC672998D63808377B38EBF9897998173BEB5B9 | https://pim-kvc.soneparsea.com:3443/PictureServer/default.aspx/schneider-gv3l32_Datasheet1.pdf?A3889C9397807479A2A1C7A8BAA5959DB4AAC672B9AD63A08377B389B3AB91A7B8AAB9B98365A098B6 | TESYS DECA CIRCUIT BREAKER MAGNETIC 32A EVERLINK BTR CONNECTOR | This 3 poles AC TeSys GV3 uses thermal-magnetic trip unit tecnology for application with motors. It meets IP20 conforming to IEC 60529. | With integrated auxiliary switch | no
| 5 | Circuit Breakers and Fuses | Circuit Breakers | Motor Protection Circuit Breakers | TESYS DECA CIRCUIT BREAKER MAGNETIC 32A EVERLINK BTR CONNECT | 2006506 | GV3L32 | SCHNEIDER ELECTRIC | 6025 | https://pim-kvc.soneparsea.com:3443/PictureServer/default.aspx/schneider-GV3L32_Image1.jpg?A3889C9397807479A2A1C7A8BAA5959DB4AAC672998D63808377B38EBF9897998173BEB5B9 | https://pim-kvc.soneparsea.com:3443/PictureServer/default.aspx/schneider-gv3l32_Datasheet1.pdf?A3889C9397807479A2A1C7A8BAA5959DB4AAC672B9AD63A08377B389B3AB91A7B8AAB9B98365A098B6 | TESYS DECA CIRCUIT BREAKER MAGNETIC 32A EVERLINK BTR CONNECTOR | This 3 poles AC TeSys GV3 uses thermal-magnetic trip unit tecnology for application with motors. It meets IP20 conforming to IEC 60529. | With integrated under voltage release | no
| 5 | Circuit Breakers and Fuses | Circuit Breakers | Motor Protection Circuit Breakers | TESYS DECA CIRCUIT BREAKER MAGNETIC 32A EVERLINK BTR CONNECT | 2006506 | GV3L32 | SCHNEIDER ELECTRIC | 6025 | https://pim-kvc.soneparsea.com:3443/PictureServer/default.aspx/schneider-GV3L32_Image1.jpg?A3889C9397807479A2A1C7A8BAA5959DB4AAC672998D63808377B38EBF9897998173BEB5B9 | https://pim-kvc.soneparsea.com:3443/PictureServer/default.aspx/schneider-gv3l32_Datasheet1.pdf?A3889C9397807479A2A1C7A8BAA5959DB4AAC672B9AD63A08377B389B3AB91A7B8AAB9B98365A098B6 | TESYS DECA CIRCUIT BREAKER MAGNETIC 32A EVERLINK BTR CONNECTOR | This 3 poles AC TeSys GV3 uses thermal-magnetic trip unit tecnology for application with motors. It meets IP20 conforming to IEC 60529. | Number of poles | 3
| 5 | Circuit Breakers and Fuses | Circuit Breakers | Motor Protection Circuit Breakers | TESYS DECA CIRCUIT BREAKER MAGNETIC 32A EVERLINK BTR CONNECT | 2006506 | GV3L32 | SCHNEIDER ELECTRIC | 6025 | https://pim-kvc.soneparsea.com:3443/PictureServer/default.aspx/schneider-GV3L32_Image1.jpg?A3889C9397807479A2A1C7A8BAA5959DB4AAC672998D63808377B38EBF9897998173BEB5B9 | https://pim-kvc.soneparsea.com:3443/PictureServer/default.aspx/schneider-gv3l32_Datasheet1.pdf?A3889C9397807479A2A1C7A8BAA5959DB4AAC672B9AD63A08377B389B3AB91A7B8AAB9B98365A098B6 | TESYS DECA CIRCUIT BREAKER MAGNETIC 32A EVERLINK BTR CONNECTOR | This 3 poles AC TeSys GV3 uses thermal-magnetic trip unit tecnology for application with motors. It meets IP20 conforming to IEC 60529. | Rated short-circuit breaking capacity lcu at 400 V, AC | 100kA
| 5 | Circuit Breakers and Fuses | Circuit Breakers | Motor Protection Circuit Breakers | TESYS DECA CIRCUIT BREAKER MAGNETIC 32A EVERLINK BTR CONNECT | 2006506 | GV3L32 | SCHNEIDER ELECTRIC | 6025 | https://pim-kvc.soneparsea.com:3443/PictureServer/default.aspx/schneider-GV3L32_Image1.jpg?A3889C9397807479A2A1C7A8BAA5959DB4AAC672998D63808377B38EBF9897998173BEB5B9 | https://pim-kvc.soneparsea.com:3443/PictureServer/default.aspx/schneider-gv3l32_Datasheet1.pdf?A3889C9397807479A2A1C7A8BAA5959DB4AAC672B9AD63A08377B389B3AB91A7B8AAB9B98365A098B6 | TESYS DECA CIRCUIT BREAKER MAGNETIC 32A EVERLINK BTR CONNECTOR | This 3 poles AC TeSys GV3 uses thermal-magnetic trip unit tecnology for application with motors. It meets IP20 conforming to IEC 60529. | Degree of protection (IP) | IP20
| 5 | Circuit Breakers and Fuses | Circuit Breakers | Motor Protection Circuit Breakers | TESYS DECA CIRCUIT BREAKER MAGNETIC 32A EVERLINK BTR CONNECT | 2006506 | GV3L32 | SCHNEIDER ELECTRIC | 6025 | https://pim-kvc.soneparsea.com:3443/PictureServer/default.aspx/schneider-GV3L32_Image1.jpg?A3889C9397807479A2A1C7A8BAA5959DB4AAC672998D63808377B38EBF9897998173BEB5B9 | https://pim-kvc.soneparsea.com:3443/PictureServer/default.aspx/schneider-gv3l32_Datasheet1.pdf?A3889C9397807479A2A1C7A8BAA5959DB4AAC672B9AD63A08377B389B3AB91A7B8AAB9B98365A098B6 | TESYS DECA CIRCUIT BREAKER MAGNETIC 32A EVERLINK BTR CONNECTOR | This 3 poles AC TeSys GV3 uses thermal-magnetic trip unit tecnology for application with motors. It meets IP20 conforming to IEC 60529. | Height | 132mm
| 5 | Circuit Breakers and Fuses | Circuit Breakers | Motor Protection Circuit Breakers | TESYS DECA CIRCUIT BREAKER MAGNETIC 32A EVERLINK BTR CONNECT | 2006506 | GV3L32 | SCHNEIDER ELECTRIC | 6025 | https://pim-kvc.soneparsea.com:3443/PictureServer/default.aspx/schneider-GV3L32_Image1.jpg?A3889C9397807479A2A1C7A8BAA5959DB4AAC672998D63808377B38EBF9897998173BEB5B9 | https://pim-kvc.soneparsea.com:3443/PictureServer/default.aspx/schneider-gv3l32_Datasheet1.pdf?A3889C9397807479A2A1C7A8BAA5959DB4AAC672B9AD63A08377B389B3AB91A7B8AAB9B98365A098B6 | TESYS DECA CIRCUIT BREAKER MAGNETIC 32A EVERLINK BTR CONNECTOR | This 3 poles AC TeSys GV3 uses thermal-magnetic trip unit tecnology for application with motors. It meets IP20 conforming to IEC 60529. | Width | 55mm
| 5 | Circuit Breakers and Fuses | Circuit Breakers | Motor Protection Circuit Breakers | TESYS DECA CIRCUIT BREAKER MAGNETIC 32A EVERLINK BTR CONNECT | 2006506 | GV3L32 | SCHNEIDER ELECTRIC | 6025 | https://pim-kvc.soneparsea.com:3443/PictureServer/default.aspx/schneider-GV3L32_Image1.jpg?A3889C9397807479A2A1C7A8BAA5959DB4AAC672998D63808377B38EBF9897998173BEB5B9 | https://pim-kvc.soneparsea.com:3443/PictureServer/default.aspx/schneider-gv3l32_Datasheet1.pdf?A3889C9397807479A2A1C7A8BAA5959DB4AAC672B9AD63A08377B389B3AB91A7B8AAB9B98365A098B6 | TESYS DECA CIRCUIT BREAKER MAGNETIC 32A EVERLINK BTR CONNECTOR | This 3 poles AC TeSys GV3 uses thermal-magnetic trip unit tecnology for application with motors. It meets IP20 conforming to IEC 60529. | Depth | 136mm
| 5 | Circuit Breakers and Fuses | Circuit Breakers | Motor Protection Circuit Breakers | TESYS DECA CIRCUIT BREAKER MAGNETIC 32A EVERLINK BTR CONNECT | 2006506 | GV3L32 | SCHNEIDER ELECTRIC | 6025 | https://pim-kvc.soneparsea.com:3443/PictureServer/default.aspx/schneider-GV3L32_Image1.jpg?A3889C9397807479A2A1C7A8BAA5959DB4AAC672998D63808377B38EBF9897998173BEB5B9 | https://pim-kvc.soneparsea.com:3443/PictureServer/default.aspx/schneider-gv3l32_Datasheet1.pdf?A3889C9397807479A2A1C7A8BAA5959DB4AAC672B9AD63A08377B389B3AB91A7B8AAB9B98365A098B6 | TESYS DECA CIRCUIT BREAKER MAGNETIC 32A EVERLINK BTR CONNECTOR | This 3 poles AC TeSys GV3 uses thermal-magnetic trip unit tecnology for application with motors. It meets IP20 conforming to IEC 60529. | Overload release current setting | 23...23A
| 5 | Circuit Breakers and Fuses | Circuit Breakers | Motor Protection Circuit Breakers | TESYS DECA CIRCUIT BREAKER MAGNETIC 32A EVERLINK BTR CONNECT | 2006506 | GV3L32 | SCHNEIDER ELECTRIC | 6025 | https://pim-kvc.soneparsea.com:3443/PictureServer/default.aspx/schneider-GV3L32_Image1.jpg?A3889C9397807479A2A1C7A8BAA5959DB4AAC672998D63808377B38EBF9897998173BEB5B9 | https://pim-kvc.soneparsea.com:3443/PictureServer/default.aspx/schneider-gv3l32_Datasheet1.pdf?A3889C9397807479A2A1C7A8BAA5959DB4AAC672B9AD63A08377B389B3AB91A7B8AAB9B98365A098B6 | TESYS DECA CIRCUIT BREAKER MAGNETIC 32A EVERLINK BTR CONNECTOR | This 3 poles AC TeSys GV3 uses thermal-magnetic trip unit tecnology for application with motors. It meets IP20 conforming to IEC 60529. | Adjustment range undelayed short-circuit release | 448...448A
| 5 | Circuit Breakers and Fuses | Circuit Breakers | Motor Protection Circuit Breakers | TESYS DECA CIRCUIT BREAKER MAGNETIC 32A EVERLINK BTR CONNECT | 2006506 | GV3L32 | SCHNEIDER ELECTRIC | 6025 | https://pim-kvc.soneparsea.com:3443/PictureServer/default.aspx/schneider-GV3L32_Image1.jpg?A3889C9397807479A2A1C7A8BAA5959DB4AAC672998D63808377B38EBF9897998173BEB5B9 | https://pim-kvc.soneparsea.com:3443/PictureServer/default.aspx/schneider-gv3l32_Datasheet1.pdf?A3889C9397807479A2A1C7A8BAA5959DB4AAC672B9AD63A08377B389B3AB91A7B8AAB9B98365A098B6 | TESYS DECA CIRCUIT BREAKER MAGNETIC 32A EVERLINK BTR CONNECTOR | This 3 poles AC TeSys GV3 uses thermal-magnetic trip unit tecnology for application with motors. It meets IP20 conforming to IEC 60529. | With thermal protection | no
| 5 | Circuit Breakers and Fuses | Circuit Breakers | Motor Protection Circuit Breakers | TESYS DECA CIRCUIT BREAKER MAGNETIC 32A EVERLINK BTR CONNECT | 2006506 | GV3L32 | SCHNEIDER ELECTRIC | 6025 | https://pim-kvc.soneparsea.com:3443/PictureServer/default.aspx/schneider-GV3L32_Image1.jpg?A3889C9397807479A2A1C7A8BAA5959DB4AAC672998D63808377B38EBF9897998173BEB5B9 | https://pim-kvc.soneparsea.com:3443/PictureServer/default.aspx/schneider-gv3l32_Datasheet1.pdf?A3889C9397807479A2A1C7A8BAA5959DB4AAC672B9AD63A08377B389B3AB91A7B8AAB9B98365A098B6 | TESYS DECA CIRCUIT BREAKER MAGNETIC 32A EVERLINK BTR CONNECTOR | This 3 poles AC TeSys GV3 uses thermal-magnetic trip unit tecnology for application with motors. It meets IP20 conforming to IEC 60529. | Phase failure sensitive | yes
| 5 | Circuit Breakers and Fuses | Circuit Breakers | Motor Protection Circuit Breakers | TESYS DECA CIRCUIT BREAKER MAGNETIC 32A EVERLINK BTR CONNECT | 2006506 | GV3L32 | SCHNEIDER ELECTRIC | 6025 | https://pim-kvc.soneparsea.com:3443/PictureServer/default.aspx/schneider-GV3L32_Image1.jpg?A3889C9397807479A2A1C7A8BAA5959DB4AAC672998D63808377B38EBF9897998173BEB5B9 | https://pim-kvc.soneparsea.com:3443/PictureServer/default.aspx/schneider-gv3l32_Datasheet1.pdf?A3889C9397807479A2A1C7A8BAA5959DB4AAC672B9AD63A08377B389B3AB91A7B8AAB9B98365A098B6 | TESYS DECA CIRCUIT BREAKER MAGNETIC 32A EVERLINK BTR CONNECTOR | This 3 poles AC TeSys GV3 uses thermal-magnetic trip unit tecnology for application with motors. It meets IP20 conforming to IEC 60529. | Switch off technique | Magnetic
| 5 | Circuit Breakers and Fuses | Circuit Breakers | Motor Protection Circuit Breakers | TESYS DECA CIRCUIT BREAKER MAGNETIC 32A EVERLINK BTR CONNECT | 2006506 | GV3L32 | SCHNEIDER ELECTRIC | 6025 | https://pim-kvc.soneparsea.com:3443/PictureServer/default.aspx/schneider-GV3L32_Image1.jpg?A3889C9397807479A2A1C7A8BAA5959DB4AAC672998D63808377B38EBF9897998173BEB5B9 | https://pim-kvc.soneparsea.com:3443/PictureServer/default.aspx/schneider-gv3l32_Datasheet1.pdf?A3889C9397807479A2A1C7A8BAA5959DB4AAC672B9AD63A08377B389B3AB91A7B8AAB9B98365A098B6 | TESYS DECA CIRCUIT BREAKER MAGNETIC 32A EVERLINK BTR CONNECTOR | This 3 poles AC TeSys GV3 uses thermal-magnetic trip unit tecnology for application with motors. It meets IP20 conforming to IEC 60529. | Rated operating voltage | 690...690V
| 5 | Circuit Breakers and Fuses | Circuit Breakers | Motor Protection Circuit Breakers | TESYS DECA CIRCUIT BREAKER MAGNETIC 32A EVERLINK BTR CONNECT | 2006506 | GV3L32 | SCHNEIDER ELECTRIC | 6025 | https://pim-kvc.soneparsea.com:3443/PictureServer/default.aspx/schneider-GV3L32_Image1.jpg?A3889C9397807479A2A1C7A8BAA5959DB4AAC672998D63808377B38EBF9897998173BEB5B9 | https://pim-kvc.soneparsea.com:3443/PictureServer/default.aspx/schneider-gv3l32_Datasheet1.pdf?A3889C9397807479A2A1C7A8BAA5959DB4AAC672B9AD63A08377B389B3AB91A7B8AAB9B98365A098B6 | TESYS DECA CIRCUIT BREAKER MAGNETIC 32A EVERLINK BTR CONNECTOR | This 3 poles AC TeSys GV3 uses thermal-magnetic trip unit tecnology for application with motors. It meets IP20 conforming to IEC 60529. | Rated permanent current Iu | 32A
| 5 | Circuit Breakers and Fuses | Circuit Breakers | Motor Protection Circuit Breakers | TESYS DECA CIRCUIT BREAKER MAGNETIC 32A EVERLINK BTR CONNECT | 2006506 | GV3L32 | SCHNEIDER ELECTRIC | 6025 | https://pim-kvc.soneparsea.com:3443/PictureServer/default.aspx/schneider-GV3L32_Image1.jpg?A3889C9397807479A2A1C7A8BAA5959DB4AAC672998D63808377B38EBF9897998173BEB5B9 | https://pim-kvc.soneparsea.com:3443/PictureServer/default.aspx/schneider-gv3l32_Datasheet1.pdf?A3889C9397807479A2A1C7A8BAA5959DB4AAC672B9AD63A08377B389B3AB91A7B8AAB9B98365A098B6 | TESYS DECA CIRCUIT BREAKER MAGNETIC 32A EVERLINK BTR CONNECTOR | This 3 poles AC TeSys GV3 uses thermal-magnetic trip unit tecnology for application with motors. It meets IP20 conforming to IEC 60529. | Rated operation power at AC-3, 230 V | 7.5kW
| 5 | Circuit Breakers and Fuses | Circuit Breakers | Motor Protection Circuit Breakers | TESYS DECA CIRCUIT BREAKER MAGNETIC 32A EVERLINK BTR CONNECT | 2006506 | GV3L32 | SCHNEIDER ELECTRIC | 6025 | https://pim-kvc.soneparsea.com:3443/PictureServer/default.aspx/schneider-GV3L32_Image1.jpg?A3889C9397807479A2A1C7A8BAA5959DB4AAC672998D63808377B38EBF9897998173BEB5B9 | https://pim-kvc.soneparsea.com:3443/PictureServer/default.aspx/schneider-gv3l32_Datasheet1.pdf?A3889C9397807479A2A1C7A8BAA5959DB4AAC672B9AD63A08377B389B3AB91A7B8AAB9B98365A098B6 | TESYS DECA CIRCUIT BREAKER MAGNETIC 32A EVERLINK BTR CONNECTOR | This 3 poles AC TeSys GV3 uses thermal-magnetic trip unit tecnology for application with motors. It meets IP20 conforming to IEC 60529. | Rated operation power at AC-3, 400 V | 15kW
| 5 | Circuit Breakers and Fuses | Circuit Breakers | Motor Protection Circuit Breakers | TESYS DECA CIRCUIT BREAKER MAGNETIC 32A EVERLINK BTR CONNECT | 2006506 | GV3L32 | SCHNEIDER ELECTRIC | 6025 | https://pim-kvc.soneparsea.com:3443/PictureServer/default.aspx/schneider-GV3L32_Image1.jpg?A3889C9397807479A2A1C7A8BAA5959DB4AAC672998D63808377B38EBF9897998173BEB5B9 | https://pim-kvc.soneparsea.com:3443/PictureServer/default.aspx/schneider-gv3l32_Datasheet1.pdf?A3889C9397807479A2A1C7A8BAA5959DB4AAC672B9AD63A08377B389B3AB91A7B8AAB9B98365A098B6 | TESYS DECA CIRCUIT BREAKER MAGNETIC 32A EVERLINK BTR CONNECTOR | This 3 poles AC TeSys GV3 uses thermal-magnetic trip unit tecnology for application with motors. It meets IP20 conforming to IEC 60529. | Type of electrical connection of main circuit | Screw connection
| 5 | Circuit Breakers and Fuses | Circuit Breakers | Motor Protection Circuit Breakers | TESYS DECA CIRCUIT BREAKER MAGNETIC 32A EVERLINK BTR CONNECT | 2006506 | GV3L32 | SCHNEIDER ELECTRIC | 6025 | https://pim-kvc.soneparsea.com:3443/PictureServer/default.aspx/schneider-GV3L32_Image1.jpg?A3889C9397807479A2A1C7A8BAA5959DB4AAC672998D63808377B38EBF9897998173BEB5B9 | https://pim-kvc.soneparsea.com:3443/PictureServer/default.aspx/schneider-gv3l32_Datasheet1.pdf?A3889C9397807479A2A1C7A8BAA5959DB4AAC672B9AD63A08377B389B3AB91A7B8AAB9B98365A098B6 | TESYS DECA CIRCUIT BREAKER MAGNETIC 32A EVERLINK BTR CONNECTOR | This 3 poles AC TeSys GV3 uses thermal-magnetic trip unit tecnology for application with motors. It meets IP20 conforming to IEC 60529. | Type of control element | Turn button
| 5 | Circuit Breakers and Fuses | Circuit Breakers | Motor Protection Circuit Breakers | TESYS DECA CIRCUIT BREAKER MAGNETIC 32A EVERLINK BTR CONNECT | 2006506 | GV3L32 | SCHNEIDER ELECTRIC | 6025 | https://pim-kvc.soneparsea.com:3443/PictureServer/default.aspx/schneider-GV3L32_Image1.jpg?A3889C9397807479A2A1C7A8BAA5959DB4AAC672998D63808377B38EBF9897998173BEB5B9 | https://pim-kvc.soneparsea.com:3443/PictureServer/default.aspx/schneider-gv3l32_Datasheet1.pdf?A3889C9397807479A2A1C7A8BAA5959DB4AAC672B9AD63A08377B389B3AB91A7B8AAB9B98365A098B6 | TESYS DECA CIRCUIT BREAKER MAGNETIC 32A EVERLINK BTR CONNECTOR | This 3 poles AC TeSys GV3 uses thermal-magnetic trip unit tecnology for application with motors. It meets IP20 conforming to IEC 60529. | Device construction | Complete device in housing
| 5 | Circuit Breakers and Fuses | Circuit Breakers | Motor Protection Circuit Breakers | TESYS DECA CIRCUIT BREAKER MAGNETIC 32A EVERLINK BTR CONNECT | 2006506 | GV3L32 | SCHNEIDER ELECTRIC | 6025 | https://pim-kvc.soneparsea.com:3443/PictureServer/default.aspx/schneider-GV3L32_Image1.jpg?A3889C9397807479A2A1C7A8BAA5959DB4AAC672998D63808377B38EBF9897998173BEB5B9 | https://pim-kvc.soneparsea.com:3443/PictureServer/default.aspx/schneider-gv3l32_Datasheet1.pdf?A3889C9397807479A2A1C7A8BAA5959DB4AAC672B9AD63A08377B389B3AB91A7B8AAB9B98365A098B6 | TESYS DECA CIRCUIT BREAKER MAGNETIC 32A EVERLINK BTR CONNECTOR | This 3 poles AC TeSys GV3 uses thermal-magnetic trip unit tecnology for application with motors. It meets IP20 conforming to IEC 60529. | With integrated auxiliary switch | no
| 5 | Circuit Breakers and Fuses | Circuit Breakers | Motor Protection Circuit Breakers | TESYS DECA CIRCUIT BREAKER MAGNETIC 32A EVERLINK BTR CONNECT | 2006506 | GV3L32 | SCHNEIDER ELECTRIC | 6025 | https://pim-kvc.soneparsea.com:3443/PictureServer/default.aspx/schneider-GV3L32_Image1.jpg?A3889C9397807479A2A1C7A8BAA5959DB4AAC672998D63808377B38EBF9897998173BEB5B9 | https://pim-kvc.soneparsea.com:3443/PictureServer/default.aspx/schneider-gv3l32_Datasheet1.pdf?A3889C9397807479A2A1C7A8BAA5959DB4AAC672B9AD63A08377B389B3AB91A7B8AAB9B98365A098B6 | TESYS DECA CIRCUIT BREAKER MAGNETIC 32A EVERLINK BTR CONNECTOR | This 3 poles AC TeSys GV3 uses thermal-magnetic trip unit tecnology for application with motors. It meets IP20 conforming to IEC 60529. | With integrated under voltage release | no
| 5 | Circuit Breakers and Fuses | Circuit Breakers | Motor Protection Circuit Breakers | TESYS DECA CIRCUIT BREAKER MAGNETIC 32A EVERLINK BTR CONNECT | 2006506 | GV3L32 | SCHNEIDER ELECTRIC | 6025 | https://pim-kvc.soneparsea.com:3443/PictureServer/default.aspx/schneider-GV3L32_Image1.jpg?A3889C9397807479A2A1C7A8BAA5959DB4AAC672998D63808377B38EBF9897998173BEB5B9 | https://pim-kvc.soneparsea.com:3443/PictureServer/default.aspx/schneider-gv3l32_Datasheet1.pdf?A3889C9397807479A2A1C7A8BAA5959DB4AAC672B9AD63A08377B389B3AB91A7B8AAB9B98365A098B6 | TESYS DECA CIRCUIT BREAKER MAGNETIC 32A EVERLINK BTR CONNECTOR | This 3 poles AC TeSys GV3 uses thermal-magnetic trip unit tecnology for application with motors. It meets IP20 conforming to IEC 60529. | Number of poles | 3
| 5 | Circuit Breakers and Fuses | Circuit Breakers | Motor Protection Circuit Breakers | TESYS DECA CIRCUIT BREAKER MAGNETIC 32A EVERLINK BTR CONNECT | 2006506 | GV3L32 | SCHNEIDER ELECTRIC | 6025 | https://pim-kvc.soneparsea.com:3443/PictureServer/default.aspx/schneider-GV3L32_Image1.jpg?A3889C9397807479A2A1C7A8BAA5959DB4AAC672998D63808377B38EBF9897998173BEB5B9 | https://pim-kvc.soneparsea.com:3443/PictureServer/default.aspx/schneider-gv3l32_Datasheet1.pdf?A3889C9397807479A2A1C7A8BAA5959DB4AAC672B9AD63A08377B389B3AB91A7B8AAB9B98365A098B6 | TESYS DECA CIRCUIT BREAKER MAGNETIC 32A EVERLINK BTR CONNECTOR | This 3 poles AC TeSys GV3 uses thermal-magnetic trip unit tecnology for application with motors. It meets IP20 conforming to IEC 60529. | Rated short-circuit breaking capacity lcu at 400 V, AC | 100kA
| 5 | Circuit Breakers and Fuses | Circuit Breakers | Motor Protection Circuit Breakers | TESYS DECA CIRCUIT BREAKER MAGNETIC 32A EVERLINK BTR CONNECT | 2006506 | GV3L32 | SCHNEIDER ELECTRIC | 6025 | https://pim-kvc.soneparsea.com:3443/PictureServer/default.aspx/schneider-GV3L32_Image1.jpg?A3889C9397807479A2A1C7A8BAA5959DB4AAC672998D63808377B38EBF9897998173BEB5B9 | https://pim-kvc.soneparsea.com:3443/PictureServer/default.aspx/schneider-gv3l32_Datasheet1.pdf?A3889C9397807479A2A1C7A8BAA5959DB4AAC672B9AD63A08377B389B3AB91A7B8AAB9B98365A098B6 | TESYS DECA CIRCUIT BREAKER MAGNETIC 32A EVERLINK BTR CONNECTOR | This 3 poles AC TeSys GV3 uses thermal-magnetic trip unit tecnology for application with motors. It meets IP20 conforming to IEC 60529. | Degree of protection (IP) | IP20
| 5 | Circuit Breakers and Fuses | Circuit Breakers | Motor Protection Circuit Breakers | TESYS DECA CIRCUIT BREAKER MAGNETIC 32A EVERLINK BTR CONNECT | 2006506 | GV3L32 | SCHNEIDER ELECTRIC | 6025 | https://pim-kvc.soneparsea.com:3443/PictureServer/default.aspx/schneider-GV3L32_Image1.jpg?A3889C9397807479A2A1C7A8BAA5959DB4AAC672998D63808377B38EBF9897998173BEB5B9 | https://pim-kvc.soneparsea.com:3443/PictureServer/default.aspx/schneider-gv3l32_Datasheet1.pdf?A3889C9397807479A2A1C7A8BAA5959DB4AAC672B9AD63A08377B389B3AB91A7B8AAB9B98365A098B6 | TESYS DECA CIRCUIT BREAKER MAGNETIC 32A EVERLINK BTR CONNECTOR | This 3 poles AC TeSys GV3 uses thermal-magnetic trip unit tecnology for application with motors. It meets IP20 conforming to IEC 60529. | Height | 132mm
| 5 | Circuit Breakers and Fuses | Circuit Breakers | Motor Protection Circuit Breakers | TESYS DECA CIRCUIT BREAKER MAGNETIC 32A EVERLINK BTR CONNECT | 2006506 | GV3L32 | SCHNEIDER ELECTRIC | 6025 | https://pim-kvc.soneparsea.com:3443/PictureServer/default.aspx/schneider-GV3L32_Image1.jpg?A3889C9397807479A2A1C7A8BAA5959DB4AAC672998D63808377B38EBF9897998173BEB5B9 | https://pim-kvc.soneparsea.com:3443/PictureServer/default.aspx/schneider-gv3l32_Datasheet1.pdf?A3889C9397807479A2A1C7A8BAA5959DB4AAC672B9AD63A08377B389B3AB91A7B8AAB9B98365A098B6 | TESYS DECA CIRCUIT BREAKER MAGNETIC 32A EVERLINK BTR CONNECTOR | This 3 poles AC TeSys GV3 uses thermal-magnetic trip unit tecnology for application with motors. It meets IP20 conforming to IEC 60529. | Width | 55mm
| 5 | Circuit Breakers and Fuses | Circuit Breakers | Motor Protection Circuit Breakers | TESYS DECA CIRCUIT BREAKER MAGNETIC 32A EVERLINK BTR CONNECT | 2006506 | GV3L32 | SCHNEIDER ELECTRIC | 6025 | https://pim-kvc.soneparsea.com:3443/PictureServer/default.aspx/schneider-GV3L32_Image1.jpg?A3889C9397807479A2A1C7A8BAA5959DB4AAC672998D63808377B38EBF9897998173BEB5B9 | https://pim-kvc.soneparsea.com:3443/PictureServer/default.aspx/schneider-gv3l32_Datasheet1.pdf?A3889C9397807479A2A1C7A8BAA5959DB4AAC672B9AD63A08377B389B3AB91A7B8AAB9B98365A098B6 | TESYS DECA CIRCUIT BREAKER MAGNETIC 32A EVERLINK BTR CONNECTOR | This 3 poles AC TeSys GV3 uses thermal-magnetic trip unit tecnology for application with motors. It meets IP20 conforming to IEC 60529. | Depth | 136mm
| 5 | Circuit Breakers and Fuses | Circuit Breakers | Motor Protection Circuit Breakers | TESYS DECA CIRCUIT BREAKER MAGNETIC 32A EVERLINK BTR CONNECT | 2006506 | GV3L32 | SCHNEIDER ELECTRIC | 6025 | https://pim-kvc.soneparsea.com:3443/PictureServer/default.aspx/schneider-GV3L32_Image1.jpg?A3889C9397807479A2A1C7A8BAA5959DB4AAC672998D63808377B38EBF9897998173BEB5B9 | https://pim-kvc.soneparsea.com:3443/PictureServer/default.aspx/schneider-gv3l32_Datasheet1.pdf?A3889C9397807479A2A1C7A8BAA5959DB4AAC672B9AD63A08377B389B3AB91A7B8AAB9B98365A098B6 | TESYS DECA CIRCUIT BREAKER MAGNETIC 32A EVERLINK BTR CONNECTOR | This 3 poles AC TeSys GV3 uses thermal-magnetic trip unit tecnology for application with motors. It meets IP20 conforming to IEC 60529. | Overload release current setting | 23...23A
| 5 | Circuit Breakers and Fuses | Circuit Breakers | Motor Protection Circuit Breakers | TESYS DECA CIRCUIT BREAKER MAGNETIC 32A EVERLINK BTR CONNECT | 2006506 | GV3L32 | SCHNEIDER ELECTRIC | 6025 | https://pim-kvc.soneparsea.com:3443/PictureServer/default.aspx/schneider-GV3L32_Image1.jpg?A3889C9397807479A2A1C7A8BAA5959DB4AAC672998D63808377B38EBF9897998173BEB5B9 | https://pim-kvc.soneparsea.com:3443/PictureServer/default.aspx/schneider-gv3l32_Datasheet1.pdf?A3889C9397807479A2A1C7A8BAA5959DB4AAC672B9AD63A08377B389B3AB91A7B8AAB9B98365A098B6 | TESYS DECA CIRCUIT BREAKER MAGNETIC 32A EVERLINK BTR CONNECTOR | This 3 poles AC TeSys GV3 uses thermal-magnetic trip unit tecnology for application with motors. It meets IP20 conforming to IEC 60529. | Adjustment range undelayed short-circuit release | 448...448A
| 5 | Circuit Breakers and Fuses | Circuit Breakers | Motor Protection Circuit Breakers | TESYS DECA CIRCUIT BREAKER MAGNETIC 32A EVERLINK BTR CONNECT | 2006506 | GV3L32 | SCHNEIDER ELECTRIC | 6025 | https://pim-kvc.soneparsea.com:3443/PictureServer/default.aspx/schneider-GV3L32_Image1.jpg?A3889C9397807479A2A1C7A8BAA5959DB4AAC672998D63808377B38EBF9897998173BEB5B9 | https://pim-kvc.soneparsea.com:3443/PictureServer/default.aspx/schneider-gv3l32_Datasheet1.pdf?A3889C9397807479A2A1C7A8BAA5959DB4AAC672B9AD63A08377B389B3AB91A7B8AAB9B98365A098B6 | TESYS DECA CIRCUIT BREAKER MAGNETIC 32A EVERLINK BTR CONNECTOR | This 3 poles AC TeSys GV3 uses thermal-magnetic trip unit tecnology for application with motors. It meets IP20 conforming to IEC 60529. | With thermal protection | no
| 5 | Circuit Breakers and Fuses | Circuit Breakers | Motor Protection Circuit Breakers | TESYS DECA CIRCUIT BREAKER MAGNETIC 32A EVERLINK BTR CONNECT | 2006506 | GV3L32 | SCHNEIDER ELECTRIC | 6025 | https://pim-kvc.soneparsea.com:3443/PictureServer/default.aspx/schneider-GV3L32_Image1.jpg?A3889C9397807479A2A1C7A8BAA5959DB4AAC672998D63808377B38EBF9897998173BEB5B9 | https://pim-kvc.soneparsea.com:3443/PictureServer/default.aspx/schneider-gv3l32_Datasheet1.pdf?A3889C9397807479A2A1C7A8BAA5959DB4AAC672B9AD63A08377B389B3AB91A7B8AAB9B98365A098B6 | TESYS DECA CIRCUIT BREAKER MAGNETIC 32A EVERLINK BTR CONNECTOR | This 3 poles AC TeSys GV3 uses thermal-magnetic trip unit tecnology for application with motors. It meets IP20 conforming to IEC 60529. | Phase failure sensitive | yes
| 5 | Circuit Breakers and Fuses | Circuit Breakers | Motor Protection Circuit Breakers | TESYS DECA CIRCUIT BREAKER MAGNETIC 32A EVERLINK BTR CONNECT | 2006506 | GV3L32 | SCHNEIDER ELECTRIC | 6025 | https://pim-kvc.soneparsea.com:3443/PictureServer/default.aspx/schneider-GV3L32_Image1.jpg?A3889C9397807479A2A1C7A8BAA5959DB4AAC672998D63808377B38EBF9897998173BEB5B9 | https://pim-kvc.soneparsea.com:3443/PictureServer/default.aspx/schneider-gv3l32_Datasheet1.pdf?A3889C9397807479A2A1C7A8BAA5959DB4AAC672B9AD63A08377B389B3AB91A7B8AAB9B98365A098B6 | TESYS DECA CIRCUIT BREAKER MAGNETIC 32A EVERLINK BTR CONNECTOR | This 3 poles AC TeSys GV3 uses thermal-magnetic trip unit tecnology for application with motors. It meets IP20 conforming to IEC 60529. | Switch off technique | Magnetic
| 5 | Circuit Breakers and Fuses | Circuit Breakers | Motor Protection Circuit Breakers | TESYS DECA CIRCUIT BREAKER MAGNETIC 32A EVERLINK BTR CONNECT | 2006506 | GV3L32 | SCHNEIDER ELECTRIC | 6025 | https://pim-kvc.soneparsea.com:3443/PictureServer/default.aspx/schneider-GV3L32_Image1.jpg?A3889C9397807479A2A1C7A8BAA5959DB4AAC672998D63808377B38EBF9897998173BEB5B9 | https://pim-kvc.soneparsea.com:3443/PictureServer/default.aspx/schneider-gv3l32_Datasheet1.pdf?A3889C9397807479A2A1C7A8BAA5959DB4AAC672B9AD63A08377B389B3AB91A7B8AAB9B98365A098B6 | TESYS DECA CIRCUIT BREAKER MAGNETIC 32A EVERLINK BTR CONNECTOR | This 3 poles AC TeSys GV3 uses thermal-magnetic trip unit tecnology for application with motors. It meets IP20 conforming to IEC 60529. | Rated operating voltage | 690...690V
| 5 | Circuit Breakers and Fuses | Circuit Breakers | Motor Protection Circuit Breakers | TESYS DECA CIRCUIT BREAKER MAGNETIC 32A EVERLINK BTR CONNECT | 2006506 | GV3L32 | SCHNEIDER ELECTRIC | 6025 | https://pim-kvc.soneparsea.com:3443/PictureServer/default.aspx/schneider-GV3L32_Image1.jpg?A3889C9397807479A2A1C7A8BAA5959DB4AAC672998D63808377B38EBF9897998173BEB5B9 | https://pim-kvc.soneparsea.com:3443/PictureServer/default.aspx/schneider-gv3l32_Datasheet1.pdf?A3889C9397807479A2A1C7A8BAA5959DB4AAC672B9AD63A08377B389B3AB91A7B8AAB9B98365A098B6 | TESYS DECA CIRCUIT BREAKER MAGNETIC 32A EVERLINK BTR CONNECTOR | This 3 poles AC TeSys GV3 uses thermal-magnetic trip unit tecnology for application with motors. It meets IP20 conforming to IEC 60529. | Rated permanent current Iu | 32A
| 5 | Circuit Breakers and Fuses | Circuit Breakers | Motor Protection Circuit Breakers | TESYS DECA CIRCUIT BREAKER MAGNETIC 32A EVERLINK BTR CONNECT | 2006506 | GV3L32 | SCHNEIDER ELECTRIC | 6025 | https://pim-kvc.soneparsea.com:3443/PictureServer/default.aspx/schneider-GV3L32_Image1.jpg?A3889C9397807479A2A1C7A8BAA5959DB4AAC672998D63808377B38EBF9897998173BEB5B9 | https://pim-kvc.soneparsea.com:3443/PictureServer/default.aspx/schneider-gv3l32_Datasheet1.pdf?A3889C9397807479A2A1C7A8BAA5959DB4AAC672B9AD63A08377B389B3AB91A7B8AAB9B98365A098B6 | TESYS DECA CIRCUIT BREAKER MAGNETIC 32A EVERLINK BTR CONNECTOR | This 3 poles AC TeSys GV3 uses thermal-magnetic trip unit tecnology for application with motors. It meets IP20 conforming to IEC 60529. | Rated operation power at AC-3, 230 V | 7.5kW
| 5 | Circuit Breakers and Fuses | Circuit Breakers | Motor Protection Circuit Breakers | TESYS DECA CIRCUIT BREAKER MAGNETIC 32A EVERLINK BTR CONNECT | 2006506 | GV3L32 | SCHNEIDER ELECTRIC | 6025 | https://pim-kvc.soneparsea.com:3443/PictureServer/default.aspx/schneider-GV3L32_Image1.jpg?A3889C9397807479A2A1C7A8BAA5959DB4AAC672998D63808377B38EBF9897998173BEB5B9 | https://pim-kvc.soneparsea.com:3443/PictureServer/default.aspx/schneider-gv3l32_Datasheet1.pdf?A3889C9397807479A2A1C7A8BAA5959DB4AAC672B9AD63A08377B389B3AB91A7B8AAB9B98365A098B6 | TESYS DECA CIRCUIT BREAKER MAGNETIC 32A EVERLINK BTR CONNECTOR | This 3 poles AC TeSys GV3 uses thermal-magnetic trip unit tecnology for application with motors. It meets IP20 conforming to IEC 60529. | Rated operation power at AC-3, 400 V | 15kW
| 5 | Circuit Breakers and Fuses | Circuit Breakers | Motor Protection Circuit Breakers | TESYS DECA CIRCUIT BREAKER MAGNETIC 32A EVERLINK BTR CONNECT | 2006506 | GV3L32 | SCHNEIDER ELECTRIC | 6025 | https://pim-kvc.soneparsea.com:3443/PictureServer/default.aspx/schneider-GV3L32_Image1.jpg?A3889C9397807479A2A1C7A8BAA5959DB4AAC672998D63808377B38EBF9897998173BEB5B9 | https://pim-kvc.soneparsea.com:3443/PictureServer/default.aspx/schneider-gv3l32_Datasheet1.pdf?A3889C9397807479A2A1C7A8BAA5959DB4AAC672B9AD63A08377B389B3AB91A7B8AAB9B98365A098B6 | TESYS DECA CIRCUIT BREAKER MAGNETIC 32A EVERLINK BTR CONNECTOR | This 3 poles AC TeSys GV3 uses thermal-magnetic trip unit tecnology for application with motors. It meets IP20 conforming to IEC 60529. | Type of electrical connection of main circuit | Screw connection
| 5 | Circuit Breakers and Fuses | Circuit Breakers | Motor Protection Circuit Breakers | TESYS DECA CIRCUIT BREAKER MAGNETIC 32A EVERLINK BTR CONNECT | 2006506 | GV3L32 | SCHNEIDER ELECTRIC | 6025 | https://pim-kvc.soneparsea.com:3443/PictureServer/default.aspx/schneider-GV3L32_Image1.jpg?A3889C9397807479A2A1C7A8BAA5959DB4AAC672998D63808377B38EBF9897998173BEB5B9 | https://pim-kvc.soneparsea.com:3443/PictureServer/default.aspx/schneider-gv3l32_Datasheet1.pdf?A3889C9397807479A2A1C7A8BAA5959DB4AAC672B9AD63A08377B389B3AB91A7B8AAB9B98365A098B6 | TESYS DECA CIRCUIT BREAKER MAGNETIC 32A EVERLINK BTR CONNECTOR | This 3 poles AC TeSys GV3 uses thermal-magnetic trip unit tecnology for application with motors. It meets IP20 conforming to IEC 60529. | Type of control element | Turn button
| 5 | Circuit Breakers and Fuses | Circuit Breakers | Motor Protection Circuit Breakers | TESYS DECA CIRCUIT BREAKER MAGNETIC 32A EVERLINK BTR CONNECT | 2006506 | GV3L32 | SCHNEIDER ELECTRIC | 6025 | https://pim-kvc.soneparsea.com:3443/PictureServer/default.aspx/schneider-GV3L32_Image1.jpg?A3889C9397807479A2A1C7A8BAA5959DB4AAC672998D63808377B38EBF9897998173BEB5B9 | https://pim-kvc.soneparsea.com:3443/PictureServer/default.aspx/schneider-gv3l32_Datasheet1.pdf?A3889C9397807479A2A1C7A8BAA5959DB4AAC672B9AD63A08377B389B3AB91A7B8AAB9B98365A098B6 | TESYS DECA CIRCUIT BREAKER MAGNETIC 32A EVERLINK BTR CONNECTOR | This 3 poles AC TeSys GV3 uses thermal-magnetic trip unit tecnology for application with motors. It meets IP20 conforming to IEC 60529. | Device construction | Complete device in housing
| 5 | Circuit Breakers and Fuses | Circuit Breakers | Motor Protection Circuit Breakers | TESYS DECA CIRCUIT BREAKER MAGNETIC 32A EVERLINK BTR CONNECT | 2006506 | GV3L32 | SCHNEIDER ELECTRIC | 6025 | https://pim-kvc.soneparsea.com:3443/PictureServer/default.aspx/schneider-GV3L32_Image1.jpg?A3889C9397807479A2A1C7A8BAA5959DB4AAC672998D63808377B38EBF9897998173BEB5B9 | https://pim-kvc.soneparsea.com:3443/PictureServer/default.aspx/schneider-gv3l32_Datasheet1.pdf?A3889C9397807479A2A1C7A8BAA5959DB4AAC672B9AD63A08377B389B3AB91A7B8AAB9B98365A098B6 | TESYS DECA CIRCUIT BREAKER MAGNETIC 32A EVERLINK BTR CONNECTOR | This 3 poles AC TeSys GV3 uses thermal-magnetic trip unit tecnology for application with motors. It meets IP20 conforming to IEC 60529. | With integrated auxiliary switch | no
| 5 | Circuit Breakers and Fuses | Circuit Breakers | Motor Protection Circuit Breakers | TESYS DECA CIRCUIT BREAKER MAGNETIC 32A EVERLINK BTR CONNECT | 2006506 | GV3L32 | SCHNEIDER ELECTRIC | 6025 | https://pim-kvc.soneparsea.com:3443/PictureServer/default.aspx/schneider-GV3L32_Image1.jpg?A3889C9397807479A2A1C7A8BAA5959DB4AAC672998D63808377B38EBF9897998173BEB5B9 | https://pim-kvc.soneparsea.com:3443/PictureServer/default.aspx/schneider-gv3l32_Datasheet1.pdf?A3889C9397807479A2A1C7A8BAA5959DB4AAC672B9AD63A08377B389B3AB91A7B8AAB9B98365A098B6 | TESYS DECA CIRCUIT BREAKER MAGNETIC 32A EVERLINK BTR CONNECTOR | This 3 poles AC TeSys GV3 uses thermal-magnetic trip unit tecnology for application with motors. It meets IP20 conforming to IEC 60529. | With integrated under voltage release | no
| 5 | Circuit Breakers and Fuses | Circuit Breakers | Motor Protection Circuit Breakers | TESYS DECA CIRCUIT BREAKER MAGNETIC 32A EVERLINK BTR CONNECT | 2006506 | GV3L32 | SCHNEIDER ELECTRIC | 6025 | https://pim-kvc.soneparsea.com:3443/PictureServer/default.aspx/schneider-GV3L32_Image1.jpg?A3889C9397807479A2A1C7A8BAA5959DB4AAC672998D63808377B38EBF9897998173BEB5B9 | https://pim-kvc.soneparsea.com:3443/PictureServer/default.aspx/schneider-gv3l32_Datasheet1.pdf?A3889C9397807479A2A1C7A8BAA5959DB4AAC672B9AD63A08377B389B3AB91A7B8AAB9B98365A098B6 | TESYS DECA CIRCUIT BREAKER MAGNETIC 32A EVERLINK BTR CONNECTOR | This 3 poles AC TeSys GV3 uses thermal-magnetic trip unit tecnology for application with motors. It meets IP20 conforming to IEC 60529. | Number of poles | 3
| 5 | Circuit Breakers and Fuses | Circuit Breakers | Motor Protection Circuit Breakers | TESYS DECA CIRCUIT BREAKER MAGNETIC 32A EVERLINK BTR CONNECT | 2006506 | GV3L32 | SCHNEIDER ELECTRIC | 6025 | https://pim-kvc.soneparsea.com:3443/PictureServer/default.aspx/schneider-GV3L32_Image1.jpg?A3889C9397807479A2A1C7A8BAA5959DB4AAC672998D63808377B38EBF9897998173BEB5B9 | https://pim-kvc.soneparsea.com:3443/PictureServer/default.aspx/schneider-gv3l32_Datasheet1.pdf?A3889C9397807479A2A1C7A8BAA5959DB4AAC672B9AD63A08377B389B3AB91A7B8AAB9B98365A098B6 | TESYS DECA CIRCUIT BREAKER MAGNETIC 32A EVERLINK BTR CONNECTOR | This 3 poles AC TeSys GV3 uses thermal-magnetic trip unit tecnology for application with motors. It meets IP20 conforming to IEC 60529. | Rated short-circuit breaking capacity lcu at 400 V, AC | 100kA
| 5 | Circuit Breakers and Fuses | Circuit Breakers | Motor Protection Circuit Breakers | TESYS DECA CIRCUIT BREAKER MAGNETIC 32A EVERLINK BTR CONNECT | 2006506 | GV3L32 | SCHNEIDER ELECTRIC | 6025 | https://pim-kvc.soneparsea.com:3443/PictureServer/default.aspx/schneider-GV3L32_Image1.jpg?A3889C9397807479A2A1C7A8BAA5959DB4AAC672998D63808377B38EBF9897998173BEB5B9 | https://pim-kvc.soneparsea.com:3443/PictureServer/default.aspx/schneider-gv3l32_Datasheet1.pdf?A3889C9397807479A2A1C7A8BAA5959DB4AAC672B9AD63A08377B389B3AB91A7B8AAB9B98365A098B6 | TESYS DECA CIRCUIT BREAKER MAGNETIC 32A EVERLINK BTR CONNECTOR | This 3 poles AC TeSys GV3 uses thermal-magnetic trip unit tecnology for application with motors. It meets IP20 conforming to IEC 60529. | Degree of protection (IP) | IP20
| 5 | Circuit Breakers and Fuses | Circuit Breakers | Motor Protection Circuit Breakers | TESYS DECA CIRCUIT BREAKER MAGNETIC 32A EVERLINK BTR CONNECT | 2006506 | GV3L32 | SCHNEIDER ELECTRIC | 6025 | https://pim-kvc.soneparsea.com:3443/PictureServer/default.aspx/schneider-GV3L32_Image1.jpg?A3889C9397807479A2A1C7A8BAA5959DB4AAC672998D63808377B38EBF9897998173BEB5B9 | https://pim-kvc.soneparsea.com:3443/PictureServer/default.aspx/schneider-gv3l32_Datasheet1.pdf?A3889C9397807479A2A1C7A8BAA5959DB4AAC672B9AD63A08377B389B3AB91A7B8AAB9B98365A098B6 | TESYS DECA CIRCUIT BREAKER MAGNETIC 32A EVERLINK BTR CONNECTOR | This 3 poles AC TeSys GV3 uses thermal-magnetic trip unit tecnology for application with motors. It meets IP20 conforming to IEC 60529. | Height | 132mm
| 5 | Circuit Breakers and Fuses | Circuit Breakers | Motor Protection Circuit Breakers | TESYS DECA CIRCUIT BREAKER MAGNETIC 32A EVERLINK BTR CONNECT | 2006506 | GV3L32 | SCHNEIDER ELECTRIC | 6025 | https://pim-kvc.soneparsea.com:3443/PictureServer/default.aspx/schneider-GV3L32_Image1.jpg?A3889C9397807479A2A1C7A8BAA5959DB4AAC672998D63808377B38EBF9897998173BEB5B9 | https://pim-kvc.soneparsea.com:3443/PictureServer/default.aspx/schneider-gv3l32_Datasheet1.pdf?A3889C9397807479A2A1C7A8BAA5959DB4AAC672B9AD63A08377B389B3AB91A7B8AAB9B98365A098B6 | TESYS DECA CIRCUIT BREAKER MAGNETIC 32A EVERLINK BTR CONNECTOR | This 3 poles AC TeSys GV3 uses thermal-magnetic trip unit tecnology for application with motors. It meets IP20 conforming to IEC 60529. | Width | 55mm
| 5 | Circuit Breakers and Fuses | Circuit Breakers | Motor Protection Circuit Breakers | TESYS DECA CIRCUIT BREAKER MAGNETIC 32A EVERLINK BTR CONNECT | 2006506 | GV3L32 | SCHNEIDER ELECTRIC | 6025 | https://pim-kvc.soneparsea.com:3443/PictureServer/default.aspx/schneider-GV3L32_Image1.jpg?A3889C9397807479A2A1C7A8BAA5959DB4AAC672998D63808377B38EBF9897998173BEB5B9 | https://pim-kvc.soneparsea.com:3443/PictureServer/default.aspx/schneider-gv3l32_Datasheet1.pdf?A3889C9397807479A2A1C7A8BAA5959DB4AAC672B9AD63A08377B389B3AB91A7B8AAB9B98365A098B6 | TESYS DECA CIRCUIT BREAKER MAGNETIC 32A EVERLINK BTR CONNECTOR | This 3 poles AC TeSys GV3 uses thermal-magnetic trip unit tecnology for application with motors. It meets IP20 conforming to IEC 60529. | Depth | 136mm
| 5 | Circuit Breakers and Fuses | Circuit Breakers | Motor Protection Circuit Breakers | TESYS DECA CIRCUIT BREAKER MAGNETIC 32A EVERLINK BTR CONNECT | 2006506 | GV3L32 | SCHNEIDER ELECTRIC | 6025 | https://pim-kvc.soneparsea.com:3443/PictureServer/default.aspx/schneider-GV3L32_Image1.jpg?A3889C9397807479A2A1C7A8BAA5959DB4AAC672998D63808377B38EBF9897998173BEB5B9 | https://pim-kvc.soneparsea.com:3443/PictureServer/default.aspx/schneider-gv3l32_Datasheet1.pdf?A3889C9397807479A2A1C7A8BAA5959DB4AAC672B9AD63A08377B389B3AB91A7B8AAB9B98365A098B6 | TESYS DECA CIRCUIT BREAKER MAGNETIC 32A EVERLINK BTR CONNECTOR | This 3 poles AC TeSys GV3 uses thermal-magnetic trip unit tecnology for application with motors. It meets IP20 conforming to IEC 60529. | Overload release current setting | 23...23A
| 5 | Circuit Breakers and Fuses | Circuit Breakers | Motor Protection Circuit Breakers | TESYS DECA CIRCUIT BREAKER MAGNETIC 32A EVERLINK BTR CONNECT | 2006506 | GV3L32 | SCHNEIDER ELECTRIC | 6025 | https://pim-kvc.soneparsea.com:3443/PictureServer/default.aspx/schneider-GV3L32_Image1.jpg?A3889C9397807479A2A1C7A8BAA5959DB4AAC672998D63808377B38EBF9897998173BEB5B9 | https://pim-kvc.soneparsea.com:3443/PictureServer/default.aspx/schneider-gv3l32_Datasheet1.pdf?A3889C9397807479A2A1C7A8BAA5959DB4AAC672B9AD63A08377B389B3AB91A7B8AAB9B98365A098B6 | TESYS DECA CIRCUIT BREAKER MAGNETIC 32A EVERLINK BTR CONNECTOR | This 3 poles AC TeSys GV3 uses thermal-magnetic trip unit tecnology for application with motors. It meets IP20 conforming to IEC 60529. | Adjustment range undelayed short-circuit release | 448...448A
| 5 | Circuit Breakers and Fuses | Circuit Breakers | Motor Protection Circuit Breakers | TESYS DECA CIRCUIT BREAKER MAGNETIC 32A EVERLINK BTR CONNECT | 2006506 | GV3L32 | SCHNEIDER ELECTRIC | 6025 | https://pim-kvc.soneparsea.com:3443/PictureServer/default.aspx/schneider-GV3L32_Image1.jpg?A3889C9397807479A2A1C7A8BAA5959DB4AAC672998D63808377B38EBF9897998173BEB5B9 | https://pim-kvc.soneparsea.com:3443/PictureServer/default.aspx/schneider-gv3l32_Datasheet1.pdf?A3889C9397807479A2A1C7A8BAA5959DB4AAC672B9AD63A08377B389B3AB91A7B8AAB9B98365A098B6 | TESYS DECA CIRCUIT BREAKER MAGNETIC 32A EVERLINK BTR CONNECTOR | This 3 poles AC TeSys GV3 uses thermal-magnetic trip unit tecnology for application with motors. It meets IP20 conforming to IEC 60529. | With thermal protection | no
| 5 | Circuit Breakers and Fuses | Circuit Breakers | Motor Protection Circuit Breakers | TESYS DECA CIRCUIT BREAKER MAGNETIC 32A EVERLINK BTR CONNECT | 2006506 | GV3L32 | SCHNEIDER ELECTRIC | 6025 | https://pim-kvc.soneparsea.com:3443/PictureServer/default.aspx/schneider-GV3L32_Image1.jpg?A3889C9397807479A2A1C7A8BAA5959DB4AAC672998D63808377B38EBF9897998173BEB5B9 | https://pim-kvc.soneparsea.com:3443/PictureServer/default.aspx/schneider-gv3l32_Datasheet1.pdf?A3889C9397807479A2A1C7A8BAA5959DB4AAC672B9AD63A08377B389B3AB91A7B8AAB9B98365A098B6 | TESYS DECA CIRCUIT BREAKER MAGNETIC 32A EVERLINK BTR CONNECTOR | This 3 poles AC TeSys GV3 uses thermal-magnetic trip unit tecnology for application with motors. It meets IP20 conforming to IEC 60529. | Phase failure sensitive | yes
| 5 | Circuit Breakers and Fuses | Circuit Breakers | Motor Protection Circuit Breakers | TESYS DECA CIRCUIT BREAKER MAGNETIC 32A EVERLINK BTR CONNECT | 2006506 | GV3L32 | SCHNEIDER ELECTRIC | 6025 | https://pim-kvc.soneparsea.com:3443/PictureServer/default.aspx/schneider-GV3L32_Image1.jpg?A3889C9397807479A2A1C7A8BAA5959DB4AAC672998D63808377B38EBF9897998173BEB5B9 | https://pim-kvc.soneparsea.com:3443/PictureServer/default.aspx/schneider-gv3l32_Datasheet1.pdf?A3889C9397807479A2A1C7A8BAA5959DB4AAC672B9AD63A08377B389B3AB91A7B8AAB9B98365A098B6 | TESYS DECA CIRCUIT BREAKER MAGNETIC 32A EVERLINK BTR CONNECTOR | This 3 poles AC TeSys GV3 uses thermal-magnetic trip unit tecnology for application with motors. It meets IP20 conforming to IEC 60529. | Switch off technique | Magnetic
| 5 | Circuit Breakers and Fuses | Circuit Breakers | Motor Protection Circuit Breakers | TESYS DECA CIRCUIT BREAKER MAGNETIC 32A EVERLINK BTR CONNECT | 2006506 | GV3L32 | SCHNEIDER ELECTRIC | 6025 | https://pim-kvc.soneparsea.com:3443/PictureServer/default.aspx/schneider-GV3L32_Image1.jpg?A3889C9397807479A2A1C7A8BAA5959DB4AAC672998D63808377B38EBF9897998173BEB5B9 | https://pim-kvc.soneparsea.com:3443/PictureServer/default.aspx/schneider-gv3l32_Datasheet1.pdf?A3889C9397807479A2A1C7A8BAA5959DB4AAC672B9AD63A08377B389B3AB91A7B8AAB9B98365A098B6 | TESYS DECA CIRCUIT BREAKER MAGNETIC 32A EVERLINK BTR CONNECTOR | This 3 poles AC TeSys GV3 uses thermal-magnetic trip unit tecnology for application with motors. It meets IP20 conforming to IEC 60529. | Rated operating voltage | 690...690V
| 5 | Circuit Breakers and Fuses | Circuit Breakers | Motor Protection Circuit Breakers | TESYS DECA CIRCUIT BREAKER MAGNETIC 32A EVERLINK BTR CONNECT | 2006506 | GV3L32 | SCHNEIDER ELECTRIC | 6025 | https://pim-kvc.soneparsea.com:3443/PictureServer/default.aspx/schneider-GV3L32_Image1.jpg?A3889C9397807479A2A1C7A8BAA5959DB4AAC672998D63808377B38EBF9897998173BEB5B9 | https://pim-kvc.soneparsea.com:3443/PictureServer/default.aspx/schneider-gv3l32_Datasheet1.pdf?A3889C9397807479A2A1C7A8BAA5959DB4AAC672B9AD63A08377B389B3AB91A7B8AAB9B98365A098B6 | TESYS DECA CIRCUIT BREAKER MAGNETIC 32A EVERLINK BTR CONNECTOR | This 3 poles AC TeSys GV3 uses thermal-magnetic trip unit tecnology for application with motors. It meets IP20 conforming to IEC 60529. | Rated permanent current Iu | 32A
| 5 | Circuit Breakers and Fuses | Circuit Breakers | Motor Protection Circuit Breakers | TESYS DECA CIRCUIT BREAKER MAGNETIC 32A EVERLINK BTR CONNECT | 2006506 | GV3L32 | SCHNEIDER ELECTRIC | 6025 | https://pim-kvc.soneparsea.com:3443/PictureServer/default.aspx/schneider-GV3L32_Image1.jpg?A3889C9397807479A2A1C7A8BAA5959DB4AAC672998D63808377B38EBF9897998173BEB5B9 | https://pim-kvc.soneparsea.com:3443/PictureServer/default.aspx/schneider-gv3l32_Datasheet1.pdf?A3889C9397807479A2A1C7A8BAA5959DB4AAC672B9AD63A08377B389B3AB91A7B8AAB9B98365A098B6 | TESYS DECA CIRCUIT BREAKER MAGNETIC 32A EVERLINK BTR CONNECTOR | This 3 poles AC TeSys GV3 uses thermal-magnetic trip unit tecnology for application with motors. It meets IP20 conforming to IEC 60529. | Rated operation power at AC-3, 230 V | 7.5kW
| 5 | Circuit Breakers and Fuses | Circuit Breakers | Motor Protection Circuit Breakers | TESYS DECA CIRCUIT BREAKER MAGNETIC 32A EVERLINK BTR CONNECT | 2006506 | GV3L32 | SCHNEIDER ELECTRIC | 6025 | https://pim-kvc.soneparsea.com:3443/PictureServer/default.aspx/schneider-GV3L32_Image1.jpg?A3889C9397807479A2A1C7A8BAA5959DB4AAC672998D63808377B38EBF9897998173BEB5B9 | https://pim-kvc.soneparsea.com:3443/PictureServer/default.aspx/schneider-gv3l32_Datasheet1.pdf?A3889C9397807479A2A1C7A8BAA5959DB4AAC672B9AD63A08377B389B3AB91A7B8AAB9B98365A098B6 | TESYS DECA CIRCUIT BREAKER MAGNETIC 32A EVERLINK BTR CONNECTOR | This 3 poles AC TeSys GV3 uses thermal-magnetic trip unit tecnology for application with motors. It meets IP20 conforming to IEC 60529. | Rated operation power at AC-3, 400 V | 15kW
| 5 | Circuit Breakers and Fuses | Circuit Breakers | Motor Protection Circuit Breakers | TESYS DECA CIRCUIT BREAKER MAGNETIC 32A EVERLINK BTR CONNECT | 2006506 | GV3L32 | SCHNEIDER ELECTRIC | 6025 | https://pim-kvc.soneparsea.com:3443/PictureServer/default.aspx/schneider-GV3L32_Image1.jpg?A3889C9397807479A2A1C7A8BAA5959DB4AAC672998D63808377B38EBF9897998173BEB5B9 | https://pim-kvc.soneparsea.com:3443/PictureServer/default.aspx/schneider-gv3l32_Datasheet1.pdf?A3889C9397807479A2A1C7A8BAA5959DB4AAC672B9AD63A08377B389B3AB91A7B8AAB9B98365A098B6 | TESYS DECA CIRCUIT BREAKER MAGNETIC 32A EVERLINK BTR CONNECTOR | This 3 poles AC TeSys GV3 uses thermal-magnetic trip unit tecnology for application with motors. It meets IP20 conforming to IEC 60529. | Type of electrical connection of main circuit | Screw connection
| 5 | Circuit Breakers and Fuses | Circuit Breakers | Motor Protection Circuit Breakers | TESYS DECA CIRCUIT BREAKER MAGNETIC 32A EVERLINK BTR CONNECT | 2006506 | GV3L32 | SCHNEIDER ELECTRIC | 6025 | https://pim-kvc.soneparsea.com:3443/PictureServer/default.aspx/schneider-GV3L32_Image1.jpg?A3889C9397807479A2A1C7A8BAA5959DB4AAC672998D63808377B38EBF9897998173BEB5B9 | https://pim-kvc.soneparsea.com:3443/PictureServer/default.aspx/schneider-gv3l32_Datasheet1.pdf?A3889C9397807479A2A1C7A8BAA5959DB4AAC672B9AD63A08377B389B3AB91A7B8AAB9B98365A098B6 | TESYS DECA CIRCUIT BREAKER MAGNETIC 32A EVERLINK BTR CONNECTOR | This 3 poles AC TeSys GV3 uses thermal-magnetic trip unit tecnology for application with motors. It meets IP20 conforming to IEC 60529. | Type of control element | Turn button
| 5 | Circuit Breakers and Fuses | Circuit Breakers | Motor Protection Circuit Breakers | TESYS DECA CIRCUIT BREAKER MAGNETIC 32A EVERLINK BTR CONNECT | 2006506 | GV3L32 | SCHNEIDER ELECTRIC | 6025 | https://pim-kvc.soneparsea.com:3443/PictureServer/default.aspx/schneider-GV3L32_Image1.jpg?A3889C9397807479A2A1C7A8BAA5959DB4AAC672998D63808377B38EBF9897998173BEB5B9 | https://pim-kvc.soneparsea.com:3443/PictureServer/default.aspx/schneider-gv3l32_Datasheet1.pdf?A3889C9397807479A2A1C7A8BAA5959DB4AAC672B9AD63A08377B389B3AB91A7B8AAB9B98365A098B6 | TESYS DECA CIRCUIT BREAKER MAGNETIC 32A EVERLINK BTR CONNECTOR | This 3 poles AC TeSys GV3 uses thermal-magnetic trip unit tecnology for application with motors. It meets IP20 conforming to IEC 60529. | Device construction | Complete device in housing
| 5 | Circuit Breakers and Fuses | Circuit Breakers | Motor Protection Circuit Breakers | TESYS DECA CIRCUIT BREAKER MAGNETIC 32A EVERLINK BTR CONNECT | 2006506 | GV3L32 | SCHNEIDER ELECTRIC | 6025 | https://pim-kvc.soneparsea.com:3443/PictureServer/default.aspx/schneider-GV3L32_Image1.jpg?A3889C9397807479A2A1C7A8BAA5959DB4AAC672998D63808377B38EBF9897998173BEB5B9 | https://pim-kvc.soneparsea.com:3443/PictureServer/default.aspx/schneider-gv3l32_Datasheet1.pdf?A3889C9397807479A2A1C7A8BAA5959DB4AAC672B9AD63A08377B389B3AB91A7B8AAB9B98365A098B6 | TESYS DECA CIRCUIT BREAKER MAGNETIC 32A EVERLINK BTR CONNECTOR | This 3 poles AC TeSys GV3 uses thermal-magnetic trip unit tecnology for application with motors. It meets IP20 conforming to IEC 60529. | With integrated auxiliary switch | no
| 5 | Circuit Breakers and Fuses | Circuit Breakers | Motor Protection Circuit Breakers | TESYS DECA CIRCUIT BREAKER MAGNETIC 32A EVERLINK BTR CONNECT | 2006506 | GV3L32 | SCHNEIDER ELECTRIC | 6025 | https://pim-kvc.soneparsea.com:3443/PictureServer/default.aspx/schneider-GV3L32_Image1.jpg?A3889C9397807479A2A1C7A8BAA5959DB4AAC672998D63808377B38EBF9897998173BEB5B9 | https://pim-kvc.soneparsea.com:3443/PictureServer/default.aspx/schneider-gv3l32_Datasheet1.pdf?A3889C9397807479A2A1C7A8BAA5959DB4AAC672B9AD63A08377B389B3AB91A7B8AAB9B98365A098B6 | TESYS DECA CIRCUIT BREAKER MAGNETIC 32A EVERLINK BTR CONNECTOR | This 3 poles AC TeSys GV3 uses thermal-magnetic trip unit tecnology for application with motors. It meets IP20 conforming to IEC 60529. | With integrated under voltage release | no
| 5 | Circuit Breakers and Fuses | Circuit Breakers | Motor Protection Circuit Breakers | TESYS DECA CIRCUIT BREAKER MAGNETIC 32A EVERLINK BTR CONNECT | 2006506 | GV3L32 | SCHNEIDER ELECTRIC | 6025 | https://pim-kvc.soneparsea.com:3443/PictureServer/default.aspx/schneider-GV3L32_Image1.jpg?A3889C9397807479A2A1C7A8BAA5959DB4AAC672998D63808377B38EBF9897998173BEB5B9 | https://pim-kvc.soneparsea.com:3443/PictureServer/default.aspx/schneider-gv3l32_Datasheet1.pdf?A3889C9397807479A2A1C7A8BAA5959DB4AAC672B9AD63A08377B389B3AB91A7B8AAB9B98365A098B6 | TESYS DECA CIRCUIT BREAKER MAGNETIC 32A EVERLINK BTR CONNECTOR | This 3 poles AC TeSys GV3 uses thermal-magnetic trip unit tecnology for application with motors. It meets IP20 conforming to IEC 60529. | Number of poles | 3
| 5 | Circuit Breakers and Fuses | Circuit Breakers | Motor Protection Circuit Breakers | TESYS DECA CIRCUIT BREAKER MAGNETIC 32A EVERLINK BTR CONNECT | 2006506 | GV3L32 | SCHNEIDER ELECTRIC | 6025 | https://pim-kvc.soneparsea.com:3443/PictureServer/default.aspx/schneider-GV3L32_Image1.jpg?A3889C9397807479A2A1C7A8BAA5959DB4AAC672998D63808377B38EBF9897998173BEB5B9 | https://pim-kvc.soneparsea.com:3443/PictureServer/default.aspx/schneider-gv3l32_Datasheet1.pdf?A3889C9397807479A2A1C7A8BAA5959DB4AAC672B9AD63A08377B389B3AB91A7B8AAB9B98365A098B6 | TESYS DECA CIRCUIT BREAKER MAGNETIC 32A EVERLINK BTR CONNECTOR | This 3 poles AC TeSys GV3 uses thermal-magnetic trip unit tecnology for application with motors. It meets IP20 conforming to IEC 60529. | Rated short-circuit breaking capacity lcu at 400 V, AC | 100kA
| 5 | Circuit Breakers and Fuses | Circuit Breakers | Motor Protection Circuit Breakers | TESYS DECA CIRCUIT BREAKER MAGNETIC 32A EVERLINK BTR CONNECT | 2006506 | GV3L32 | SCHNEIDER ELECTRIC | 6025 | https://pim-kvc.soneparsea.com:3443/PictureServer/default.aspx/schneider-GV3L32_Image1.jpg?A3889C9397807479A2A1C7A8BAA5959DB4AAC672998D63808377B38EBF9897998173BEB5B9 | https://pim-kvc.soneparsea.com:3443/PictureServer/default.aspx/schneider-gv3l32_Datasheet1.pdf?A3889C9397807479A2A1C7A8BAA5959DB4AAC672B9AD63A08377B389B3AB91A7B8AAB9B98365A098B6 | TESYS DECA CIRCUIT BREAKER MAGNETIC 32A EVERLINK BTR CONNECTOR | This 3 poles AC TeSys GV3 uses thermal-magnetic trip unit tecnology for application with motors. It meets IP20 conforming to IEC 60529. | Degree of protection (IP) | IP20
| 5 | Circuit Breakers and Fuses | Circuit Breakers | Motor Protection Circuit Breakers | TESYS DECA CIRCUIT BREAKER MAGNETIC 32A EVERLINK BTR CONNECT | 2006506 | GV3L32 | SCHNEIDER ELECTRIC | 6025 | https://pim-kvc.soneparsea.com:3443/PictureServer/default.aspx/schneider-GV3L32_Image1.jpg?A3889C9397807479A2A1C7A8BAA5959DB4AAC672998D63808377B38EBF9897998173BEB5B9 | https://pim-kvc.soneparsea.com:3443/PictureServer/default.aspx/schneider-gv3l32_Datasheet1.pdf?A3889C9397807479A2A1C7A8BAA5959DB4AAC672B9AD63A08377B389B3AB91A7B8AAB9B98365A098B6 | TESYS DECA CIRCUIT BREAKER MAGNETIC 32A EVERLINK BTR CONNECTOR | This 3 poles AC TeSys GV3 uses thermal-magnetic trip unit tecnology for application with motors. It meets IP20 conforming to IEC 60529. | Height | 132mm
| 5 | Circuit Breakers and Fuses | Circuit Breakers | Motor Protection Circuit Breakers | TESYS DECA CIRCUIT BREAKER MAGNETIC 32A EVERLINK BTR CONNECT | 2006506 | GV3L32 | SCHNEIDER ELECTRIC | 6025 | https://pim-kvc.soneparsea.com:3443/PictureServer/default.aspx/schneider-GV3L32_Image1.jpg?A3889C9397807479A2A1C7A8BAA5959DB4AAC672998D63808377B38EBF9897998173BEB5B9 | https://pim-kvc.soneparsea.com:3443/PictureServer/default.aspx/schneider-gv3l32_Datasheet1.pdf?A3889C9397807479A2A1C7A8BAA5959DB4AAC672B9AD63A08377B389B3AB91A7B8AAB9B98365A098B6 | TESYS DECA CIRCUIT BREAKER MAGNETIC 32A EVERLINK BTR CONNECTOR | This 3 poles AC TeSys GV3 uses thermal-magnetic trip unit tecnology for application with motors. It meets IP20 conforming to IEC 60529. | Width | 55mm
| 5 | Circuit Breakers and Fuses | Circuit Breakers | Motor Protection Circuit Breakers | TESYS DECA CIRCUIT BREAKER MAGNETIC 32A EVERLINK BTR CONNECT | 2006506 | GV3L32 | SCHNEIDER ELECTRIC | 6025 | https://pim-kvc.soneparsea.com:3443/PictureServer/default.aspx/schneider-GV3L32_Image1.jpg?A3889C9397807479A2A1C7A8BAA5959DB4AAC672998D63808377B38EBF9897998173BEB5B9 | https://pim-kvc.soneparsea.com:3443/PictureServer/default.aspx/schneider-gv3l32_Datasheet1.pdf?A3889C9397807479A2A1C7A8BAA5959DB4AAC672B9AD63A08377B389B3AB91A7B8AAB9B98365A098B6 | TESYS DECA CIRCUIT BREAKER MAGNETIC 32A EVERLINK BTR CONNECTOR | This 3 poles AC TeSys GV3 uses thermal-magnetic trip unit tecnology for application with motors. It meets IP20 conforming to IEC 60529. | Depth | 136mm
| 5 | Circuit Breakers and Fuses | Circuit Breakers | Motor Protection Circuit Breakers | TESYS DECA CIRCUIT BREAKER MAGNETIC 32A EVERLINK BTR CONNECT | 2006506 | GV3L32 | SCHNEIDER ELECTRIC | 6025 | https://pim-kvc.soneparsea.com:3443/PictureServer/default.aspx/schneider-GV3L32_Image1.jpg?A3889C9397807479A2A1C7A8BAA5959DB4AAC672998D63808377B38EBF9897998173BEB5B9 | https://pim-kvc.soneparsea.com:3443/PictureServer/default.aspx/schneider-gv3l32_Datasheet1.pdf?A3889C9397807479A2A1C7A8BAA5959DB4AAC672B9AD63A08377B389B3AB91A7B8AAB9B98365A098B6 | TESYS DECA CIRCUIT BREAKER MAGNETIC 32A EVERLINK BTR CONNECTOR | This 3 poles AC TeSys GV3 uses thermal-magnetic trip unit tecnology for application with motors. It meets IP20 conforming to IEC 60529. | Overload release current setting | 23...23A
| 5 | Circuit Breakers and Fuses | Circuit Breakers | Motor Protection Circuit Breakers | TESYS DECA CIRCUIT BREAKER MAGNETIC 32A EVERLINK BTR CONNECT | 2006506 | GV3L32 | SCHNEIDER ELECTRIC | 6025 | https://pim-kvc.soneparsea.com:3443/PictureServer/default.aspx/schneider-GV3L32_Image1.jpg?A3889C9397807479A2A1C7A8BAA5959DB4AAC672998D63808377B38EBF9897998173BEB5B9 | https://pim-kvc.soneparsea.com:3443/PictureServer/default.aspx/schneider-gv3l32_Datasheet1.pdf?A3889C9397807479A2A1C7A8BAA5959DB4AAC672B9AD63A08377B389B3AB91A7B8AAB9B98365A098B6 | TESYS DECA CIRCUIT BREAKER MAGNETIC 32A EVERLINK BTR CONNECTOR | This 3 poles AC TeSys GV3 uses thermal-magnetic trip unit tecnology for application with motors. It meets IP20 conforming to IEC 60529. | Adjustment range undelayed short-circuit release | 448...448A
| 5 | Circuit Breakers and Fuses | Circuit Breakers | Motor Protection Circuit Breakers | TESYS DECA CIRCUIT BREAKER MAGNETIC 32A EVERLINK BTR CONNECT | 2006506 | GV3L32 | SCHNEIDER ELECTRIC | 6025 | https://pim-kvc.soneparsea.com:3443/PictureServer/default.aspx/schneider-GV3L32_Image1.jpg?A3889C9397807479A2A1C7A8BAA5959DB4AAC672998D63808377B38EBF9897998173BEB5B9 | https://pim-kvc.soneparsea.com:3443/PictureServer/default.aspx/schneider-gv3l32_Datasheet1.pdf?A3889C9397807479A2A1C7A8BAA5959DB4AAC672B9AD63A08377B389B3AB91A7B8AAB9B98365A098B6 | TESYS DECA CIRCUIT BREAKER MAGNETIC 32A EVERLINK BTR CONNECTOR | This 3 poles AC TeSys GV3 uses thermal-magnetic trip unit tecnology for application with motors. It meets IP20 conforming to IEC 60529. | With thermal protection | no
| 5 | Circuit Breakers and Fuses | Circuit Breakers | Motor Protection Circuit Breakers | TESYS DECA CIRCUIT BREAKER MAGNETIC 32A EVERLINK BTR CONNECT | 2006506 | GV3L32 | SCHNEIDER ELECTRIC | 6025 | https://pim-kvc.soneparsea.com:3443/PictureServer/default.aspx/schneider-GV3L32_Image1.jpg?A3889C9397807479A2A1C7A8BAA5959DB4AAC672998D63808377B38EBF9897998173BEB5B9 | https://pim-kvc.soneparsea.com:3443/PictureServer/default.aspx/schneider-gv3l32_Datasheet1.pdf?A3889C9397807479A2A1C7A8BAA5959DB4AAC672B9AD63A08377B389B3AB91A7B8AAB9B98365A098B6 | TESYS DECA CIRCUIT BREAKER MAGNETIC 32A EVERLINK BTR CONNECTOR | This 3 poles AC TeSys GV3 uses thermal-magnetic trip unit tecnology for application with motors. It meets IP20 conforming to IEC 60529. | Phase failure sensitive | yes
| 5 | Circuit Breakers and Fuses | Circuit Breakers | Motor Protection Circuit Breakers | TESYS DECA CIRCUIT BREAKER MAGNETIC 32A EVERLINK BTR CONNECT | 2006506 | GV3L32 | SCHNEIDER ELECTRIC | 6025 | https://pim-kvc.soneparsea.com:3443/PictureServer/default.aspx/schneider-GV3L32_Image1.jpg?A3889C9397807479A2A1C7A8BAA5959DB4AAC672998D63808377B38EBF9897998173BEB5B9 | https://pim-kvc.soneparsea.com:3443/PictureServer/default.aspx/schneider-gv3l32_Datasheet1.pdf?A3889C9397807479A2A1C7A8BAA5959DB4AAC672B9AD63A08377B389B3AB91A7B8AAB9B98365A098B6 | TESYS DECA CIRCUIT BREAKER MAGNETIC 32A EVERLINK BTR CONNECTOR | This 3 poles AC TeSys GV3 uses thermal-magnetic trip unit tecnology for application with motors. It meets IP20 conforming to IEC 60529. | Switch off technique | Magnetic
| 5 | Circuit Breakers and Fuses | Circuit Breakers | Motor Protection Circuit Breakers | TESYS DECA CIRCUIT BREAKER MAGNETIC 32A EVERLINK BTR CONNECT | 2006506 | GV3L32 | SCHNEIDER ELECTRIC | 6025 | https://pim-kvc.soneparsea.com:3443/PictureServer/default.aspx/schneider-GV3L32_Image1.jpg?A3889C9397807479A2A1C7A8BAA5959DB4AAC672998D63808377B38EBF9897998173BEB5B9 | https://pim-kvc.soneparsea.com:3443/PictureServer/default.aspx/schneider-gv3l32_Datasheet1.pdf?A3889C9397807479A2A1C7A8BAA5959DB4AAC672B9AD63A08377B389B3AB91A7B8AAB9B98365A098B6 | TESYS DECA CIRCUIT BREAKER MAGNETIC 32A EVERLINK BTR CONNECTOR | This 3 poles AC TeSys GV3 uses thermal-magnetic trip unit tecnology for application with motors. It meets IP20 conforming to IEC 60529. | Rated operating voltage | 690...690V
| 5 | Circuit Breakers and Fuses | Circuit Breakers | Motor Protection Circuit Breakers | TESYS DECA CIRCUIT BREAKER MAGNETIC 32A EVERLINK BTR CONNECT | 2006506 | GV3L32 | SCHNEIDER ELECTRIC | 6025 | https://pim-kvc.soneparsea.com:3443/PictureServer/default.aspx/schneider-GV3L32_Image1.jpg?A3889C9397807479A2A1C7A8BAA5959DB4AAC672998D63808377B38EBF9897998173BEB5B9 | https://pim-kvc.soneparsea.com:3443/PictureServer/default.aspx/schneider-gv3l32_Datasheet1.pdf?A3889C9397807479A2A1C7A8BAA5959DB4AAC672B9AD63A08377B389B3AB91A7B8AAB9B98365A098B6 | TESYS DECA CIRCUIT BREAKER MAGNETIC 32A EVERLINK BTR CONNECTOR | This 3 poles AC TeSys GV3 uses thermal-magnetic trip unit tecnology for application with motors. It meets IP20 conforming to IEC 60529. | Rated permanent current Iu | 32A
| 5 | Circuit Breakers and Fuses | Circuit Breakers | Motor Protection Circuit Breakers | TESYS DECA CIRCUIT BREAKER MAGNETIC 32A EVERLINK BTR CONNECT | 2006506 | GV3L32 | SCHNEIDER ELECTRIC | 6025 | https://pim-kvc.soneparsea.com:3443/PictureServer/default.aspx/schneider-GV3L32_Image1.jpg?A3889C9397807479A2A1C7A8BAA5959DB4AAC672998D63808377B38EBF9897998173BEB5B9 | https://pim-kvc.soneparsea.com:3443/PictureServer/default.aspx/schneider-gv3l32_Datasheet1.pdf?A3889C9397807479A2A1C7A8BAA5959DB4AAC672B9AD63A08377B389B3AB91A7B8AAB9B98365A098B6 | TESYS DECA CIRCUIT BREAKER MAGNETIC 32A EVERLINK BTR CONNECTOR | This 3 poles AC TeSys GV3 uses thermal-magnetic trip unit tecnology for application with motors. It meets IP20 conforming to IEC 60529. | Rated operation power at AC-3, 230 V | 7.5kW
| 5 | Circuit Breakers and Fuses | Circuit Breakers | Motor Protection Circuit Breakers | TESYS DECA CIRCUIT BREAKER MAGNETIC 32A EVERLINK BTR CONNECT | 2006506 | GV3L32 | SCHNEIDER ELECTRIC | 6025 | https://pim-kvc.soneparsea.com:3443/PictureServer/default.aspx/schneider-GV3L32_Image1.jpg?A3889C9397807479A2A1C7A8BAA5959DB4AAC672998D63808377B38EBF9897998173BEB5B9 | https://pim-kvc.soneparsea.com:3443/PictureServer/default.aspx/schneider-gv3l32_Datasheet1.pdf?A3889C9397807479A2A1C7A8BAA5959DB4AAC672B9AD63A08377B389B3AB91A7B8AAB9B98365A098B6 | TESYS DECA CIRCUIT BREAKER MAGNETIC 32A EVERLINK BTR CONNECTOR | This 3 poles AC TeSys GV3 uses thermal-magnetic trip unit tecnology for application with motors. It meets IP20 conforming to IEC 60529. | Rated operation power at AC-3, 400 V | 15kW
| 5 | Circuit Breakers and Fuses | Circuit Breakers | Motor Protection Circuit Breakers | TESYS DECA CIRCUIT BREAKER MAGNETIC 32A EVERLINK BTR CONNECT | 2006506 | GV3L32 | SCHNEIDER ELECTRIC | 6025 | https://pim-kvc.soneparsea.com:3443/PictureServer/default.aspx/schneider-GV3L32_Image1.jpg?A3889C9397807479A2A1C7A8BAA5959DB4AAC672998D63808377B38EBF9897998173BEB5B9 | https://pim-kvc.soneparsea.com:3443/PictureServer/default.aspx/schneider-gv3l32_Datasheet1.pdf?A3889C9397807479A2A1C7A8BAA5959DB4AAC672B9AD63A08377B389B3AB91A7B8AAB9B98365A098B6 | TESYS DECA CIRCUIT BREAKER MAGNETIC 32A EVERLINK BTR CONNECTOR | This 3 poles AC TeSys GV3 uses thermal-magnetic trip unit tecnology for application with motors. It meets IP20 conforming to IEC 60529. | Type of electrical connection of main circuit | Screw connection
| 5 | Circuit Breakers and Fuses | Circuit Breakers | Motor Protection Circuit Breakers | TESYS DECA CIRCUIT BREAKER MAGNETIC 32A EVERLINK BTR CONNECT | 2006506 | GV3L32 | SCHNEIDER ELECTRIC | 6025 | https://pim-kvc.soneparsea.com:3443/PictureServer/default.aspx/schneider-GV3L32_Image1.jpg?A3889C9397807479A2A1C7A8BAA5959DB4AAC672998D63808377B38EBF9897998173BEB5B9 | https://pim-kvc.soneparsea.com:3443/PictureServer/default.aspx/schneider-gv3l32_Datasheet1.pdf?A3889C9397807479A2A1C7A8BAA5959DB4AAC672B9AD63A08377B389B3AB91A7B8AAB9B98365A098B6 | TESYS DECA CIRCUIT BREAKER MAGNETIC 32A EVERLINK BTR CONNECTOR | This 3 poles AC TeSys GV3 uses thermal-magnetic trip unit tecnology for application with motors. It meets IP20 conforming to IEC 60529. | Type of control element | Turn button
| 5 | Circuit Breakers and Fuses | Circuit Breakers | Motor Protection Circuit Breakers | TESYS DECA CIRCUIT BREAKER MAGNETIC 32A EVERLINK BTR CONNECT | 2006506 | GV3L32 | SCHNEIDER ELECTRIC | 6025 | https://pim-kvc.soneparsea.com:3443/PictureServer/default.aspx/schneider-GV3L32_Image1.jpg?A3889C9397807479A2A1C7A8BAA5959DB4AAC672998D63808377B38EBF9897998173BEB5B9 | https://pim-kvc.soneparsea.com:3443/PictureServer/default.aspx/schneider-gv3l32_Datasheet1.pdf?A3889C9397807479A2A1C7A8BAA5959DB4AAC672B9AD63A08377B389B3AB91A7B8AAB9B98365A098B6 | TESYS DECA CIRCUIT BREAKER MAGNETIC 32A EVERLINK BTR CONNECTOR | This 3 poles AC TeSys GV3 uses thermal-magnetic trip unit tecnology for application with motors. It meets IP20 conforming to IEC 60529. | Device construction | Complete device in housing
| 5 | Circuit Breakers and Fuses | Circuit Breakers | Motor Protection Circuit Breakers | TESYS DECA CIRCUIT BREAKER MAGNETIC 32A EVERLINK BTR CONNECT | 2006506 | GV3L32 | SCHNEIDER ELECTRIC | 6025 | https://pim-kvc.soneparsea.com:3443/PictureServer/default.aspx/schneider-GV3L32_Image1.jpg?A3889C9397807479A2A1C7A8BAA5959DB4AAC672998D63808377B38EBF9897998173BEB5B9 | https://pim-kvc.soneparsea.com:3443/PictureServer/default.aspx/schneider-gv3l32_Datasheet1.pdf?A3889C9397807479A2A1C7A8BAA5959DB4AAC672B9AD63A08377B389B3AB91A7B8AAB9B98365A098B6 | TESYS DECA CIRCUIT BREAKER MAGNETIC 32A EVERLINK BTR CONNECTOR | This 3 poles AC TeSys GV3 uses thermal-magnetic trip unit tecnology for application with motors. It meets IP20 conforming to IEC 60529. | With integrated auxiliary switch | no
| 5 | Circuit Breakers and Fuses | Circuit Breakers | Motor Protection Circuit Breakers | TESYS DECA CIRCUIT BREAKER MAGNETIC 32A EVERLINK BTR CONNECT | 2006506 | GV3L32 | SCHNEIDER ELECTRIC | 6025 | https://pim-kvc.soneparsea.com:3443/PictureServer/default.aspx/schneider-GV3L32_Image1.jpg?A3889C9397807479A2A1C7A8BAA5959DB4AAC672998D63808377B38EBF9897998173BEB5B9 | https://pim-kvc.soneparsea.com:3443/PictureServer/default.aspx/schneider-gv3l32_Datasheet1.pdf?A3889C9397807479A2A1C7A8BAA5959DB4AAC672B9AD63A08377B389B3AB91A7B8AAB9B98365A098B6 | TESYS DECA CIRCUIT BREAKER MAGNETIC 32A EVERLINK BTR CONNECTOR | This 3 poles AC TeSys GV3 uses thermal-magnetic trip unit tecnology for application with motors. It meets IP20 conforming to IEC 60529. | With integrated under voltage release | no
| 5 | Circuit Breakers and Fuses | Circuit Breakers | Motor Protection Circuit Breakers | TESYS DECA CIRCUIT BREAKER MAGNETIC 32A EVERLINK BTR CONNECT | 2006506 | GV3L32 | SCHNEIDER ELECTRIC | 6025 | https://pim-kvc.soneparsea.com:3443/PictureServer/default.aspx/schneider-GV3L32_Image1.jpg?A3889C9397807479A2A1C7A8BAA5959DB4AAC672998D63808377B38EBF9897998173BEB5B9 | https://pim-kvc.soneparsea.com:3443/PictureServer/default.aspx/schneider-gv3l32_Datasheet1.pdf?A3889C9397807479A2A1C7A8BAA5959DB4AAC672B9AD63A08377B389B3AB91A7B8AAB9B98365A098B6 | TESYS DECA CIRCUIT BREAKER MAGNETIC 32A EVERLINK BTR CONNECTOR | This 3 poles AC TeSys GV3 uses thermal-magnetic trip unit tecnology for application with motors. It meets IP20 conforming to IEC 60529. | Number of poles | 3
| 5 | Circuit Breakers and Fuses | Circuit Breakers | Motor Protection Circuit Breakers | TESYS DECA CIRCUIT BREAKER MAGNETIC 32A EVERLINK BTR CONNECT | 2006506 | GV3L32 | SCHNEIDER ELECTRIC | 6025 | https://pim-kvc.soneparsea.com:3443/PictureServer/default.aspx/schneider-GV3L32_Image1.jpg?A3889C9397807479A2A1C7A8BAA5959DB4AAC672998D63808377B38EBF9897998173BEB5B9 | https://pim-kvc.soneparsea.com:3443/PictureServer/default.aspx/schneider-gv3l32_Datasheet1.pdf?A3889C9397807479A2A1C7A8BAA5959DB4AAC672B9AD63A08377B389B3AB91A7B8AAB9B98365A098B6 | TESYS DECA CIRCUIT BREAKER MAGNETIC 32A EVERLINK BTR CONNECTOR | This 3 poles AC TeSys GV3 uses thermal-magnetic trip unit tecnology for application with motors. It meets IP20 conforming to IEC 60529. | Rated short-circuit breaking capacity lcu at 400 V, AC | 100kA
| 5 | Circuit Breakers and Fuses | Circuit Breakers | Motor Protection Circuit Breakers | TESYS DECA CIRCUIT BREAKER MAGNETIC 32A EVERLINK BTR CONNECT | 2006506 | GV3L32 | SCHNEIDER ELECTRIC | 6025 | https://pim-kvc.soneparsea.com:3443/PictureServer/default.aspx/schneider-GV3L32_Image1.jpg?A3889C9397807479A2A1C7A8BAA5959DB4AAC672998D63808377B38EBF9897998173BEB5B9 | https://pim-kvc.soneparsea.com:3443/PictureServer/default.aspx/schneider-gv3l32_Datasheet1.pdf?A3889C9397807479A2A1C7A8BAA5959DB4AAC672B9AD63A08377B389B3AB91A7B8AAB9B98365A098B6 | TESYS DECA CIRCUIT BREAKER MAGNETIC 32A EVERLINK BTR CONNECTOR | This 3 poles AC TeSys GV3 uses thermal-magnetic trip unit tecnology for application with motors. It meets IP20 conforming to IEC 60529. | Degree of protection (IP) | IP20
| 5 | Circuit Breakers and Fuses | Circuit Breakers | Motor Protection Circuit Breakers | TESYS DECA CIRCUIT BREAKER MAGNETIC 32A EVERLINK BTR CONNECT | 2006506 | GV3L32 | SCHNEIDER ELECTRIC | 6025 | https://pim-kvc.soneparsea.com:3443/PictureServer/default.aspx/schneider-GV3L32_Image1.jpg?A3889C9397807479A2A1C7A8BAA5959DB4AAC672998D63808377B38EBF9897998173BEB5B9 | https://pim-kvc.soneparsea.com:3443/PictureServer/default.aspx/schneider-gv3l32_Datasheet1.pdf?A3889C9397807479A2A1C7A8BAA5959DB4AAC672B9AD63A08377B389B3AB91A7B8AAB9B98365A098B6 | TESYS DECA CIRCUIT BREAKER MAGNETIC 32A EVERLINK BTR CONNECTOR | This 3 poles AC TeSys GV3 uses thermal-magnetic trip unit tecnology for application with motors. It meets IP20 conforming to IEC 60529. | Height | 132mm
| 5 | Circuit Breakers and Fuses | Circuit Breakers | Motor Protection Circuit Breakers | TESYS DECA CIRCUIT BREAKER MAGNETIC 32A EVERLINK BTR CONNECT | 2006506 | GV3L32 | SCHNEIDER ELECTRIC | 6025 | https://pim-kvc.soneparsea.com:3443/PictureServer/default.aspx/schneider-GV3L32_Image1.jpg?A3889C9397807479A2A1C7A8BAA5959DB4AAC672998D63808377B38EBF9897998173BEB5B9 | https://pim-kvc.soneparsea.com:3443/PictureServer/default.aspx/schneider-gv3l32_Datasheet1.pdf?A3889C9397807479A2A1C7A8BAA5959DB4AAC672B9AD63A08377B389B3AB91A7B8AAB9B98365A098B6 | TESYS DECA CIRCUIT BREAKER MAGNETIC 32A EVERLINK BTR CONNECTOR | This 3 poles AC TeSys GV3 uses thermal-magnetic trip unit tecnology for application with motors. It meets IP20 conforming to IEC 60529. | Width | 55mm
| 5 | Circuit Breakers and Fuses | Circuit Breakers | Motor Protection Circuit Breakers | TESYS DECA CIRCUIT BREAKER MAGNETIC 32A EVERLINK BTR CONNECT | 2006506 | GV3L32 | SCHNEIDER ELECTRIC | 6025 | https://pim-kvc.soneparsea.com:3443/PictureServer/default.aspx/schneider-GV3L32_Image1.jpg?A3889C9397807479A2A1C7A8BAA5959DB4AAC672998D63808377B38EBF9897998173BEB5B9 | https://pim-kvc.soneparsea.com:3443/PictureServer/default.aspx/schneider-gv3l32_Datasheet1.pdf?A3889C9397807479A2A1C7A8BAA5959DB4AAC672B9AD63A08377B389B3AB91A7B8AAB9B98365A098B6 | TESYS DECA CIRCUIT BREAKER MAGNETIC 32A EVERLINK BTR CONNECTOR | This 3 poles AC TeSys GV3 uses thermal-magnetic trip unit tecnology for application with motors. It meets IP20 conforming to IEC 60529. | Depth | 136mm
| 5 | Circuit Breakers and Fuses | Circuit Breakers | Motor Protection Circuit Breakers | TESYS DECA CIRCUIT BREAKER MAGNETIC 32A EVERLINK BTR CONNECT | 2006506 | GV3L32 | SCHNEIDER ELECTRIC | 6025 | https://pim-kvc.soneparsea.com:3443/PictureServer/default.aspx/schneider-GV3L32_Image1.jpg?A3889C9397807479A2A1C7A8BAA5959DB4AAC672998D63808377B38EBF9897998173BEB5B9 | https://pim-kvc.soneparsea.com:3443/PictureServer/default.aspx/schneider-gv3l32_Datasheet1.pdf?A3889C9397807479A2A1C7A8BAA5959DB4AAC672B9AD63A08377B389B3AB91A7B8AAB9B98365A098B6 | TESYS DECA CIRCUIT BREAKER MAGNETIC 32A EVERLINK BTR CONNECTOR | This 3 poles AC TeSys GV3 uses thermal-magnetic trip unit tecnology for application with motors. It meets IP20 conforming to IEC 60529. | Overload release current setting | 23...23A
| 5 | Circuit Breakers and Fuses | Circuit Breakers | Motor Protection Circuit Breakers | TESYS DECA CIRCUIT BREAKER MAGNETIC 32A EVERLINK BTR CONNECT | 2006506 | GV3L32 | SCHNEIDER ELECTRIC | 6025 | https://pim-kvc.soneparsea.com:3443/PictureServer/default.aspx/schneider-GV3L32_Image1.jpg?A3889C9397807479A2A1C7A8BAA5959DB4AAC672998D63808377B38EBF9897998173BEB5B9 | https://pim-kvc.soneparsea.com:3443/PictureServer/default.aspx/schneider-gv3l32_Datasheet1.pdf?A3889C9397807479A2A1C7A8BAA5959DB4AAC672B9AD63A08377B389B3AB91A7B8AAB9B98365A098B6 | TESYS DECA CIRCUIT BREAKER MAGNETIC 32A EVERLINK BTR CONNECTOR | This 3 poles AC TeSys GV3 uses thermal-magnetic trip unit tecnology for application with motors. It meets IP20 conforming to IEC 60529. | Adjustment range undelayed short-circuit release | 448...448A
| 5 | Circuit Breakers and Fuses | Circuit Breakers | Motor Protection Circuit Breakers | TESYS DECA CIRCUIT BREAKER MAGNETIC 32A EVERLINK BTR CONNECT | 2006506 | GV3L32 | SCHNEIDER ELECTRIC | 6025 | https://pim-kvc.soneparsea.com:3443/PictureServer/default.aspx/schneider-GV3L32_Image1.jpg?A3889C9397807479A2A1C7A8BAA5959DB4AAC672998D63808377B38EBF9897998173BEB5B9 | https://pim-kvc.soneparsea.com:3443/PictureServer/default.aspx/schneider-gv3l32_Datasheet1.pdf?A3889C9397807479A2A1C7A8BAA5959DB4AAC672B9AD63A08377B389B3AB91A7B8AAB9B98365A098B6 | TESYS DECA CIRCUIT BREAKER MAGNETIC 32A EVERLINK BTR CONNECTOR | This 3 poles AC TeSys GV3 uses thermal-magnetic trip unit tecnology for application with motors. It meets IP20 conforming to IEC 60529. | With thermal protection | no
| 5 | Circuit Breakers and Fuses | Circuit Breakers | Motor Protection Circuit Breakers | TESYS DECA CIRCUIT BREAKER MAGNETIC 32A EVERLINK BTR CONNECT | 2006506 | GV3L32 | SCHNEIDER ELECTRIC | 6025 | https://pim-kvc.soneparsea.com:3443/PictureServer/default.aspx/schneider-GV3L32_Image1.jpg?A3889C9397807479A2A1C7A8BAA5959DB4AAC672998D63808377B38EBF9897998173BEB5B9 | https://pim-kvc.soneparsea.com:3443/PictureServer/default.aspx/schneider-gv3l32_Datasheet1.pdf?A3889C9397807479A2A1C7A8BAA5959DB4AAC672B9AD63A08377B389B3AB91A7B8AAB9B98365A098B6 | TESYS DECA CIRCUIT BREAKER MAGNETIC 32A EVERLINK BTR CONNECTOR | This 3 poles AC TeSys GV3 uses thermal-magnetic trip unit tecnology for application with motors. It meets IP20 conforming to IEC 60529. | Phase failure sensitive | yes
| 5 | Circuit Breakers and Fuses | Circuit Breakers | Motor Protection Circuit Breakers | TESYS DECA CIRCUIT BREAKER MAGNETIC 32A EVERLINK BTR CONNECT | 2006506 | GV3L32 | SCHNEIDER ELECTRIC | 6025 | https://pim-kvc.soneparsea.com:3443/PictureServer/default.aspx/schneider-GV3L32_Image1.jpg?A3889C9397807479A2A1C7A8BAA5959DB4AAC672998D63808377B38EBF9897998173BEB5B9 | https://pim-kvc.soneparsea.com:3443/PictureServer/default.aspx/schneider-gv3l32_Datasheet1.pdf?A3889C9397807479A2A1C7A8BAA5959DB4AAC672B9AD63A08377B389B3AB91A7B8AAB9B98365A098B6 | TESYS DECA CIRCUIT BREAKER MAGNETIC 32A EVERLINK BTR CONNECTOR | This 3 poles AC TeSys GV3 uses thermal-magnetic trip unit tecnology for application with motors. It meets IP20 conforming to IEC 60529. | Switch off technique | Magnetic
| 5 | Circuit Breakers and Fuses | Circuit Breakers | Motor Protection Circuit Breakers | TESYS DECA CIRCUIT BREAKER MAGNETIC 32A EVERLINK BTR CONNECT | 2006506 | GV3L32 | SCHNEIDER ELECTRIC | 6025 | https://pim-kvc.soneparsea.com:3443/PictureServer/default.aspx/schneider-GV3L32_Image1.jpg?A3889C9397807479A2A1C7A8BAA5959DB4AAC672998D63808377B38EBF9897998173BEB5B9 | https://pim-kvc.soneparsea.com:3443/PictureServer/default.aspx/schneider-gv3l32_Datasheet1.pdf?A3889C9397807479A2A1C7A8BAA5959DB4AAC672B9AD63A08377B389B3AB91A7B8AAB9B98365A098B6 | TESYS DECA CIRCUIT BREAKER MAGNETIC 32A EVERLINK BTR CONNECTOR | This 3 poles AC TeSys GV3 uses thermal-magnetic trip unit tecnology for application with motors. It meets IP20 conforming to IEC 60529. | Rated operating voltage | 690...690V
| 5 | Circuit Breakers and Fuses | Circuit Breakers | Motor Protection Circuit Breakers | TESYS DECA CIRCUIT BREAKER MAGNETIC 32A EVERLINK BTR CONNECT | 2006506 | GV3L32 | SCHNEIDER ELECTRIC | 6025 | https://pim-kvc.soneparsea.com:3443/PictureServer/default.aspx/schneider-GV3L32_Image1.jpg?A3889C9397807479A2A1C7A8BAA5959DB4AAC672998D63808377B38EBF9897998173BEB5B9 | https://pim-kvc.soneparsea.com:3443/PictureServer/default.aspx/schneider-gv3l32_Datasheet1.pdf?A3889C9397807479A2A1C7A8BAA5959DB4AAC672B9AD63A08377B389B3AB91A7B8AAB9B98365A098B6 | TESYS DECA CIRCUIT BREAKER MAGNETIC 32A EVERLINK BTR CONNECTOR | This 3 poles AC TeSys GV3 uses thermal-magnetic trip unit tecnology for application with motors. It meets IP20 conforming to IEC 60529. | Rated permanent current Iu | 32A
| 5 | Circuit Breakers and Fuses | Circuit Breakers | Motor Protection Circuit Breakers | TESYS DECA CIRCUIT BREAKER MAGNETIC 32A EVERLINK BTR CONNECT | 2006506 | GV3L32 | SCHNEIDER ELECTRIC | 6025 | https://pim-kvc.soneparsea.com:3443/PictureServer/default.aspx/schneider-GV3L32_Image1.jpg?A3889C9397807479A2A1C7A8BAA5959DB4AAC672998D63808377B38EBF9897998173BEB5B9 | https://pim-kvc.soneparsea.com:3443/PictureServer/default.aspx/schneider-gv3l32_Datasheet1.pdf?A3889C9397807479A2A1C7A8BAA5959DB4AAC672B9AD63A08377B389B3AB91A7B8AAB9B98365A098B6 | TESYS DECA CIRCUIT BREAKER MAGNETIC 32A EVERLINK BTR CONNECTOR | This 3 poles AC TeSys GV3 uses thermal-magnetic trip unit tecnology for application with motors. It meets IP20 conforming to IEC 60529. | Rated operation power at AC-3, 230 V | 7.5kW
| 5 | Circuit Breakers and Fuses | Circuit Breakers | Motor Protection Circuit Breakers | TESYS DECA CIRCUIT BREAKER MAGNETIC 32A EVERLINK BTR CONNECT | 2006506 | GV3L32 | SCHNEIDER ELECTRIC | 6025 | https://pim-kvc.soneparsea.com:3443/PictureServer/default.aspx/schneider-GV3L32_Image1.jpg?A3889C9397807479A2A1C7A8BAA5959DB4AAC672998D63808377B38EBF9897998173BEB5B9 | https://pim-kvc.soneparsea.com:3443/PictureServer/default.aspx/schneider-gv3l32_Datasheet1.pdf?A3889C9397807479A2A1C7A8BAA5959DB4AAC672B9AD63A08377B389B3AB91A7B8AAB9B98365A098B6 | TESYS DECA CIRCUIT BREAKER MAGNETIC 32A EVERLINK BTR CONNECTOR | This 3 poles AC TeSys GV3 uses thermal-magnetic trip unit tecnology for application with motors. It meets IP20 conforming to IEC 60529. | Rated operation power at AC-3, 400 V | 15kW
| 5 | Circuit Breakers and Fuses | Circuit Breakers | Motor Protection Circuit Breakers | TESYS DECA CIRCUIT BREAKER MAGNETIC 32A EVERLINK BTR CONNECT | 2006506 | GV3L32 | SCHNEIDER ELECTRIC | 6025 | https://pim-kvc.soneparsea.com:3443/PictureServer/default.aspx/schneider-GV3L32_Image1.jpg?A3889C9397807479A2A1C7A8BAA5959DB4AAC672998D63808377B38EBF9897998173BEB5B9 | https://pim-kvc.soneparsea.com:3443/PictureServer/default.aspx/schneider-gv3l32_Datasheet1.pdf?A3889C9397807479A2A1C7A8BAA5959DB4AAC672B9AD63A08377B389B3AB91A7B8AAB9B98365A098B6 | TESYS DECA CIRCUIT BREAKER MAGNETIC 32A EVERLINK BTR CONNECTOR | This 3 poles AC TeSys GV3 uses thermal-magnetic trip unit tecnology for application with motors. It meets IP20 conforming to IEC 60529. | Type of electrical connection of main circuit | Screw connection
| 5 | Circuit Breakers and Fuses | Circuit Breakers | Motor Protection Circuit Breakers | TESYS DECA CIRCUIT BREAKER MAGNETIC 32A EVERLINK BTR CONNECT | 2006506 | GV3L32 | SCHNEIDER ELECTRIC | 6025 | https://pim-kvc.soneparsea.com:3443/PictureServer/default.aspx/schneider-GV3L32_Image1.jpg?A3889C9397807479A2A1C7A8BAA5959DB4AAC672998D63808377B38EBF9897998173BEB5B9 | https://pim-kvc.soneparsea.com:3443/PictureServer/default.aspx/schneider-gv3l32_Datasheet1.pdf?A3889C9397807479A2A1C7A8BAA5959DB4AAC672B9AD63A08377B389B3AB91A7B8AAB9B98365A098B6 | TESYS DECA CIRCUIT BREAKER MAGNETIC 32A EVERLINK BTR CONNECTOR | This 3 poles AC TeSys GV3 uses thermal-magnetic trip unit tecnology for application with motors. It meets IP20 conforming to IEC 60529. | Type of control element | Turn button
| 5 | Circuit Breakers and Fuses | Circuit Breakers | Motor Protection Circuit Breakers | TESYS DECA CIRCUIT BREAKER MAGNETIC 32A EVERLINK BTR CONNECT | 2006506 | GV3L32 | SCHNEIDER ELECTRIC | 6025 | https://pim-kvc.soneparsea.com:3443/PictureServer/default.aspx/schneider-GV3L32_Image1.jpg?A3889C9397807479A2A1C7A8BAA5959DB4AAC672998D63808377B38EBF9897998173BEB5B9 | https://pim-kvc.soneparsea.com:3443/PictureServer/default.aspx/schneider-gv3l32_Datasheet1.pdf?A3889C9397807479A2A1C7A8BAA5959DB4AAC672B9AD63A08377B389B3AB91A7B8AAB9B98365A098B6 | TESYS DECA CIRCUIT BREAKER MAGNETIC 32A EVERLINK BTR CONNECTOR | This 3 poles AC TeSys GV3 uses thermal-magnetic trip unit tecnology for application with motors. It meets IP20 conforming to IEC 60529. | Device construction | Complete device in housing
| 5 | Circuit Breakers and Fuses | Circuit Breakers | Motor Protection Circuit Breakers | TESYS DECA CIRCUIT BREAKER MAGNETIC 32A EVERLINK BTR CONNECT | 2006506 | GV3L32 | SCHNEIDER ELECTRIC | 6025 | https://pim-kvc.soneparsea.com:3443/PictureServer/default.aspx/schneider-GV3L32_Image1.jpg?A3889C9397807479A2A1C7A8BAA5959DB4AAC672998D63808377B38EBF9897998173BEB5B9 | https://pim-kvc.soneparsea.com:3443/PictureServer/default.aspx/schneider-gv3l32_Datasheet1.pdf?A3889C9397807479A2A1C7A8BAA5959DB4AAC672B9AD63A08377B389B3AB91A7B8AAB9B98365A098B6 | TESYS DECA CIRCUIT BREAKER MAGNETIC 32A EVERLINK BTR CONNECTOR | This 3 poles AC TeSys GV3 uses thermal-magnetic trip unit tecnology for application with motors. It meets IP20 conforming to IEC 60529. | With integrated auxiliary switch | no
| 5 | Circuit Breakers and Fuses | Circuit Breakers | Motor Protection Circuit Breakers | TESYS DECA CIRCUIT BREAKER MAGNETIC 32A EVERLINK BTR CONNECT | 2006506 | GV3L32 | SCHNEIDER ELECTRIC | 6025 | https://pim-kvc.soneparsea.com:3443/PictureServer/default.aspx/schneider-GV3L32_Image1.jpg?A3889C9397807479A2A1C7A8BAA5959DB4AAC672998D63808377B38EBF9897998173BEB5B9 | https://pim-kvc.soneparsea.com:3443/PictureServer/default.aspx/schneider-gv3l32_Datasheet1.pdf?A3889C9397807479A2A1C7A8BAA5959DB4AAC672B9AD63A08377B389B3AB91A7B8AAB9B98365A098B6 | TESYS DECA CIRCUIT BREAKER MAGNETIC 32A EVERLINK BTR CONNECTOR | This 3 poles AC TeSys GV3 uses thermal-magnetic trip unit tecnology for application with motors. It meets IP20 conforming to IEC 60529. | With integrated under voltage release | no
| 5 | Circuit Breakers and Fuses | Circuit Breakers | Motor Protection Circuit Breakers | TESYS DECA CIRCUIT BREAKER MAGNETIC 32A EVERLINK BTR CONNECT | 2006506 | GV3L32 | SCHNEIDER ELECTRIC | 6025 | https://pim-kvc.soneparsea.com:3443/PictureServer/default.aspx/schneider-GV3L32_Image1.jpg?A3889C9397807479A2A1C7A8BAA5959DB4AAC672998D63808377B38EBF9897998173BEB5B9 | https://pim-kvc.soneparsea.com:3443/PictureServer/default.aspx/schneider-gv3l32_Datasheet1.pdf?A3889C9397807479A2A1C7A8BAA5959DB4AAC672B9AD63A08377B389B3AB91A7B8AAB9B98365A098B6 | TESYS DECA CIRCUIT BREAKER MAGNETIC 32A EVERLINK BTR CONNECTOR | This 3 poles AC TeSys GV3 uses thermal-magnetic trip unit tecnology for application with motors. It meets IP20 conforming to IEC 60529. | Number of poles | 3
| 5 | Circuit Breakers and Fuses | Circuit Breakers | Motor Protection Circuit Breakers | TESYS DECA CIRCUIT BREAKER MAGNETIC 32A EVERLINK BTR CONNECT | 2006506 | GV3L32 | SCHNEIDER ELECTRIC | 6025 | https://pim-kvc.soneparsea.com:3443/PictureServer/default.aspx/schneider-GV3L32_Image1.jpg?A3889C9397807479A2A1C7A8BAA5959DB4AAC672998D63808377B38EBF9897998173BEB5B9 | https://pim-kvc.soneparsea.com:3443/PictureServer/default.aspx/schneider-gv3l32_Datasheet1.pdf?A3889C9397807479A2A1C7A8BAA5959DB4AAC672B9AD63A08377B389B3AB91A7B8AAB9B98365A098B6 | TESYS DECA CIRCUIT BREAKER MAGNETIC 32A EVERLINK BTR CONNECTOR | This 3 poles AC TeSys GV3 uses thermal-magnetic trip unit tecnology for application with motors. It meets IP20 conforming to IEC 60529. | Rated short-circuit breaking capacity lcu at 400 V, AC | 100kA
| 5 | Circuit Breakers and Fuses | Circuit Breakers | Motor Protection Circuit Breakers | TESYS DECA CIRCUIT BREAKER MAGNETIC 32A EVERLINK BTR CONNECT | 2006506 | GV3L32 | SCHNEIDER ELECTRIC | 6025 | https://pim-kvc.soneparsea.com:3443/PictureServer/default.aspx/schneider-GV3L32_Image1.jpg?A3889C9397807479A2A1C7A8BAA5959DB4AAC672998D63808377B38EBF9897998173BEB5B9 | https://pim-kvc.soneparsea.com:3443/PictureServer/default.aspx/schneider-gv3l32_Datasheet1.pdf?A3889C9397807479A2A1C7A8BAA5959DB4AAC672B9AD63A08377B389B3AB91A7B8AAB9B98365A098B6 | TESYS DECA CIRCUIT BREAKER MAGNETIC 32A EVERLINK BTR CONNECTOR | This 3 poles AC TeSys GV3 uses thermal-magnetic trip unit tecnology for application with motors. It meets IP20 conforming to IEC 60529. | Degree of protection (IP) | IP20
| 5 | Circuit Breakers and Fuses | Circuit Breakers | Motor Protection Circuit Breakers | TESYS DECA CIRCUIT BREAKER MAGNETIC 32A EVERLINK BTR CONNECT | 2006506 | GV3L32 | SCHNEIDER ELECTRIC | 6025 | https://pim-kvc.soneparsea.com:3443/PictureServer/default.aspx/schneider-GV3L32_Image1.jpg?A3889C9397807479A2A1C7A8BAA5959DB4AAC672998D63808377B38EBF9897998173BEB5B9 | https://pim-kvc.soneparsea.com:3443/PictureServer/default.aspx/schneider-gv3l32_Datasheet1.pdf?A3889C9397807479A2A1C7A8BAA5959DB4AAC672B9AD63A08377B389B3AB91A7B8AAB9B98365A098B6 | TESYS DECA CIRCUIT BREAKER MAGNETIC 32A EVERLINK BTR CONNECTOR | This 3 poles AC TeSys GV3 uses thermal-magnetic trip unit tecnology for application with motors. It meets IP20 conforming to IEC 60529. | Height | 132mm
| 5 | Circuit Breakers and Fuses | Circuit Breakers | Motor Protection Circuit Breakers | TESYS DECA CIRCUIT BREAKER MAGNETIC 32A EVERLINK BTR CONNECT | 2006506 | GV3L32 | SCHNEIDER ELECTRIC | 6025 | https://pim-kvc.soneparsea.com:3443/PictureServer/default.aspx/schneider-GV3L32_Image1.jpg?A3889C9397807479A2A1C7A8BAA5959DB4AAC672998D63808377B38EBF9897998173BEB5B9 | https://pim-kvc.soneparsea.com:3443/PictureServer/default.aspx/schneider-gv3l32_Datasheet1.pdf?A3889C9397807479A2A1C7A8BAA5959DB4AAC672B9AD63A08377B389B3AB91A7B8AAB9B98365A098B6 | TESYS DECA CIRCUIT BREAKER MAGNETIC 32A EVERLINK BTR CONNECTOR | This 3 poles AC TeSys GV3 uses thermal-magnetic trip unit tecnology for application with motors. It meets IP20 conforming to IEC 60529. | Width | 55mm
| 5 | Circuit Breakers and Fuses | Circuit Breakers | Motor Protection Circuit Breakers | TESYS DECA CIRCUIT BREAKER MAGNETIC 32A EVERLINK BTR CONNECT | 2006506 | GV3L32 | SCHNEIDER ELECTRIC | 6025 | https://pim-kvc.soneparsea.com:3443/PictureServer/default.aspx/schneider-GV3L32_Image1.jpg?A3889C9397807479A2A1C7A8BAA5959DB4AAC672998D63808377B38EBF9897998173BEB5B9 | https://pim-kvc.soneparsea.com:3443/PictureServer/default.aspx/schneider-gv3l32_Datasheet1.pdf?A3889C9397807479A2A1C7A8BAA5959DB4AAC672B9AD63A08377B389B3AB91A7B8AAB9B98365A098B6 | TESYS DECA CIRCUIT BREAKER MAGNETIC 32A EVERLINK BTR CONNECTOR | This 3 poles AC TeSys GV3 uses thermal-magnetic trip unit tecnology for application with motors. It meets IP20 conforming to IEC 60529. | Depth | 136mm
| 5 | Circuit Breakers and Fuses | Circuit Breakers | Motor Protection Circuit Breakers | TESYS DECA CIRCUIT BREAKER MAGNETIC 32A EVERLINK BTR CONNECT | 2006506 | GV3L32 | SCHNEIDER ELECTRIC | 6025 | https://pim-kvc.soneparsea.com:3443/PictureServer/default.aspx/schneider-GV3L32_Image1.jpg?A3889C9397807479A2A1C7A8BAA5959DB4AAC672998D63808377B38EBF9897998173BEB5B9 | https://pim-kvc.soneparsea.com:3443/PictureServer/default.aspx/schneider-gv3l32_Datasheet1.pdf?A3889C9397807479A2A1C7A8BAA5959DB4AAC672B9AD63A08377B389B3AB91A7B8AAB9B98365A098B6 | TESYS DECA CIRCUIT BREAKER MAGNETIC 32A EVERLINK BTR CONNECTOR | This 3 poles AC TeSys GV3 uses thermal-magnetic trip unit tecnology for application with motors. It meets IP20 conforming to IEC 60529. | Overload release current setting | 23...23A
| 5 | Circuit Breakers and Fuses | Circuit Breakers | Motor Protection Circuit Breakers | TESYS DECA CIRCUIT BREAKER MAGNETIC 32A EVERLINK BTR CONNECT | 2006506 | GV3L32 | SCHNEIDER ELECTRIC | 6025 | https://pim-kvc.soneparsea.com:3443/PictureServer/default.aspx/schneider-GV3L32_Image1.jpg?A3889C9397807479A2A1C7A8BAA5959DB4AAC672998D63808377B38EBF9897998173BEB5B9 | https://pim-kvc.soneparsea.com:3443/PictureServer/default.aspx/schneider-gv3l32_Datasheet1.pdf?A3889C9397807479A2A1C7A8BAA5959DB4AAC672B9AD63A08377B389B3AB91A7B8AAB9B98365A098B6 | TESYS DECA CIRCUIT BREAKER MAGNETIC 32A EVERLINK BTR CONNECTOR | This 3 poles AC TeSys GV3 uses thermal-magnetic trip unit tecnology for application with motors. It meets IP20 conforming to IEC 60529. | Adjustment range undelayed short-circuit release | 448...448A
| 5 | Circuit Breakers and Fuses | Circuit Breakers | Motor Protection Circuit Breakers | TESYS DECA CIRCUIT BREAKER MAGNETIC 32A EVERLINK BTR CONNECT | 2006506 | GV3L32 | SCHNEIDER ELECTRIC | 6025 | https://pim-kvc.soneparsea.com:3443/PictureServer/default.aspx/schneider-GV3L32_Image1.jpg?A3889C9397807479A2A1C7A8BAA5959DB4AAC672998D63808377B38EBF9897998173BEB5B9 | https://pim-kvc.soneparsea.com:3443/PictureServer/default.aspx/schneider-gv3l32_Datasheet1.pdf?A3889C9397807479A2A1C7A8BAA5959DB4AAC672B9AD63A08377B389B3AB91A7B8AAB9B98365A098B6 | TESYS DECA CIRCUIT BREAKER MAGNETIC 32A EVERLINK BTR CONNECTOR | This 3 poles AC TeSys GV3 uses thermal-magnetic trip unit tecnology for application with motors. It meets IP20 conforming to IEC 60529. | With thermal protection | no
| 5 | Circuit Breakers and Fuses | Circuit Breakers | Motor Protection Circuit Breakers | TESYS DECA CIRCUIT BREAKER MAGNETIC 32A EVERLINK BTR CONNECT | 2006506 | GV3L32 | SCHNEIDER ELECTRIC | 6025 | https://pim-kvc.soneparsea.com:3443/PictureServer/default.aspx/schneider-GV3L32_Image1.jpg?A3889C9397807479A2A1C7A8BAA5959DB4AAC672998D63808377B38EBF9897998173BEB5B9 | https://pim-kvc.soneparsea.com:3443/PictureServer/default.aspx/schneider-gv3l32_Datasheet1.pdf?A3889C9397807479A2A1C7A8BAA5959DB4AAC672B9AD63A08377B389B3AB91A7B8AAB9B98365A098B6 | TESYS DECA CIRCUIT BREAKER MAGNETIC 32A EVERLINK BTR CONNECTOR | This 3 poles AC TeSys GV3 uses thermal-magnetic trip unit tecnology for application with motors. It meets IP20 conforming to IEC 60529. | Phase failure sensitive | yes
| 5 | Circuit Breakers and Fuses | Circuit Breakers | Motor Protection Circuit Breakers | TESYS DECA CIRCUIT BREAKER MAGNETIC 32A EVERLINK BTR CONNECT | 2006506 | GV3L32 | SCHNEIDER ELECTRIC | 6025 | https://pim-kvc.soneparsea.com:3443/PictureServer/default.aspx/schneider-GV3L32_Image1.jpg?A3889C9397807479A2A1C7A8BAA5959DB4AAC672998D63808377B38EBF9897998173BEB5B9 | https://pim-kvc.soneparsea.com:3443/PictureServer/default.aspx/schneider-gv3l32_Datasheet1.pdf?A3889C9397807479A2A1C7A8BAA5959DB4AAC672B9AD63A08377B389B3AB91A7B8AAB9B98365A098B6 | TESYS DECA CIRCUIT BREAKER MAGNETIC 32A EVERLINK BTR CONNECTOR | This 3 poles AC TeSys GV3 uses thermal-magnetic trip unit tecnology for application with motors. It meets IP20 conforming to IEC 60529. | Switch off technique | Magnetic
| 5 | Circuit Breakers and Fuses | Circuit Breakers | Motor Protection Circuit Breakers | TESYS DECA CIRCUIT BREAKER MAGNETIC 32A EVERLINK BTR CONNECT | 2006506 | GV3L32 | SCHNEIDER ELECTRIC | 6025 | https://pim-kvc.soneparsea.com:3443/PictureServer/default.aspx/schneider-GV3L32_Image1.jpg?A3889C9397807479A2A1C7A8BAA5959DB4AAC672998D63808377B38EBF9897998173BEB5B9 | https://pim-kvc.soneparsea.com:3443/PictureServer/default.aspx/schneider-gv3l32_Datasheet1.pdf?A3889C9397807479A2A1C7A8BAA5959DB4AAC672B9AD63A08377B389B3AB91A7B8AAB9B98365A098B6 | TESYS DECA CIRCUIT BREAKER MAGNETIC 32A EVERLINK BTR CONNECTOR | This 3 poles AC TeSys GV3 uses thermal-magnetic trip unit tecnology for application with motors. It meets IP20 conforming to IEC 60529. | Rated operating voltage | 690...690V
| 5 | Circuit Breakers and Fuses | Circuit Breakers | Motor Protection Circuit Breakers | TESYS DECA CIRCUIT BREAKER MAGNETIC 32A EVERLINK BTR CONNECT | 2006506 | GV3L32 | SCHNEIDER ELECTRIC | 6025 | https://pim-kvc.soneparsea.com:3443/PictureServer/default.aspx/schneider-GV3L32_Image1.jpg?A3889C9397807479A2A1C7A8BAA5959DB4AAC672998D63808377B38EBF9897998173BEB5B9 | https://pim-kvc.soneparsea.com:3443/PictureServer/default.aspx/schneider-gv3l32_Datasheet1.pdf?A3889C9397807479A2A1C7A8BAA5959DB4AAC672B9AD63A08377B389B3AB91A7B8AAB9B98365A098B6 | TESYS DECA CIRCUIT BREAKER MAGNETIC 32A EVERLINK BTR CONNECTOR | This 3 poles AC TeSys GV3 uses thermal-magnetic trip unit tecnology for application with motors. It meets IP20 conforming to IEC 60529. | Rated permanent current Iu | 32A
| 5 | Circuit Breakers and Fuses | Circuit Breakers | Motor Protection Circuit Breakers | TESYS DECA CIRCUIT BREAKER MAGNETIC 32A EVERLINK BTR CONNECT | 2006506 | GV3L32 | SCHNEIDER ELECTRIC | 6025 | https://pim-kvc.soneparsea.com:3443/PictureServer/default.aspx/schneider-GV3L32_Image1.jpg?A3889C9397807479A2A1C7A8BAA5959DB4AAC672998D63808377B38EBF9897998173BEB5B9 | https://pim-kvc.soneparsea.com:3443/PictureServer/default.aspx/schneider-gv3l32_Datasheet1.pdf?A3889C9397807479A2A1C7A8BAA5959DB4AAC672B9AD63A08377B389B3AB91A7B8AAB9B98365A098B6 | TESYS DECA CIRCUIT BREAKER MAGNETIC 32A EVERLINK BTR CONNECTOR | This 3 poles AC TeSys GV3 uses thermal-magnetic trip unit tecnology for application with motors. It meets IP20 conforming to IEC 60529. | Rated operation power at AC-3, 230 V | 7.5kW
| 5 | Circuit Breakers and Fuses | Circuit Breakers | Motor Protection Circuit Breakers | TESYS DECA CIRCUIT BREAKER MAGNETIC 32A EVERLINK BTR CONNECT | 2006506 | GV3L32 | SCHNEIDER ELECTRIC | 6025 | https://pim-kvc.soneparsea.com:3443/PictureServer/default.aspx/schneider-GV3L32_Image1.jpg?A3889C9397807479A2A1C7A8BAA5959DB4AAC672998D63808377B38EBF9897998173BEB5B9 | https://pim-kvc.soneparsea.com:3443/PictureServer/default.aspx/schneider-gv3l32_Datasheet1.pdf?A3889C9397807479A2A1C7A8BAA5959DB4AAC672B9AD63A08377B389B3AB91A7B8AAB9B98365A098B6 | TESYS DECA CIRCUIT BREAKER MAGNETIC 32A EVERLINK BTR CONNECTOR | This 3 poles AC TeSys GV3 uses thermal-magnetic trip unit tecnology for application with motors. It meets IP20 conforming to IEC 60529. | Rated operation power at AC-3, 400 V | 15kW
| 5 | Circuit Breakers and Fuses | Circuit Breakers | Motor Protection Circuit Breakers | TESYS DECA CIRCUIT BREAKER MAGNETIC 32A EVERLINK BTR CONNECT | 2006506 | GV3L32 | SCHNEIDER ELECTRIC | 6025 | https://pim-kvc.soneparsea.com:3443/PictureServer/default.aspx/schneider-GV3L32_Image1.jpg?A3889C9397807479A2A1C7A8BAA5959DB4AAC672998D63808377B38EBF9897998173BEB5B9 | https://pim-kvc.soneparsea.com:3443/PictureServer/default.aspx/schneider-gv3l32_Datasheet1.pdf?A3889C9397807479A2A1C7A8BAA5959DB4AAC672B9AD63A08377B389B3AB91A7B8AAB9B98365A098B6 | TESYS DECA CIRCUIT BREAKER MAGNETIC 32A EVERLINK BTR CONNECTOR | This 3 poles AC TeSys GV3 uses thermal-magnetic trip unit tecnology for application with motors. It meets IP20 conforming to IEC 60529. | Type of electrical connection of main circuit | Screw connection
| 5 | Circuit Breakers and Fuses | Circuit Breakers | Motor Protection Circuit Breakers | TESYS DECA CIRCUIT BREAKER MAGNETIC 32A EVERLINK BTR CONNECT | 2006506 | GV3L32 | SCHNEIDER ELECTRIC | 6025 | https://pim-kvc.soneparsea.com:3443/PictureServer/default.aspx/schneider-GV3L32_Image1.jpg?A3889C9397807479A2A1C7A8BAA5959DB4AAC672998D63808377B38EBF9897998173BEB5B9 | https://pim-kvc.soneparsea.com:3443/PictureServer/default.aspx/schneider-gv3l32_Datasheet1.pdf?A3889C9397807479A2A1C7A8BAA5959DB4AAC672B9AD63A08377B389B3AB91A7B8AAB9B98365A098B6 | TESYS DECA CIRCUIT BREAKER MAGNETIC 32A EVERLINK BTR CONNECTOR | This 3 poles AC TeSys GV3 uses thermal-magnetic trip unit tecnology for application with motors. It meets IP20 conforming to IEC 60529. | Type of control element | Turn button
| 5 | Circuit Breakers and Fuses | Circuit Breakers | Motor Protection Circuit Breakers | TESYS DECA CIRCUIT BREAKER MAGNETIC 32A EVERLINK BTR CONNECT | 2006506 | GV3L32 | SCHNEIDER ELECTRIC | 6025 | https://pim-kvc.soneparsea.com:3443/PictureServer/default.aspx/schneider-GV3L32_Image1.jpg?A3889C9397807479A2A1C7A8BAA5959DB4AAC672998D63808377B38EBF9897998173BEB5B9 | https://pim-kvc.soneparsea.com:3443/PictureServer/default.aspx/schneider-gv3l32_Datasheet1.pdf?A3889C9397807479A2A1C7A8BAA5959DB4AAC672B9AD63A08377B389B3AB91A7B8AAB9B98365A098B6 | TESYS DECA CIRCUIT BREAKER MAGNETIC 32A EVERLINK BTR CONNECTOR | This 3 poles AC TeSys GV3 uses thermal-magnetic trip unit tecnology for application with motors. It meets IP20 conforming to IEC 60529. | Device construction | Complete device in housing
| 5 | Circuit Breakers and Fuses | Circuit Breakers | Motor Protection Circuit Breakers | TESYS DECA CIRCUIT BREAKER MAGNETIC 32A EVERLINK BTR CONNECT | 2006506 | GV3L32 | SCHNEIDER ELECTRIC | 6025 | https://pim-kvc.soneparsea.com:3443/PictureServer/default.aspx/schneider-GV3L32_Image1.jpg?A3889C9397807479A2A1C7A8BAA5959DB4AAC672998D63808377B38EBF9897998173BEB5B9 | https://pim-kvc.soneparsea.com:3443/PictureServer/default.aspx/schneider-gv3l32_Datasheet1.pdf?A3889C9397807479A2A1C7A8BAA5959DB4AAC672B9AD63A08377B389B3AB91A7B8AAB9B98365A098B6 | TESYS DECA CIRCUIT BREAKER MAGNETIC 32A EVERLINK BTR CONNECTOR | This 3 poles AC TeSys GV3 uses thermal-magnetic trip unit tecnology for application with motors. It meets IP20 conforming to IEC 60529. | With integrated auxiliary switch | no
| 5 | Circuit Breakers and Fuses | Circuit Breakers | Motor Protection Circuit Breakers | TESYS DECA CIRCUIT BREAKER MAGNETIC 32A EVERLINK BTR CONNECT | 2006506 | GV3L32 | SCHNEIDER ELECTRIC | 6025 | https://pim-kvc.soneparsea.com:3443/PictureServer/default.aspx/schneider-GV3L32_Image1.jpg?A3889C9397807479A2A1C7A8BAA5959DB4AAC672998D63808377B38EBF9897998173BEB5B9 | https://pim-kvc.soneparsea.com:3443/PictureServer/default.aspx/schneider-gv3l32_Datasheet1.pdf?A3889C9397807479A2A1C7A8BAA5959DB4AAC672B9AD63A08377B389B3AB91A7B8AAB9B98365A098B6 | TESYS DECA CIRCUIT BREAKER MAGNETIC 32A EVERLINK BTR CONNECTOR | This 3 poles AC TeSys GV3 uses thermal-magnetic trip unit tecnology for application with motors. It meets IP20 conforming to IEC 60529. | With integrated under voltage release | no
| 5 | Circuit Breakers and Fuses | Circuit Breakers | Motor Protection Circuit Breakers | TESYS DECA CIRCUIT BREAKER MAGNETIC 32A EVERLINK BTR CONNECT | 2006506 | GV3L32 | SCHNEIDER ELECTRIC | 6025 | https://pim-kvc.soneparsea.com:3443/PictureServer/default.aspx/schneider-GV3L32_Image1.jpg?A3889C9397807479A2A1C7A8BAA5959DB4AAC672998D63808377B38EBF9897998173BEB5B9 | https://pim-kvc.soneparsea.com:3443/PictureServer/default.aspx/schneider-gv3l32_Datasheet1.pdf?A3889C9397807479A2A1C7A8BAA5959DB4AAC672B9AD63A08377B389B3AB91A7B8AAB9B98365A098B6 | TESYS DECA CIRCUIT BREAKER MAGNETIC 32A EVERLINK BTR CONNECTOR | This 3 poles AC TeSys GV3 uses thermal-magnetic trip unit tecnology for application with motors. It meets IP20 conforming to IEC 60529. | Number of poles | 3
| 5 | Circuit Breakers and Fuses | Circuit Breakers | Motor Protection Circuit Breakers | TESYS DECA CIRCUIT BREAKER MAGNETIC 32A EVERLINK BTR CONNECT | 2006506 | GV3L32 | SCHNEIDER ELECTRIC | 6025 | https://pim-kvc.soneparsea.com:3443/PictureServer/default.aspx/schneider-GV3L32_Image1.jpg?A3889C9397807479A2A1C7A8BAA5959DB4AAC672998D63808377B38EBF9897998173BEB5B9 | https://pim-kvc.soneparsea.com:3443/PictureServer/default.aspx/schneider-gv3l32_Datasheet1.pdf?A3889C9397807479A2A1C7A8BAA5959DB4AAC672B9AD63A08377B389B3AB91A7B8AAB9B98365A098B6 | TESYS DECA CIRCUIT BREAKER MAGNETIC 32A EVERLINK BTR CONNECTOR | This 3 poles AC TeSys GV3 uses thermal-magnetic trip unit tecnology for application with motors. It meets IP20 conforming to IEC 60529. | Rated short-circuit breaking capacity lcu at 400 V, AC | 100kA
| 5 | Circuit Breakers and Fuses | Circuit Breakers | Motor Protection Circuit Breakers | TESYS DECA CIRCUIT BREAKER MAGNETIC 32A EVERLINK BTR CONNECT | 2006506 | GV3L32 | SCHNEIDER ELECTRIC | 6025 | https://pim-kvc.soneparsea.com:3443/PictureServer/default.aspx/schneider-GV3L32_Image1.jpg?A3889C9397807479A2A1C7A8BAA5959DB4AAC672998D63808377B38EBF9897998173BEB5B9 | https://pim-kvc.soneparsea.com:3443/PictureServer/default.aspx/schneider-gv3l32_Datasheet1.pdf?A3889C9397807479A2A1C7A8BAA5959DB4AAC672B9AD63A08377B389B3AB91A7B8AAB9B98365A098B6 | TESYS DECA CIRCUIT BREAKER MAGNETIC 32A EVERLINK BTR CONNECTOR | This 3 poles AC TeSys GV3 uses thermal-magnetic trip unit tecnology for application with motors. It meets IP20 conforming to IEC 60529. | Degree of protection (IP) | IP20
| 5 | Circuit Breakers and Fuses | Circuit Breakers | Motor Protection Circuit Breakers | TESYS DECA CIRCUIT BREAKER MAGNETIC 32A EVERLINK BTR CONNECT | 2006506 | GV3L32 | SCHNEIDER ELECTRIC | 6025 | https://pim-kvc.soneparsea.com:3443/PictureServer/default.aspx/schneider-GV3L32_Image1.jpg?A3889C9397807479A2A1C7A8BAA5959DB4AAC672998D63808377B38EBF9897998173BEB5B9 | https://pim-kvc.soneparsea.com:3443/PictureServer/default.aspx/schneider-gv3l32_Datasheet1.pdf?A3889C9397807479A2A1C7A8BAA5959DB4AAC672B9AD63A08377B389B3AB91A7B8AAB9B98365A098B6 | TESYS DECA CIRCUIT BREAKER MAGNETIC 32A EVERLINK BTR CONNECTOR | This 3 poles AC TeSys GV3 uses thermal-magnetic trip unit tecnology for application with motors. It meets IP20 conforming to IEC 60529. | Height | 132mm
| 5 | Circuit Breakers and Fuses | Circuit Breakers | Motor Protection Circuit Breakers | TESYS DECA CIRCUIT BREAKER MAGNETIC 32A EVERLINK BTR CONNECT | 2006506 | GV3L32 | SCHNEIDER ELECTRIC | 6025 | https://pim-kvc.soneparsea.com:3443/PictureServer/default.aspx/schneider-GV3L32_Image1.jpg?A3889C9397807479A2A1C7A8BAA5959DB4AAC672998D63808377B38EBF9897998173BEB5B9 | https://pim-kvc.soneparsea.com:3443/PictureServer/default.aspx/schneider-gv3l32_Datasheet1.pdf?A3889C9397807479A2A1C7A8BAA5959DB4AAC672B9AD63A08377B389B3AB91A7B8AAB9B98365A098B6 | TESYS DECA CIRCUIT BREAKER MAGNETIC 32A EVERLINK BTR CONNECTOR | This 3 poles AC TeSys GV3 uses thermal-magnetic trip unit tecnology for application with motors. It meets IP20 conforming to IEC 60529. | Width | 55mm
| 5 | Circuit Breakers and Fuses | Circuit Breakers | Motor Protection Circuit Breakers | TESYS DECA CIRCUIT BREAKER MAGNETIC 32A EVERLINK BTR CONNECT | 2006506 | GV3L32 | SCHNEIDER ELECTRIC | 6025 | https://pim-kvc.soneparsea.com:3443/PictureServer/default.aspx/schneider-GV3L32_Image1.jpg?A3889C9397807479A2A1C7A8BAA5959DB4AAC672998D63808377B38EBF9897998173BEB5B9 | https://pim-kvc.soneparsea.com:3443/PictureServer/default.aspx/schneider-gv3l32_Datasheet1.pdf?A3889C9397807479A2A1C7A8BAA5959DB4AAC672B9AD63A08377B389B3AB91A7B8AAB9B98365A098B6 | TESYS DECA CIRCUIT BREAKER MAGNETIC 32A EVERLINK BTR CONNECTOR | This 3 poles AC TeSys GV3 uses thermal-magnetic trip unit tecnology for application with motors. It meets IP20 conforming to IEC 60529. | Depth | 136mm
| 5 | Circuit Breakers and Fuses | Circuit Breakers | Motor Protection Circuit Breakers | TESYS DECA CIRCUIT BREAKER MAGNETIC 32A EVERLINK BTR CONNECT | 2006506 | GV3L32 | SCHNEIDER ELECTRIC | 6025 | https://pim-kvc.soneparsea.com:3443/PictureServer/default.aspx/schneider-GV3L32_Image1.jpg?A3889C9397807479A2A1C7A8BAA5959DB4AAC672998D63808377B38EBF9897998173BEB5B9 | https://pim-kvc.soneparsea.com:3443/PictureServer/default.aspx/schneider-gv3l32_Datasheet1.pdf?A3889C9397807479A2A1C7A8BAA5959DB4AAC672B9AD63A08377B389B3AB91A7B8AAB9B98365A098B6 | TESYS DECA CIRCUIT BREAKER MAGNETIC 32A EVERLINK BTR CONNECTOR | This 3 poles AC TeSys GV3 uses thermal-magnetic trip unit tecnology for application with motors. It meets IP20 conforming to IEC 60529. | Overload release current setting | 23...23A
| 5 | Circuit Breakers and Fuses | Circuit Breakers | Motor Protection Circuit Breakers | TESYS DECA CIRCUIT BREAKER MAGNETIC 32A EVERLINK BTR CONNECT | 2006506 | GV3L32 | SCHNEIDER ELECTRIC | 6025 | https://pim-kvc.soneparsea.com:3443/PictureServer/default.aspx/schneider-GV3L32_Image1.jpg?A3889C9397807479A2A1C7A8BAA5959DB4AAC672998D63808377B38EBF9897998173BEB5B9 | https://pim-kvc.soneparsea.com:3443/PictureServer/default.aspx/schneider-gv3l32_Datasheet1.pdf?A3889C9397807479A2A1C7A8BAA5959DB4AAC672B9AD63A08377B389B3AB91A7B8AAB9B98365A098B6 | TESYS DECA CIRCUIT BREAKER MAGNETIC 32A EVERLINK BTR CONNECTOR | This 3 poles AC TeSys GV3 uses thermal-magnetic trip unit tecnology for application with motors. It meets IP20 conforming to IEC 60529. | Adjustment range undelayed short-circuit release | 448...448A
| 5 | Circuit Breakers and Fuses | Circuit Breakers | Motor Protection Circuit Breakers | TESYS DECA CIRCUIT BREAKER MAGNETIC 32A EVERLINK BTR CONNECT | 2006506 | GV3L32 | SCHNEIDER ELECTRIC | 6025 | https://pim-kvc.soneparsea.com:3443/PictureServer/default.aspx/schneider-GV3L32_Image1.jpg?A3889C9397807479A2A1C7A8BAA5959DB4AAC672998D63808377B38EBF9897998173BEB5B9 | https://pim-kvc.soneparsea.com:3443/PictureServer/default.aspx/schneider-gv3l32_Datasheet1.pdf?A3889C9397807479A2A1C7A8BAA5959DB4AAC672B9AD63A08377B389B3AB91A7B8AAB9B98365A098B6 | TESYS DECA CIRCUIT BREAKER MAGNETIC 32A EVERLINK BTR CONNECTOR | This 3 poles AC TeSys GV3 uses thermal-magnetic trip unit tecnology for application with motors. It meets IP20 conforming to IEC 60529. | With thermal protection | no
| 5 | Circuit Breakers and Fuses | Circuit Breakers | Motor Protection Circuit Breakers | TESYS DECA CIRCUIT BREAKER MAGNETIC 32A EVERLINK BTR CONNECT | 2006506 | GV3L32 | SCHNEIDER ELECTRIC | 6025 | https://pim-kvc.soneparsea.com:3443/PictureServer/default.aspx/schneider-GV3L32_Image1.jpg?A3889C9397807479A2A1C7A8BAA5959DB4AAC672998D63808377B38EBF9897998173BEB5B9 | https://pim-kvc.soneparsea.com:3443/PictureServer/default.aspx/schneider-gv3l32_Datasheet1.pdf?A3889C9397807479A2A1C7A8BAA5959DB4AAC672B9AD63A08377B389B3AB91A7B8AAB9B98365A098B6 | TESYS DECA CIRCUIT BREAKER MAGNETIC 32A EVERLINK BTR CONNECTOR | This 3 poles AC TeSys GV3 uses thermal-magnetic trip unit tecnology for application with motors. It meets IP20 conforming to IEC 60529. | Phase failure sensitive | yes
| 5 | Circuit Breakers and Fuses | Circuit Breakers | Motor Protection Circuit Breakers | TESYS DECA CIRCUIT BREAKER MAGNETIC 32A EVERLINK BTR CONNECT | 2006506 | GV3L32 | SCHNEIDER ELECTRIC | 6025 | https://pim-kvc.soneparsea.com:3443/PictureServer/default.aspx/schneider-GV3L32_Image1.jpg?A3889C9397807479A2A1C7A8BAA5959DB4AAC672998D63808377B38EBF9897998173BEB5B9 | https://pim-kvc.soneparsea.com:3443/PictureServer/default.aspx/schneider-gv3l32_Datasheet1.pdf?A3889C9397807479A2A1C7A8BAA5959DB4AAC672B9AD63A08377B389B3AB91A7B8AAB9B98365A098B6 | TESYS DECA CIRCUIT BREAKER MAGNETIC 32A EVERLINK BTR CONNECTOR | This 3 poles AC TeSys GV3 uses thermal-magnetic trip unit tecnology for application with motors. It meets IP20 conforming to IEC 60529. | Switch off technique | Magnetic
| 5 | Circuit Breakers and Fuses | Circuit Breakers | Motor Protection Circuit Breakers | TESYS DECA CIRCUIT BREAKER MAGNETIC 32A EVERLINK BTR CONNECT | 2006506 | GV3L32 | SCHNEIDER ELECTRIC | 6025 | https://pim-kvc.soneparsea.com:3443/PictureServer/default.aspx/schneider-GV3L32_Image1.jpg?A3889C9397807479A2A1C7A8BAA5959DB4AAC672998D63808377B38EBF9897998173BEB5B9 | https://pim-kvc.soneparsea.com:3443/PictureServer/default.aspx/schneider-gv3l32_Datasheet1.pdf?A3889C9397807479A2A1C7A8BAA5959DB4AAC672B9AD63A08377B389B3AB91A7B8AAB9B98365A098B6 | TESYS DECA CIRCUIT BREAKER MAGNETIC 32A EVERLINK BTR CONNECTOR | This 3 poles AC TeSys GV3 uses thermal-magnetic trip unit tecnology for application with motors. It meets IP20 conforming to IEC 60529. | Rated operating voltage | 690...690V
| 5 | Circuit Breakers and Fuses | Circuit Breakers | Motor Protection Circuit Breakers | TESYS DECA CIRCUIT BREAKER MAGNETIC 32A EVERLINK BTR CONNECT | 2006506 | GV3L32 | SCHNEIDER ELECTRIC | 6025 | https://pim-kvc.soneparsea.com:3443/PictureServer/default.aspx/schneider-GV3L32_Image1.jpg?A3889C9397807479A2A1C7A8BAA5959DB4AAC672998D63808377B38EBF9897998173BEB5B9 | https://pim-kvc.soneparsea.com:3443/PictureServer/default.aspx/schneider-gv3l32_Datasheet1.pdf?A3889C9397807479A2A1C7A8BAA5959DB4AAC672B9AD63A08377B389B3AB91A7B8AAB9B98365A098B6 | TESYS DECA CIRCUIT BREAKER MAGNETIC 32A EVERLINK BTR CONNECTOR | This 3 poles AC TeSys GV3 uses thermal-magnetic trip unit tecnology for application with motors. It meets IP20 conforming to IEC 60529. | Rated permanent current Iu | 32A
| 5 | Circuit Breakers and Fuses | Circuit Breakers | Motor Protection Circuit Breakers | TESYS DECA CIRCUIT BREAKER MAGNETIC 32A EVERLINK BTR CONNECT | 2006506 | GV3L32 | SCHNEIDER ELECTRIC | 6025 | https://pim-kvc.soneparsea.com:3443/PictureServer/default.aspx/schneider-GV3L32_Image1.jpg?A3889C9397807479A2A1C7A8BAA5959DB4AAC672998D63808377B38EBF9897998173BEB5B9 | https://pim-kvc.soneparsea.com:3443/PictureServer/default.aspx/schneider-gv3l32_Datasheet1.pdf?A3889C9397807479A2A1C7A8BAA5959DB4AAC672B9AD63A08377B389B3AB91A7B8AAB9B98365A098B6 | TESYS DECA CIRCUIT BREAKER MAGNETIC 32A EVERLINK BTR CONNECTOR | This 3 poles AC TeSys GV3 uses thermal-magnetic trip unit tecnology for application with motors. It meets IP20 conforming to IEC 60529. | Rated operation power at AC-3, 230 V | 7.5kW
| 5 | Circuit Breakers and Fuses | Circuit Breakers | Motor Protection Circuit Breakers | TESYS DECA CIRCUIT BREAKER MAGNETIC 32A EVERLINK BTR CONNECT | 2006506 | GV3L32 | SCHNEIDER ELECTRIC | 6025 | https://pim-kvc.soneparsea.com:3443/PictureServer/default.aspx/schneider-GV3L32_Image1.jpg?A3889C9397807479A2A1C7A8BAA5959DB4AAC672998D63808377B38EBF9897998173BEB5B9 | https://pim-kvc.soneparsea.com:3443/PictureServer/default.aspx/schneider-gv3l32_Datasheet1.pdf?A3889C9397807479A2A1C7A8BAA5959DB4AAC672B9AD63A08377B389B3AB91A7B8AAB9B98365A098B6 | TESYS DECA CIRCUIT BREAKER MAGNETIC 32A EVERLINK BTR CONNECTOR | This 3 poles AC TeSys GV3 uses thermal-magnetic trip unit tecnology for application with motors. It meets IP20 conforming to IEC 60529. | Rated operation power at AC-3, 400 V | 15kW
| 5 | Circuit Breakers and Fuses | Circuit Breakers | Motor Protection Circuit Breakers | TESYS DECA CIRCUIT BREAKER MAGNETIC 32A EVERLINK BTR CONNECT | 2006506 | GV3L32 | SCHNEIDER ELECTRIC | 6025 | https://pim-kvc.soneparsea.com:3443/PictureServer/default.aspx/schneider-GV3L32_Image1.jpg?A3889C9397807479A2A1C7A8BAA5959DB4AAC672998D63808377B38EBF9897998173BEB5B9 | https://pim-kvc.soneparsea.com:3443/PictureServer/default.aspx/schneider-gv3l32_Datasheet1.pdf?A3889C9397807479A2A1C7A8BAA5959DB4AAC672B9AD63A08377B389B3AB91A7B8AAB9B98365A098B6 | TESYS DECA CIRCUIT BREAKER MAGNETIC 32A EVERLINK BTR CONNECTOR | This 3 poles AC TeSys GV3 uses thermal-magnetic trip unit tecnology for application with motors. It meets IP20 conforming to IEC 60529. | Type of electrical connection of main circuit | Screw connection
| 5 | Circuit Breakers and Fuses | Circuit Breakers | Motor Protection Circuit Breakers | TESYS DECA CIRCUIT BREAKER MAGNETIC 32A EVERLINK BTR CONNECT | 2006506 | GV3L32 | SCHNEIDER ELECTRIC | 6025 | https://pim-kvc.soneparsea.com:3443/PictureServer/default.aspx/schneider-GV3L32_Image1.jpg?A3889C9397807479A2A1C7A8BAA5959DB4AAC672998D63808377B38EBF9897998173BEB5B9 | https://pim-kvc.soneparsea.com:3443/PictureServer/default.aspx/schneider-gv3l32_Datasheet1.pdf?A3889C9397807479A2A1C7A8BAA5959DB4AAC672B9AD63A08377B389B3AB91A7B8AAB9B98365A098B6 | TESYS DECA CIRCUIT BREAKER MAGNETIC 32A EVERLINK BTR CONNECTOR | This 3 poles AC TeSys GV3 uses thermal-magnetic trip unit tecnology for application with motors. It meets IP20 conforming to IEC 60529. | Type of control element | Turn button
| 5 | Circuit Breakers and Fuses | Circuit Breakers | Motor Protection Circuit Breakers | TESYS DECA CIRCUIT BREAKER MAGNETIC 32A EVERLINK BTR CONNECT | 2006506 | GV3L32 | SCHNEIDER ELECTRIC | 6025 | https://pim-kvc.soneparsea.com:3443/PictureServer/default.aspx/schneider-GV3L32_Image1.jpg?A3889C9397807479A2A1C7A8BAA5959DB4AAC672998D63808377B38EBF9897998173BEB5B9 | https://pim-kvc.soneparsea.com:3443/PictureServer/default.aspx/schneider-gv3l32_Datasheet1.pdf?A3889C9397807479A2A1C7A8BAA5959DB4AAC672B9AD63A08377B389B3AB91A7B8AAB9B98365A098B6 | TESYS DECA CIRCUIT BREAKER MAGNETIC 32A EVERLINK BTR CONNECTOR | This 3 poles AC TeSys GV3 uses thermal-magnetic trip unit tecnology for application with motors. It meets IP20 conforming to IEC 60529. | Device construction | Complete device in housing
| 5 | Circuit Breakers and Fuses | Circuit Breakers | Motor Protection Circuit Breakers | TESYS DECA CIRCUIT BREAKER MAGNETIC 32A EVERLINK BTR CONNECT | 2006506 | GV3L32 | SCHNEIDER ELECTRIC | 6025 | https://pim-kvc.soneparsea.com:3443/PictureServer/default.aspx/schneider-GV3L32_Image1.jpg?A3889C9397807479A2A1C7A8BAA5959DB4AAC672998D63808377B38EBF9897998173BEB5B9 | https://pim-kvc.soneparsea.com:3443/PictureServer/default.aspx/schneider-gv3l32_Datasheet1.pdf?A3889C9397807479A2A1C7A8BAA5959DB4AAC672B9AD63A08377B389B3AB91A7B8AAB9B98365A098B6 | TESYS DECA CIRCUIT BREAKER MAGNETIC 32A EVERLINK BTR CONNECTOR | This 3 poles AC TeSys GV3 uses thermal-magnetic trip unit tecnology for application with motors. It meets IP20 conforming to IEC 60529. | With integrated auxiliary switch | no
| 5 | Circuit Breakers and Fuses | Circuit Breakers | Motor Protection Circuit Breakers | TESYS DECA CIRCUIT BREAKER MAGNETIC 32A EVERLINK BTR CONNECT | 2006506 | GV3L32 | SCHNEIDER ELECTRIC | 6025 | https://pim-kvc.soneparsea.com:3443/PictureServer/default.aspx/schneider-GV3L32_Image1.jpg?A3889C9397807479A2A1C7A8BAA5959DB4AAC672998D63808377B38EBF9897998173BEB5B9 | https://pim-kvc.soneparsea.com:3443/PictureServer/default.aspx/schneider-gv3l32_Datasheet1.pdf?A3889C9397807479A2A1C7A8BAA5959DB4AAC672B9AD63A08377B389B3AB91A7B8AAB9B98365A098B6 | TESYS DECA CIRCUIT BREAKER MAGNETIC 32A EVERLINK BTR CONNECTOR | This 3 poles AC TeSys GV3 uses thermal-magnetic trip unit tecnology for application with motors. It meets IP20 conforming to IEC 60529. | With integrated under voltage release | no
| 5 | Circuit Breakers and Fuses | Circuit Breakers | Motor Protection Circuit Breakers | TESYS DECA CIRCUIT BREAKER MAGNETIC 32A EVERLINK BTR CONNECT | 2006506 | GV3L32 | SCHNEIDER ELECTRIC | 6025 | https://pim-kvc.soneparsea.com:3443/PictureServer/default.aspx/schneider-GV3L32_Image1.jpg?A3889C9397807479A2A1C7A8BAA5959DB4AAC672998D63808377B38EBF9897998173BEB5B9 | https://pim-kvc.soneparsea.com:3443/PictureServer/default.aspx/schneider-gv3l32_Datasheet1.pdf?A3889C9397807479A2A1C7A8BAA5959DB4AAC672B9AD63A08377B389B3AB91A7B8AAB9B98365A098B6 | TESYS DECA CIRCUIT BREAKER MAGNETIC 32A EVERLINK BTR CONNECTOR | This 3 poles AC TeSys GV3 uses thermal-magnetic trip unit tecnology for application with motors. It meets IP20 conforming to IEC 60529. | Number of poles | 3
| 5 | Circuit Breakers and Fuses | Circuit Breakers | Motor Protection Circuit Breakers | TESYS DECA CIRCUIT BREAKER MAGNETIC 32A EVERLINK BTR CONNECT | 2006506 | GV3L32 | SCHNEIDER ELECTRIC | 6025 | https://pim-kvc.soneparsea.com:3443/PictureServer/default.aspx/schneider-GV3L32_Image1.jpg?A3889C9397807479A2A1C7A8BAA5959DB4AAC672998D63808377B38EBF9897998173BEB5B9 | https://pim-kvc.soneparsea.com:3443/PictureServer/default.aspx/schneider-gv3l32_Datasheet1.pdf?A3889C9397807479A2A1C7A8BAA5959DB4AAC672B9AD63A08377B389B3AB91A7B8AAB9B98365A098B6 | TESYS DECA CIRCUIT BREAKER MAGNETIC 32A EVERLINK BTR CONNECTOR | This 3 poles AC TeSys GV3 uses thermal-magnetic trip unit tecnology for application with motors. It meets IP20 conforming to IEC 60529. | Rated short-circuit breaking capacity lcu at 400 V, AC | 100kA
| 5 | Circuit Breakers and Fuses | Circuit Breakers | Motor Protection Circuit Breakers | TESYS DECA CIRCUIT BREAKER MAGNETIC 32A EVERLINK BTR CONNECT | 2006506 | GV3L32 | SCHNEIDER ELECTRIC | 6025 | https://pim-kvc.soneparsea.com:3443/PictureServer/default.aspx/schneider-GV3L32_Image1.jpg?A3889C9397807479A2A1C7A8BAA5959DB4AAC672998D63808377B38EBF9897998173BEB5B9 | https://pim-kvc.soneparsea.com:3443/PictureServer/default.aspx/schneider-gv3l32_Datasheet1.pdf?A3889C9397807479A2A1C7A8BAA5959DB4AAC672B9AD63A08377B389B3AB91A7B8AAB9B98365A098B6 | TESYS DECA CIRCUIT BREAKER MAGNETIC 32A EVERLINK BTR CONNECTOR | This 3 poles AC TeSys GV3 uses thermal-magnetic trip unit tecnology for application with motors. It meets IP20 conforming to IEC 60529. | Degree of protection (IP) | IP20
| 5 | Circuit Breakers and Fuses | Circuit Breakers | Motor Protection Circuit Breakers | TESYS DECA CIRCUIT BREAKER MAGNETIC 32A EVERLINK BTR CONNECT | 2006506 | GV3L32 | SCHNEIDER ELECTRIC | 6025 | https://pim-kvc.soneparsea.com:3443/PictureServer/default.aspx/schneider-GV3L32_Image1.jpg?A3889C9397807479A2A1C7A8BAA5959DB4AAC672998D63808377B38EBF9897998173BEB5B9 | https://pim-kvc.soneparsea.com:3443/PictureServer/default.aspx/schneider-gv3l32_Datasheet1.pdf?A3889C9397807479A2A1C7A8BAA5959DB4AAC672B9AD63A08377B389B3AB91A7B8AAB9B98365A098B6 | TESYS DECA CIRCUIT BREAKER MAGNETIC 32A EVERLINK BTR CONNECTOR | This 3 poles AC TeSys GV3 uses thermal-magnetic trip unit tecnology for application with motors. It meets IP20 conforming to IEC 60529. | Height | 132mm
| 5 | Circuit Breakers and Fuses | Circuit Breakers | Motor Protection Circuit Breakers | TESYS DECA CIRCUIT BREAKER MAGNETIC 32A EVERLINK BTR CONNECT | 2006506 | GV3L32 | SCHNEIDER ELECTRIC | 6025 | https://pim-kvc.soneparsea.com:3443/PictureServer/default.aspx/schneider-GV3L32_Image1.jpg?A3889C9397807479A2A1C7A8BAA5959DB4AAC672998D63808377B38EBF9897998173BEB5B9 | https://pim-kvc.soneparsea.com:3443/PictureServer/default.aspx/schneider-gv3l32_Datasheet1.pdf?A3889C9397807479A2A1C7A8BAA5959DB4AAC672B9AD63A08377B389B3AB91A7B8AAB9B98365A098B6 | TESYS DECA CIRCUIT BREAKER MAGNETIC 32A EVERLINK BTR CONNECTOR | This 3 poles AC TeSys GV3 uses thermal-magnetic trip unit tecnology for application with motors. It meets IP20 conforming to IEC 60529. | Width | 55mm
| 5 | Circuit Breakers and Fuses | Circuit Breakers | Motor Protection Circuit Breakers | TESYS DECA CIRCUIT BREAKER MAGNETIC 32A EVERLINK BTR CONNECT | 2006506 | GV3L32 | SCHNEIDER ELECTRIC | 6025 | https://pim-kvc.soneparsea.com:3443/PictureServer/default.aspx/schneider-GV3L32_Image1.jpg?A3889C9397807479A2A1C7A8BAA5959DB4AAC672998D63808377B38EBF9897998173BEB5B9 | https://pim-kvc.soneparsea.com:3443/PictureServer/default.aspx/schneider-gv3l32_Datasheet1.pdf?A3889C9397807479A2A1C7A8BAA5959DB4AAC672B9AD63A08377B389B3AB91A7B8AAB9B98365A098B6 | TESYS DECA CIRCUIT BREAKER MAGNETIC 32A EVERLINK BTR CONNECTOR | This 3 poles AC TeSys GV3 uses thermal-magnetic trip unit tecnology for application with motors. It meets IP20 conforming to IEC 60529. | Depth | 136mm
| 6 | Circuit Breakers and Fuses | Circuit Breakers | Motor Protection Circuit Breakers | TESYS DECA CIRCUIT BREAKER MAGNETIC 50A EVERLINK | 2006507 | GV3L50 | SCHNEIDER ELECTRIC | 7375 | https://pim-kvc.soneparsea.com:3443/PictureServer/default.aspx/schneider-gv3l40_Image1.jpg?A3889C9397807479A2A1C7A8BAA5959DB4AAC672B9AD63A08475B38EBF9897998173BEB5B9 | https://pim-kvc.soneparsea.com:3443/PictureServer/default.aspx/schneider-gv3l50_Datasheet1.pdf?A3889C9397807479A2A1C7A8BAA5959DB4AAC672B9AD63A08575B389B3AB91A7B8AAB9B98365A098B6 | TESYS DECA CIRCUIT BREAKER MAGNETIC 50A EVERLINK BTR CONNECTORS | Thanks to its new power terminals, this range of GV3 magnetic circuit-breakers assures improved reliability of connections and is designed to maintain a constant tightening force which assures a strong, safe and long lasting connection in the most demanding environments. | Overload release current setting | 37...37A
| 6 | Circuit Breakers and Fuses | Circuit Breakers | Motor Protection Circuit Breakers | TESYS DECA CIRCUIT BREAKER MAGNETIC 50A EVERLINK | 2006507 | GV3L50 | SCHNEIDER ELECTRIC | 7375 | https://pim-kvc.soneparsea.com:3443/PictureServer/default.aspx/schneider-gv3l40_Image1.jpg?A3889C9397807479A2A1C7A8BAA5959DB4AAC672B9AD63A08475B38EBF9897998173BEB5B9 | https://pim-kvc.soneparsea.com:3443/PictureServer/default.aspx/schneider-gv3l50_Datasheet1.pdf?A3889C9397807479A2A1C7A8BAA5959DB4AAC672B9AD63A08575B389B3AB91A7B8AAB9B98365A098B6 | TESYS DECA CIRCUIT BREAKER MAGNETIC 50A EVERLINK BTR CONNECTORS | Thanks to its new power terminals, this range of GV3 magnetic circuit-breakers assures improved reliability of connections and is designed to maintain a constant tightening force which assures a strong, safe and long lasting connection in the most demanding environments. | Adjustment range undelayed short-circuit release | 700...700A
| 6 | Circuit Breakers and Fuses | Circuit Breakers | Motor Protection Circuit Breakers | TESYS DECA CIRCUIT BREAKER MAGNETIC 50A EVERLINK | 2006507 | GV3L50 | SCHNEIDER ELECTRIC | 7375 | https://pim-kvc.soneparsea.com:3443/PictureServer/default.aspx/schneider-gv3l40_Image1.jpg?A3889C9397807479A2A1C7A8BAA5959DB4AAC672B9AD63A08475B38EBF9897998173BEB5B9 | https://pim-kvc.soneparsea.com:3443/PictureServer/default.aspx/schneider-gv3l50_Datasheet1.pdf?A3889C9397807479A2A1C7A8BAA5959DB4AAC672B9AD63A08575B389B3AB91A7B8AAB9B98365A098B6 | TESYS DECA CIRCUIT BREAKER MAGNETIC 50A EVERLINK BTR CONNECTORS | Thanks to its new power terminals, this range of GV3 magnetic circuit-breakers assures improved reliability of connections and is designed to maintain a constant tightening force which assures a strong, safe and long lasting connection in the most demanding environments. | Phase failure sensitive | yes
| 6 | Circuit Breakers and Fuses | Circuit Breakers | Motor Protection Circuit Breakers | TESYS DECA CIRCUIT BREAKER MAGNETIC 50A EVERLINK | 2006507 | GV3L50 | SCHNEIDER ELECTRIC | 7375 | https://pim-kvc.soneparsea.com:3443/PictureServer/default.aspx/schneider-gv3l40_Image1.jpg?A3889C9397807479A2A1C7A8BAA5959DB4AAC672B9AD63A08475B38EBF9897998173BEB5B9 | https://pim-kvc.soneparsea.com:3443/PictureServer/default.aspx/schneider-gv3l50_Datasheet1.pdf?A3889C9397807479A2A1C7A8BAA5959DB4AAC672B9AD63A08575B389B3AB91A7B8AAB9B98365A098B6 | TESYS DECA CIRCUIT BREAKER MAGNETIC 50A EVERLINK BTR CONNECTORS | Thanks to its new power terminals, this range of GV3 magnetic circuit-breakers assures improved reliability of connections and is designed to maintain a constant tightening force which assures a strong, safe and long lasting connection in the most demanding environments. | Switch off technique | Magnetic
| 6 | Circuit Breakers and Fuses | Circuit Breakers | Motor Protection Circuit Breakers | TESYS DECA CIRCUIT BREAKER MAGNETIC 50A EVERLINK | 2006507 | GV3L50 | SCHNEIDER ELECTRIC | 7375 | https://pim-kvc.soneparsea.com:3443/PictureServer/default.aspx/schneider-gv3l40_Image1.jpg?A3889C9397807479A2A1C7A8BAA5959DB4AAC672B9AD63A08475B38EBF9897998173BEB5B9 | https://pim-kvc.soneparsea.com:3443/PictureServer/default.aspx/schneider-gv3l50_Datasheet1.pdf?A3889C9397807479A2A1C7A8BAA5959DB4AAC672B9AD63A08575B389B3AB91A7B8AAB9B98365A098B6 | TESYS DECA CIRCUIT BREAKER MAGNETIC 50A EVERLINK BTR CONNECTORS | Thanks to its new power terminals, this range of GV3 magnetic circuit-breakers assures improved reliability of connections and is designed to maintain a constant tightening force which assures a strong, safe and long lasting connection in the most demanding environments. | Rated operating voltage | 690...690V
| 6 | Circuit Breakers and Fuses | Circuit Breakers | Motor Protection Circuit Breakers | TESYS DECA CIRCUIT BREAKER MAGNETIC 50A EVERLINK | 2006507 | GV3L50 | SCHNEIDER ELECTRIC | 7375 | https://pim-kvc.soneparsea.com:3443/PictureServer/default.aspx/schneider-gv3l40_Image1.jpg?A3889C9397807479A2A1C7A8BAA5959DB4AAC672B9AD63A08475B38EBF9897998173BEB5B9 | https://pim-kvc.soneparsea.com:3443/PictureServer/default.aspx/schneider-gv3l50_Datasheet1.pdf?A3889C9397807479A2A1C7A8BAA5959DB4AAC672B9AD63A08575B389B3AB91A7B8AAB9B98365A098B6 | TESYS DECA CIRCUIT BREAKER MAGNETIC 50A EVERLINK BTR CONNECTORS | Thanks to its new power terminals, this range of GV3 magnetic circuit-breakers assures improved reliability of connections and is designed to maintain a constant tightening force which assures a strong, safe and long lasting connection in the most demanding environments. | Rated permanent current Iu | 50A
| 6 | Circuit Breakers and Fuses | Circuit Breakers | Motor Protection Circuit Breakers | TESYS DECA CIRCUIT BREAKER MAGNETIC 50A EVERLINK | 2006507 | GV3L50 | SCHNEIDER ELECTRIC | 7375 | https://pim-kvc.soneparsea.com:3443/PictureServer/default.aspx/schneider-gv3l40_Image1.jpg?A3889C9397807479A2A1C7A8BAA5959DB4AAC672B9AD63A08475B38EBF9897998173BEB5B9 | https://pim-kvc.soneparsea.com:3443/PictureServer/default.aspx/schneider-gv3l50_Datasheet1.pdf?A3889C9397807479A2A1C7A8BAA5959DB4AAC672B9AD63A08575B389B3AB91A7B8AAB9B98365A098B6 | TESYS DECA CIRCUIT BREAKER MAGNETIC 50A EVERLINK BTR CONNECTORS | Thanks to its new power terminals, this range of GV3 magnetic circuit-breakers assures improved reliability of connections and is designed to maintain a constant tightening force which assures a strong, safe and long lasting connection in the most demanding environments. | Rated operation power at AC-3, 230 V | 0kW
| 6 | Circuit Breakers and Fuses | Circuit Breakers | Motor Protection Circuit Breakers | TESYS DECA CIRCUIT BREAKER MAGNETIC 50A EVERLINK | 2006507 | GV3L50 | SCHNEIDER ELECTRIC | 7375 | https://pim-kvc.soneparsea.com:3443/PictureServer/default.aspx/schneider-gv3l40_Image1.jpg?A3889C9397807479A2A1C7A8BAA5959DB4AAC672B9AD63A08475B38EBF9897998173BEB5B9 | https://pim-kvc.soneparsea.com:3443/PictureServer/default.aspx/schneider-gv3l50_Datasheet1.pdf?A3889C9397807479A2A1C7A8BAA5959DB4AAC672B9AD63A08575B389B3AB91A7B8AAB9B98365A098B6 | TESYS DECA CIRCUIT BREAKER MAGNETIC 50A EVERLINK BTR CONNECTORS | Thanks to its new power terminals, this range of GV3 magnetic circuit-breakers assures improved reliability of connections and is designed to maintain a constant tightening force which assures a strong, safe and long lasting connection in the most demanding environments. | Rated operation power at AC-3, 400 V | 22kW
| 6 | Circuit Breakers and Fuses | Circuit Breakers | Motor Protection Circuit Breakers | TESYS DECA CIRCUIT BREAKER MAGNETIC 50A EVERLINK | 2006507 | GV3L50 | SCHNEIDER ELECTRIC | 7375 | https://pim-kvc.soneparsea.com:3443/PictureServer/default.aspx/schneider-gv3l40_Image1.jpg?A3889C9397807479A2A1C7A8BAA5959DB4AAC672B9AD63A08475B38EBF9897998173BEB5B9 | https://pim-kvc.soneparsea.com:3443/PictureServer/default.aspx/schneider-gv3l50_Datasheet1.pdf?A3889C9397807479A2A1C7A8BAA5959DB4AAC672B9AD63A08575B389B3AB91A7B8AAB9B98365A098B6 | TESYS DECA CIRCUIT BREAKER MAGNETIC 50A EVERLINK BTR CONNECTORS | Thanks to its new power terminals, this range of GV3 magnetic circuit-breakers assures improved reliability of connections and is designed to maintain a constant tightening force which assures a strong, safe and long lasting connection in the most demanding environments. | Type of electrical connection of main circuit | Screw connection
| 6 | Circuit Breakers and Fuses | Circuit Breakers | Motor Protection Circuit Breakers | TESYS DECA CIRCUIT BREAKER MAGNETIC 50A EVERLINK | 2006507 | GV3L50 | SCHNEIDER ELECTRIC | 7375 | https://pim-kvc.soneparsea.com:3443/PictureServer/default.aspx/schneider-gv3l40_Image1.jpg?A3889C9397807479A2A1C7A8BAA5959DB4AAC672B9AD63A08475B38EBF9897998173BEB5B9 | https://pim-kvc.soneparsea.com:3443/PictureServer/default.aspx/schneider-gv3l50_Datasheet1.pdf?A3889C9397807479A2A1C7A8BAA5959DB4AAC672B9AD63A08575B389B3AB91A7B8AAB9B98365A098B6 | TESYS DECA CIRCUIT BREAKER MAGNETIC 50A EVERLINK BTR CONNECTORS | Thanks to its new power terminals, this range of GV3 magnetic circuit-breakers assures improved reliability of connections and is designed to maintain a constant tightening force which assures a strong, safe and long lasting connection in the most demanding environments. | Type of control element | Turn button
| 6 | Circuit Breakers and Fuses | Circuit Breakers | Motor Protection Circuit Breakers | TESYS DECA CIRCUIT BREAKER MAGNETIC 50A EVERLINK | 2006507 | GV3L50 | SCHNEIDER ELECTRIC | 7375 | https://pim-kvc.soneparsea.com:3443/PictureServer/default.aspx/schneider-gv3l40_Image1.jpg?A3889C9397807479A2A1C7A8BAA5959DB4AAC672B9AD63A08475B38EBF9897998173BEB5B9 | https://pim-kvc.soneparsea.com:3443/PictureServer/default.aspx/schneider-gv3l50_Datasheet1.pdf?A3889C9397807479A2A1C7A8BAA5959DB4AAC672B9AD63A08575B389B3AB91A7B8AAB9B98365A098B6 | TESYS DECA CIRCUIT BREAKER MAGNETIC 50A EVERLINK BTR CONNECTORS | Thanks to its new power terminals, this range of GV3 magnetic circuit-breakers assures improved reliability of connections and is designed to maintain a constant tightening force which assures a strong, safe and long lasting connection in the most demanding environments. | Device construction | Complete device in housing
| 6 | Circuit Breakers and Fuses | Circuit Breakers | Motor Protection Circuit Breakers | TESYS DECA CIRCUIT BREAKER MAGNETIC 50A EVERLINK | 2006507 | GV3L50 | SCHNEIDER ELECTRIC | 7375 | https://pim-kvc.soneparsea.com:3443/PictureServer/default.aspx/schneider-gv3l40_Image1.jpg?A3889C9397807479A2A1C7A8BAA5959DB4AAC672B9AD63A08475B38EBF9897998173BEB5B9 | https://pim-kvc.soneparsea.com:3443/PictureServer/default.aspx/schneider-gv3l50_Datasheet1.pdf?A3889C9397807479A2A1C7A8BAA5959DB4AAC672B9AD63A08575B389B3AB91A7B8AAB9B98365A098B6 | TESYS DECA CIRCUIT BREAKER MAGNETIC 50A EVERLINK BTR CONNECTORS | Thanks to its new power terminals, this range of GV3 magnetic circuit-breakers assures improved reliability of connections and is designed to maintain a constant tightening force which assures a strong, safe and long lasting connection in the most demanding environments. | With integrated auxiliary switch | no
| 6 | Circuit Breakers and Fuses | Circuit Breakers | Motor Protection Circuit Breakers | TESYS DECA CIRCUIT BREAKER MAGNETIC 50A EVERLINK | 2006507 | GV3L50 | SCHNEIDER ELECTRIC | 7375 | https://pim-kvc.soneparsea.com:3443/PictureServer/default.aspx/schneider-gv3l40_Image1.jpg?A3889C9397807479A2A1C7A8BAA5959DB4AAC672B9AD63A08475B38EBF9897998173BEB5B9 | https://pim-kvc.soneparsea.com:3443/PictureServer/default.aspx/schneider-gv3l50_Datasheet1.pdf?A3889C9397807479A2A1C7A8BAA5959DB4AAC672B9AD63A08575B389B3AB91A7B8AAB9B98365A098B6 | TESYS DECA CIRCUIT BREAKER MAGNETIC 50A EVERLINK BTR CONNECTORS | Thanks to its new power terminals, this range of GV3 magnetic circuit-breakers assures improved reliability of connections and is designed to maintain a constant tightening force which assures a strong, safe and long lasting connection in the most demanding environments. | With integrated under voltage release | no
| 6 | Circuit Breakers and Fuses | Circuit Breakers | Motor Protection Circuit Breakers | TESYS DECA CIRCUIT BREAKER MAGNETIC 50A EVERLINK | 2006507 | GV3L50 | SCHNEIDER ELECTRIC | 7375 | https://pim-kvc.soneparsea.com:3443/PictureServer/default.aspx/schneider-gv3l40_Image1.jpg?A3889C9397807479A2A1C7A8BAA5959DB4AAC672B9AD63A08475B38EBF9897998173BEB5B9 | https://pim-kvc.soneparsea.com:3443/PictureServer/default.aspx/schneider-gv3l50_Datasheet1.pdf?A3889C9397807479A2A1C7A8BAA5959DB4AAC672B9AD63A08575B389B3AB91A7B8AAB9B98365A098B6 | TESYS DECA CIRCUIT BREAKER MAGNETIC 50A EVERLINK BTR CONNECTORS | Thanks to its new power terminals, this range of GV3 magnetic circuit-breakers assures improved reliability of connections and is designed to maintain a constant tightening force which assures a strong, safe and long lasting connection in the most demanding environments. | Number of poles | 3
| 6 | Circuit Breakers and Fuses | Circuit Breakers | Motor Protection Circuit Breakers | TESYS DECA CIRCUIT BREAKER MAGNETIC 50A EVERLINK | 2006507 | GV3L50 | SCHNEIDER ELECTRIC | 7375 | https://pim-kvc.soneparsea.com:3443/PictureServer/default.aspx/schneider-gv3l40_Image1.jpg?A3889C9397807479A2A1C7A8BAA5959DB4AAC672B9AD63A08475B38EBF9897998173BEB5B9 | https://pim-kvc.soneparsea.com:3443/PictureServer/default.aspx/schneider-gv3l50_Datasheet1.pdf?A3889C9397807479A2A1C7A8BAA5959DB4AAC672B9AD63A08575B389B3AB91A7B8AAB9B98365A098B6 | TESYS DECA CIRCUIT BREAKER MAGNETIC 50A EVERLINK BTR CONNECTORS | Thanks to its new power terminals, this range of GV3 magnetic circuit-breakers assures improved reliability of connections and is designed to maintain a constant tightening force which assures a strong, safe and long lasting connection in the most demanding environments. | Rated short-circuit breaking capacity lcu at 400 V, AC | 50kA
| 6 | Circuit Breakers and Fuses | Circuit Breakers | Motor Protection Circuit Breakers | TESYS DECA CIRCUIT BREAKER MAGNETIC 50A EVERLINK | 2006507 | GV3L50 | SCHNEIDER ELECTRIC | 7375 | https://pim-kvc.soneparsea.com:3443/PictureServer/default.aspx/schneider-gv3l40_Image1.jpg?A3889C9397807479A2A1C7A8BAA5959DB4AAC672B9AD63A08475B38EBF9897998173BEB5B9 | https://pim-kvc.soneparsea.com:3443/PictureServer/default.aspx/schneider-gv3l50_Datasheet1.pdf?A3889C9397807479A2A1C7A8BAA5959DB4AAC672B9AD63A08575B389B3AB91A7B8AAB9B98365A098B6 | TESYS DECA CIRCUIT BREAKER MAGNETIC 50A EVERLINK BTR CONNECTORS | Thanks to its new power terminals, this range of GV3 magnetic circuit-breakers assures improved reliability of connections and is designed to maintain a constant tightening force which assures a strong, safe and long lasting connection in the most demanding environments. | Degree of protection (IP) | IP20
| 6 | Circuit Breakers and Fuses | Circuit Breakers | Motor Protection Circuit Breakers | TESYS DECA CIRCUIT BREAKER MAGNETIC 50A EVERLINK | 2006507 | GV3L50 | SCHNEIDER ELECTRIC | 7375 | https://pim-kvc.soneparsea.com:3443/PictureServer/default.aspx/schneider-gv3l40_Image1.jpg?A3889C9397807479A2A1C7A8BAA5959DB4AAC672B9AD63A08475B38EBF9897998173BEB5B9 | https://pim-kvc.soneparsea.com:3443/PictureServer/default.aspx/schneider-gv3l50_Datasheet1.pdf?A3889C9397807479A2A1C7A8BAA5959DB4AAC672B9AD63A08575B389B3AB91A7B8AAB9B98365A098B6 | TESYS DECA CIRCUIT BREAKER MAGNETIC 50A EVERLINK BTR CONNECTORS | Thanks to its new power terminals, this range of GV3 magnetic circuit-breakers assures improved reliability of connections and is designed to maintain a constant tightening force which assures a strong, safe and long lasting connection in the most demanding environments. | Height | 132mm
| 6 | Circuit Breakers and Fuses | Circuit Breakers | Motor Protection Circuit Breakers | TESYS DECA CIRCUIT BREAKER MAGNETIC 50A EVERLINK | 2006507 | GV3L50 | SCHNEIDER ELECTRIC | 7375 | https://pim-kvc.soneparsea.com:3443/PictureServer/default.aspx/schneider-gv3l40_Image1.jpg?A3889C9397807479A2A1C7A8BAA5959DB4AAC672B9AD63A08475B38EBF9897998173BEB5B9 | https://pim-kvc.soneparsea.com:3443/PictureServer/default.aspx/schneider-gv3l50_Datasheet1.pdf?A3889C9397807479A2A1C7A8BAA5959DB4AAC672B9AD63A08575B389B3AB91A7B8AAB9B98365A098B6 | TESYS DECA CIRCUIT BREAKER MAGNETIC 50A EVERLINK BTR CONNECTORS | Thanks to its new power terminals, this range of GV3 magnetic circuit-breakers assures improved reliability of connections and is designed to maintain a constant tightening force which assures a strong, safe and long lasting connection in the most demanding environments. | Width | 55mm
| 6 | Circuit Breakers and Fuses | Circuit Breakers | Motor Protection Circuit Breakers | TESYS DECA CIRCUIT BREAKER MAGNETIC 50A EVERLINK | 2006507 | GV3L50 | SCHNEIDER ELECTRIC | 7375 | https://pim-kvc.soneparsea.com:3443/PictureServer/default.aspx/schneider-gv3l40_Image1.jpg?A3889C9397807479A2A1C7A8BAA5959DB4AAC672B9AD63A08475B38EBF9897998173BEB5B9 | https://pim-kvc.soneparsea.com:3443/PictureServer/default.aspx/schneider-gv3l50_Datasheet1.pdf?A3889C9397807479A2A1C7A8BAA5959DB4AAC672B9AD63A08575B389B3AB91A7B8AAB9B98365A098B6 | TESYS DECA CIRCUIT BREAKER MAGNETIC 50A EVERLINK BTR CONNECTORS | Thanks to its new power terminals, this range of GV3 magnetic circuit-breakers assures improved reliability of connections and is designed to maintain a constant tightening force which assures a strong, safe and long lasting connection in the most demanding environments. | Depth | 136mm
| 6 | Circuit Breakers and Fuses | Circuit Breakers | Motor Protection Circuit Breakers | TESYS DECA CIRCUIT BREAKER MAGNETIC 50A EVERLINK | 2006507 | GV3L50 | SCHNEIDER ELECTRIC | 7375 | https://pim-kvc.soneparsea.com:3443/PictureServer/default.aspx/schneider-gv3l40_Image1.jpg?A3889C9397807479A2A1C7A8BAA5959DB4AAC672B9AD63A08475B38EBF9897998173BEB5B9 | https://pim-kvc.soneparsea.com:3443/PictureServer/default.aspx/schneider-gv3l50_Datasheet1.pdf?A3889C9397807479A2A1C7A8BAA5959DB4AAC672B9AD63A08575B389B3AB91A7B8AAB9B98365A098B6 | TESYS DECA CIRCUIT BREAKER MAGNETIC 50A EVERLINK BTR CONNECTORS | Thanks to its new power terminals, this range of GV3 magnetic circuit-breakers assures improved reliability of connections and is designed to maintain a constant tightening force which assures a strong, safe and long lasting connection in the most demanding environments. | Overload release current setting | 37...37A
| 6 | Circuit Breakers and Fuses | Circuit Breakers | Motor Protection Circuit Breakers | TESYS DECA CIRCUIT BREAKER MAGNETIC 50A EVERLINK | 2006507 | GV3L50 | SCHNEIDER ELECTRIC | 7375 | https://pim-kvc.soneparsea.com:3443/PictureServer/default.aspx/schneider-gv3l40_Image1.jpg?A3889C9397807479A2A1C7A8BAA5959DB4AAC672B9AD63A08475B38EBF9897998173BEB5B9 | https://pim-kvc.soneparsea.com:3443/PictureServer/default.aspx/schneider-gv3l50_Datasheet1.pdf?A3889C9397807479A2A1C7A8BAA5959DB4AAC672B9AD63A08575B389B3AB91A7B8AAB9B98365A098B6 | TESYS DECA CIRCUIT BREAKER MAGNETIC 50A EVERLINK BTR CONNECTORS | Thanks to its new power terminals, this range of GV3 magnetic circuit-breakers assures improved reliability of connections and is designed to maintain a constant tightening force which assures a strong, safe and long lasting connection in the most demanding environments. | Adjustment range undelayed short-circuit release | 700...700A
| 6 | Circuit Breakers and Fuses | Circuit Breakers | Motor Protection Circuit Breakers | TESYS DECA CIRCUIT BREAKER MAGNETIC 50A EVERLINK | 2006507 | GV3L50 | SCHNEIDER ELECTRIC | 7375 | https://pim-kvc.soneparsea.com:3443/PictureServer/default.aspx/schneider-gv3l40_Image1.jpg?A3889C9397807479A2A1C7A8BAA5959DB4AAC672B9AD63A08475B38EBF9897998173BEB5B9 | https://pim-kvc.soneparsea.com:3443/PictureServer/default.aspx/schneider-gv3l50_Datasheet1.pdf?A3889C9397807479A2A1C7A8BAA5959DB4AAC672B9AD63A08575B389B3AB91A7B8AAB9B98365A098B6 | TESYS DECA CIRCUIT BREAKER MAGNETIC 50A EVERLINK BTR CONNECTORS | Thanks to its new power terminals, this range of GV3 magnetic circuit-breakers assures improved reliability of connections and is designed to maintain a constant tightening force which assures a strong, safe and long lasting connection in the most demanding environments. | Phase failure sensitive | yes
| 6 | Circuit Breakers and Fuses | Circuit Breakers | Motor Protection Circuit Breakers | TESYS DECA CIRCUIT BREAKER MAGNETIC 50A EVERLINK | 2006507 | GV3L50 | SCHNEIDER ELECTRIC | 7375 | https://pim-kvc.soneparsea.com:3443/PictureServer/default.aspx/schneider-gv3l40_Image1.jpg?A3889C9397807479A2A1C7A8BAA5959DB4AAC672B9AD63A08475B38EBF9897998173BEB5B9 | https://pim-kvc.soneparsea.com:3443/PictureServer/default.aspx/schneider-gv3l50_Datasheet1.pdf?A3889C9397807479A2A1C7A8BAA5959DB4AAC672B9AD63A08575B389B3AB91A7B8AAB9B98365A098B6 | TESYS DECA CIRCUIT BREAKER MAGNETIC 50A EVERLINK BTR CONNECTORS | Thanks to its new power terminals, this range of GV3 magnetic circuit-breakers assures improved reliability of connections and is designed to maintain a constant tightening force which assures a strong, safe and long lasting connection in the most demanding environments. | Switch off technique | Magnetic
| 6 | Circuit Breakers and Fuses | Circuit Breakers | Motor Protection Circuit Breakers | TESYS DECA CIRCUIT BREAKER MAGNETIC 50A EVERLINK | 2006507 | GV3L50 | SCHNEIDER ELECTRIC | 7375 | https://pim-kvc.soneparsea.com:3443/PictureServer/default.aspx/schneider-gv3l40_Image1.jpg?A3889C9397807479A2A1C7A8BAA5959DB4AAC672B9AD63A08475B38EBF9897998173BEB5B9 | https://pim-kvc.soneparsea.com:3443/PictureServer/default.aspx/schneider-gv3l50_Datasheet1.pdf?A3889C9397807479A2A1C7A8BAA5959DB4AAC672B9AD63A08575B389B3AB91A7B8AAB9B98365A098B6 | TESYS DECA CIRCUIT BREAKER MAGNETIC 50A EVERLINK BTR CONNECTORS | Thanks to its new power terminals, this range of GV3 magnetic circuit-breakers assures improved reliability of connections and is designed to maintain a constant tightening force which assures a strong, safe and long lasting connection in the most demanding environments. | Rated operating voltage | 690...690V