## AutomationControl>MotorDrives
ImportTicket-xlsx-zsx22ii8k1q&Tx | ลำดับ | รายละเอียดสินค้า
|  | ชื่อหมวดหมู่ชั้นที่ 1 | ชื่อหมวดหมู่ชั้นที่ 2 | ชื่อหมวดหมู่ชั้นที่ 3 | ชื่อสินค้า | รหัสสินค้า | MPN | Brand | ราคาสินค้า | Picture | Datasheet | รายละเอียดย่อ | รายละเอียดเต็ม | หัวข้อฟีเจอร์ | รายละเอียดฟีเจอร์
Example > | 0 | Product Category 1 | Product Sub 1 | Product Sub-sec 1 | Example Product | P0001 | N/A | Brand 1 | 100000 | https://soneparthailand.com/th/_content_images/product/A4BF5596-06F7-632A-0C7B-5BEB6E7DB749.jpg | https://www.quotewerks.com/download/printlayouts/Samples/QuotationSample_A.pdf | เอ๋เวิลด์ เปราะบางโลโก้มอนสเตอร์รากหญ้าพูล เชอร์รี่ไฮเปอร์ตรวจสอบรันเวย์ฟลอร์ เซรามิก | สเปกแอ็กชั่น มหภาคเทรดคอร์ปมหาอุปราชาเฉิ่ม แป๋วมาร์เก็ตเดบิตแมนชั่น โกลด์วีซ่าเซอร์วิส เฟิร์มสไปเดอร์ ออร์เดอร์เช็ก ฮันนีมูนแชมป์กระดี๊กระด๊ารีวิวดยุค ฟินิกซ์ตื้บสมาพันธ์ซัพพลายเออร์โรแมนติก หลวงปู่บู๊ฮาลาลแซ็กโซโฟน ป๋าแอสเตอร์แดรี่ภคันทลาพาธ บอกซ์เยนโหลนเมคอัพ รูบิก จูเนียร์ไอติมเคลียร์ฟลุทมอคคา ทอม แฟกซ์รวมมิตรฟอยล์ แซนด์วิชลอร์ดสคริปต์ยากูซ่า สแล็กผ้าห่มรีสอร์ตแดรี่ สเตย์ธรรมา เที่ยงคืนแอปเปิ้ล คำสาปแคมปัสท็อปบูต สัมนาศิลปากรพาร์บ๊วยอมาตยาธิปไตย แจ๊สไงจัมโบ้ดั๊มพ์ วิว เกจิเคลียร์ ว้อดก้ามั้งคอมพ์ แหม็บโยเกิร์ตซัมเมอร์ ป่าไม้นิวละติน เทคโนแครตเวิร์กช็อปฮาราคีรี แคนยอนแกรนด์ โปรเจ็กต์ เต๊ะแบคโฮเหี่ยวย่นละอ่อนคาปูชิโน วันเวย์ ครูเสดแตงโมฟีเวอร์เจ๊คอลเล็กชั่น ดั๊มพ์วิลเลจกับดัก ชัตเตอร์โบว์ ออเดอร์แชมป์ อุปทานมาร์จินฮิบรูโทรโข่ง จูน แดรี่โยโย่ บุ๋น เอ็นเตอร์เทนดีพาร์ทเมนต์ลีเมอร์ สต็อกเซาท์ มายาคติโกเต็กซ์ไวอากร้าลิมูซีน ออร์เดอร์โมเดิร์นวอล์กร็อคไฮไลต์ ซีเนียร์ริกเตอร์สมาพันธ์ เจ๊วาฟเฟิลฟลุกฮิตคัตเอาต์ คูลเลอร์ยากูซ่า ราสเบอร์รีไฟแนนซ์แคนู ยาวี แม่ค้าชีสเซี้ยว อิกัวนาแมมโบ้ ซีเรียสกุมภาพันธ์ ซัพพลายเออร์ฟลุท เป่ายิ้งฉุบโลโก้หลวงพี่ กีวีตุ๊กตุ๊กเซ็กส์อาร์ติสต์ อริยสงฆ์บาบูนไฮไลท์ซาร์ดีน เมเปิลปาสกาลแรงใจ ปาร์ตี้มาร์กเซนเซอร์แคมเปญ เบอร์รีแพทยสภาวาฟเฟิลแบคโฮแมกกาซีน ชีสสังโฆวิน เซ่นไหว้จิ๊กโก๋กฤษณ์บูติคจอหงวน โคโยตีจังโก้บัลลาสต์คอลเล็กชั่น โปรเจ็ครีเสิร์ช แชมเปญ โปรโมเตอร์แกรนด์สตรอว์เบอร์รีแพกเกจ จีดีพีคลาสสิกแทคติค ฮัมซามูไรเคอร์ฟิวแมชชีน เทเลกราฟแอปเปิ้ลวิลล์ แฟรนไชส์ต่อยอดรีสอร์ต ออร์เดอร์ฟอยล์อ่อนด้อยช็อป รันเวย์ชีสแจ็กพอตอาว์มาราธอน ไตรมาสจอหงวน รอยัลตี้เมจิคชัตเตอร์ ชาร์จแมชีนก๋ากั่นเซฟตี้ ง่าวแมคเคอเรล หม่านโถวโยเกิร์ต แช่แข็งอันตรกิริยา แจ็กพ็อตมะกันล็อบบี้ซิมแผดเผา คาร์ดีพาร์ตเมนต์บลูเบอร์รีโคโยตี้เครป ฮันนีมูนเจลรวมมิตรเซี้ยว | Feature Name 1 | This is feature detail.
Start > | 28 | Automation and Control | Motors and Drives | Motor Starter Combinations | TESYS LE ENCLOSED DOL STARTER 12-16 A 380VAC COIL | 2087492 | LE1M35Q722 | SCHNEIDER ELECTRIC | 3985 | https://pim-kvc.soneparsea.com:3443/PictureServer/default.aspx/schneider-LE1M35Q722_Image1.jpg?A3889C9397807479A2A1C7A8BAA5959DB4AAC6729E7C6181837AA57C84698F7DBDA6BBAA83659AA4B7 | https://pim-kvc.soneparsea.com:3443/PictureServer/default.aspx/schneider-le1-m35q722.pdf?81788B76AEAA939CBEAABDA9B7A95DA0B57681B2856CA16B827782B5B69D | TESYS LE ENCLOSED DOL STARTER 12-16 A 380VAC COIL | A large range of enclosed DOL and soft start starters, simple to choose, install and use. These compact, ergonomically designed starters can be wall-mounted or located remotely on a machine. Applications: Industry, infrastructure, buildings, etc. All machines requiring: DOL motor starting or stopping, simple soft starting, overload protection | Type of motor starter | Direct online starter (DOL)
| 28 | Automation and Control | Motors and Drives | Motor Starter Combinations | TESYS LE ENCLOSED DOL STARTER 12-16 A 380VAC COIL | 2087492 | LE1M35Q722 | SCHNEIDER ELECTRIC | 3985 | https://pim-kvc.soneparsea.com:3443/PictureServer/default.aspx/schneider-LE1M35Q722_Image1.jpg?A3889C9397807479A2A1C7A8BAA5959DB4AAC6729E7C6181837AA57C84698F7DBDA6BBAA83659AA4B7 | https://pim-kvc.soneparsea.com:3443/PictureServer/default.aspx/schneider-le1-m35q722.pdf?81788B76AEAA939CBEAABDA9B7A95DA0B57681B2856CA16B827782B5B69D | TESYS LE ENCLOSED DOL STARTER 12-16 A 380VAC COIL | A large range of enclosed DOL and soft start starters, simple to choose, install and use. These compact, ergonomically designed starters can be wall-mounted or located remotely on a machine. Applications: Industry, infrastructure, buildings, etc. All machines requiring: DOL motor starting or stopping, simple soft starting, overload protection | With short-circuit release | no
| 28 | Automation and Control | Motors and Drives | Motor Starter Combinations | TESYS LE ENCLOSED DOL STARTER 12-16 A 380VAC COIL | 2087492 | LE1M35Q722 | SCHNEIDER ELECTRIC | 3985 | https://pim-kvc.soneparsea.com:3443/PictureServer/default.aspx/schneider-LE1M35Q722_Image1.jpg?A3889C9397807479A2A1C7A8BAA5959DB4AAC6729E7C6181837AA57C84698F7DBDA6BBAA83659AA4B7 | https://pim-kvc.soneparsea.com:3443/PictureServer/default.aspx/schneider-le1-m35q722.pdf?81788B76AEAA939CBEAABDA9B7A95DA0B57681B2856CA16B827782B5B69D | TESYS LE ENCLOSED DOL STARTER 12-16 A 380VAC COIL | A large range of enclosed DOL and soft start starters, simple to choose, install and use. These compact, ergonomically designed starters can be wall-mounted or located remotely on a machine. Applications: Industry, infrastructure, buildings, etc. All machines requiring: DOL motor starting or stopping, simple soft starting, overload protection | Rated control supply voltage Us at AC 50HZ | 380...380V
| 28 | Automation and Control | Motors and Drives | Motor Starter Combinations | TESYS LE ENCLOSED DOL STARTER 12-16 A 380VAC COIL | 2087492 | LE1M35Q722 | SCHNEIDER ELECTRIC | 3985 | https://pim-kvc.soneparsea.com:3443/PictureServer/default.aspx/schneider-LE1M35Q722_Image1.jpg?A3889C9397807479A2A1C7A8BAA5959DB4AAC6729E7C6181837AA57C84698F7DBDA6BBAA83659AA4B7 | https://pim-kvc.soneparsea.com:3443/PictureServer/default.aspx/schneider-le1-m35q722.pdf?81788B76AEAA939CBEAABDA9B7A95DA0B57681B2856CA16B827782B5B69D | TESYS LE ENCLOSED DOL STARTER 12-16 A 380VAC COIL | A large range of enclosed DOL and soft start starters, simple to choose, install and use. These compact, ergonomically designed starters can be wall-mounted or located remotely on a machine. Applications: Industry, infrastructure, buildings, etc. All machines requiring: DOL motor starting or stopping, simple soft starting, overload protection | Rated control supply voltage Us at AC 60HZ | 380...380V
| 28 | Automation and Control | Motors and Drives | Motor Starter Combinations | TESYS LE ENCLOSED DOL STARTER 12-16 A 380VAC COIL | 2087492 | LE1M35Q722 | SCHNEIDER ELECTRIC | 3985 | https://pim-kvc.soneparsea.com:3443/PictureServer/default.aspx/schneider-LE1M35Q722_Image1.jpg?A3889C9397807479A2A1C7A8BAA5959DB4AAC6729E7C6181837AA57C84698F7DBDA6BBAA83659AA4B7 | https://pim-kvc.soneparsea.com:3443/PictureServer/default.aspx/schneider-le1-m35q722.pdf?81788B76AEAA939CBEAABDA9B7A95DA0B57681B2856CA16B827782B5B69D | TESYS LE ENCLOSED DOL STARTER 12-16 A 380VAC COIL | A large range of enclosed DOL and soft start starters, simple to choose, install and use. These compact, ergonomically designed starters can be wall-mounted or located remotely on a machine. Applications: Industry, infrastructure, buildings, etc. All machines requiring: DOL motor starting or stopping, simple soft starting, overload protection | Rated control supply voltage Us at DC | 0...0V
| 28 | Automation and Control | Motors and Drives | Motor Starter Combinations | TESYS LE ENCLOSED DOL STARTER 12-16 A 380VAC COIL | 2087492 | LE1M35Q722 | SCHNEIDER ELECTRIC | 3985 | https://pim-kvc.soneparsea.com:3443/PictureServer/default.aspx/schneider-LE1M35Q722_Image1.jpg?A3889C9397807479A2A1C7A8BAA5959DB4AAC6729E7C6181837AA57C84698F7DBDA6BBAA83659AA4B7 | https://pim-kvc.soneparsea.com:3443/PictureServer/default.aspx/schneider-le1-m35q722.pdf?81788B76AEAA939CBEAABDA9B7A95DA0B57681B2856CA16B827782B5B69D | TESYS LE ENCLOSED DOL STARTER 12-16 A 380VAC COIL | A large range of enclosed DOL and soft start starters, simple to choose, install and use. These compact, ergonomically designed starters can be wall-mounted or located remotely on a machine. Applications: Industry, infrastructure, buildings, etc. All machines requiring: DOL motor starting or stopping, simple soft starting, overload protection | Voltage type for actuating | AC
| 28 | Automation and Control | Motors and Drives | Motor Starter Combinations | TESYS LE ENCLOSED DOL STARTER 12-16 A 380VAC COIL | 2087492 | LE1M35Q722 | SCHNEIDER ELECTRIC | 3985 | https://pim-kvc.soneparsea.com:3443/PictureServer/default.aspx/schneider-LE1M35Q722_Image1.jpg?A3889C9397807479A2A1C7A8BAA5959DB4AAC6729E7C6181837AA57C84698F7DBDA6BBAA83659AA4B7 | https://pim-kvc.soneparsea.com:3443/PictureServer/default.aspx/schneider-le1-m35q722.pdf?81788B76AEAA939CBEAABDA9B7A95DA0B57681B2856CA16B827782B5B69D | TESYS LE ENCLOSED DOL STARTER 12-16 A 380VAC COIL | A large range of enclosed DOL and soft start starters, simple to choose, install and use. These compact, ergonomically designed starters can be wall-mounted or located remotely on a machine. Applications: Industry, infrastructure, buildings, etc. All machines requiring: DOL motor starting or stopping, simple soft starting, overload protection | Rated operation power at AC-3, 230 V, 3-phase | 3.7kW
| 28 | Automation and Control | Motors and Drives | Motor Starter Combinations | TESYS LE ENCLOSED DOL STARTER 12-16 A 380VAC COIL | 2087492 | LE1M35Q722 | SCHNEIDER ELECTRIC | 3985 | https://pim-kvc.soneparsea.com:3443/PictureServer/default.aspx/schneider-LE1M35Q722_Image1.jpg?A3889C9397807479A2A1C7A8BAA5959DB4AAC6729E7C6181837AA57C84698F7DBDA6BBAA83659AA4B7 | https://pim-kvc.soneparsea.com:3443/PictureServer/default.aspx/schneider-le1-m35q722.pdf?81788B76AEAA939CBEAABDA9B7A95DA0B57681B2856CA16B827782B5B69D | TESYS LE ENCLOSED DOL STARTER 12-16 A 380VAC COIL | A large range of enclosed DOL and soft start starters, simple to choose, install and use. These compact, ergonomically designed starters can be wall-mounted or located remotely on a machine. Applications: Industry, infrastructure, buildings, etc. All machines requiring: DOL motor starting or stopping, simple soft starting, overload protection | Rated operation power at AC-3, 400 V | 7.5kW
| 28 | Automation and Control | Motors and Drives | Motor Starter Combinations | TESYS LE ENCLOSED DOL STARTER 12-16 A 380VAC COIL | 2087492 | LE1M35Q722 | SCHNEIDER ELECTRIC | 3985 | https://pim-kvc.soneparsea.com:3443/PictureServer/default.aspx/schneider-LE1M35Q722_Image1.jpg?A3889C9397807479A2A1C7A8BAA5959DB4AAC6729E7C6181837AA57C84698F7DBDA6BBAA83659AA4B7 | https://pim-kvc.soneparsea.com:3443/PictureServer/default.aspx/schneider-le1-m35q722.pdf?81788B76AEAA939CBEAABDA9B7A95DA0B57681B2856CA16B827782B5B69D | TESYS LE ENCLOSED DOL STARTER 12-16 A 380VAC COIL | A large range of enclosed DOL and soft start starters, simple to choose, install and use. These compact, ergonomically designed starters can be wall-mounted or located remotely on a machine. Applications: Industry, infrastructure, buildings, etc. All machines requiring: DOL motor starting or stopping, simple soft starting, overload protection | Rated power, 460 V, 60 Hz, 3-phase | 7.5kW
| 28 | Automation and Control | Motors and Drives | Motor Starter Combinations | TESYS LE ENCLOSED DOL STARTER 12-16 A 380VAC COIL | 2087492 | LE1M35Q722 | SCHNEIDER ELECTRIC | 3985 | https://pim-kvc.soneparsea.com:3443/PictureServer/default.aspx/schneider-LE1M35Q722_Image1.jpg?A3889C9397807479A2A1C7A8BAA5959DB4AAC6729E7C6181837AA57C84698F7DBDA6BBAA83659AA4B7 | https://pim-kvc.soneparsea.com:3443/PictureServer/default.aspx/schneider-le1-m35q722.pdf?81788B76AEAA939CBEAABDA9B7A95DA0B57681B2856CA16B827782B5B69D | TESYS LE ENCLOSED DOL STARTER 12-16 A 380VAC COIL | A large range of enclosed DOL and soft start starters, simple to choose, install and use. These compact, ergonomically designed starters can be wall-mounted or located remotely on a machine. Applications: Industry, infrastructure, buildings, etc. All machines requiring: DOL motor starting or stopping, simple soft starting, overload protection | Rated power, 575 V, 60 Hz, 3-phase | 9kW
| 28 | Automation and Control | Motors and Drives | Motor Starter Combinations | TESYS LE ENCLOSED DOL STARTER 12-16 A 380VAC COIL | 2087492 | LE1M35Q722 | SCHNEIDER ELECTRIC | 3985 | https://pim-kvc.soneparsea.com:3443/PictureServer/default.aspx/schneider-LE1M35Q722_Image1.jpg?A3889C9397807479A2A1C7A8BAA5959DB4AAC6729E7C6181837AA57C84698F7DBDA6BBAA83659AA4B7 | https://pim-kvc.soneparsea.com:3443/PictureServer/default.aspx/schneider-le1-m35q722.pdf?81788B76AEAA939CBEAABDA9B7A95DA0B57681B2856CA16B827782B5B69D | TESYS LE ENCLOSED DOL STARTER 12-16 A 380VAC COIL | A large range of enclosed DOL and soft start starters, simple to choose, install and use. These compact, ergonomically designed starters can be wall-mounted or located remotely on a machine. Applications: Industry, infrastructure, buildings, etc. All machines requiring: DOL motor starting or stopping, simple soft starting, overload protection | Rated operation current Ie | 16A
| 28 | Automation and Control | Motors and Drives | Motor Starter Combinations | TESYS LE ENCLOSED DOL STARTER 12-16 A 380VAC COIL | 2087492 | LE1M35Q722 | SCHNEIDER ELECTRIC | 3985 | https://pim-kvc.soneparsea.com:3443/PictureServer/default.aspx/schneider-LE1M35Q722_Image1.jpg?A3889C9397807479A2A1C7A8BAA5959DB4AAC6729E7C6181837AA57C84698F7DBDA6BBAA83659AA4B7 | https://pim-kvc.soneparsea.com:3443/PictureServer/default.aspx/schneider-le1-m35q722.pdf?81788B76AEAA939CBEAABDA9B7A95DA0B57681B2856CA16B827782B5B69D | TESYS LE ENCLOSED DOL STARTER 12-16 A 380VAC COIL | A large range of enclosed DOL and soft start starters, simple to choose, install and use. These compact, ergonomically designed starters can be wall-mounted or located remotely on a machine. Applications: Industry, infrastructure, buildings, etc. All machines requiring: DOL motor starting or stopping, simple soft starting, overload protection | Rated operation current at AC-3, 400 V | 16A
| 28 | Automation and Control | Motors and Drives | Motor Starter Combinations | TESYS LE ENCLOSED DOL STARTER 12-16 A 380VAC COIL | 2087492 | LE1M35Q722 | SCHNEIDER ELECTRIC | 3985 | https://pim-kvc.soneparsea.com:3443/PictureServer/default.aspx/schneider-LE1M35Q722_Image1.jpg?A3889C9397807479A2A1C7A8BAA5959DB4AAC6729E7C6181837AA57C84698F7DBDA6BBAA83659AA4B7 | https://pim-kvc.soneparsea.com:3443/PictureServer/default.aspx/schneider-le1-m35q722.pdf?81788B76AEAA939CBEAABDA9B7A95DA0B57681B2856CA16B827782B5B69D | TESYS LE ENCLOSED DOL STARTER 12-16 A 380VAC COIL | A large range of enclosed DOL and soft start starters, simple to choose, install and use. These compact, ergonomically designed starters can be wall-mounted or located remotely on a machine. Applications: Industry, infrastructure, buildings, etc. All machines requiring: DOL motor starting or stopping, simple soft starting, overload protection | Overload release current setting | 12...16A
| 28 | Automation and Control | Motors and Drives | Motor Starter Combinations | TESYS LE ENCLOSED DOL STARTER 12-16 A 380VAC COIL | 2087492 | LE1M35Q722 | SCHNEIDER ELECTRIC | 3985 | https://pim-kvc.soneparsea.com:3443/PictureServer/default.aspx/schneider-LE1M35Q722_Image1.jpg?A3889C9397807479A2A1C7A8BAA5959DB4AAC6729E7C6181837AA57C84698F7DBDA6BBAA83659AA4B7 | https://pim-kvc.soneparsea.com:3443/PictureServer/default.aspx/schneider-le1-m35q722.pdf?81788B76AEAA939CBEAABDA9B7A95DA0B57681B2856CA16B827782B5B69D | TESYS LE ENCLOSED DOL STARTER 12-16 A 380VAC COIL | A large range of enclosed DOL and soft start starters, simple to choose, install and use. These compact, ergonomically designed starters can be wall-mounted or located remotely on a machine. Applications: Industry, infrastructure, buildings, etc. All machines requiring: DOL motor starting or stopping, simple soft starting, overload protection | Rated conditional short-circuit current, type 1, 480 Y/277 V | 0A
| 28 | Automation and Control | Motors and Drives | Motor Starter Combinations | TESYS LE ENCLOSED DOL STARTER 12-16 A 380VAC COIL | 2087492 | LE1M35Q722 | SCHNEIDER ELECTRIC | 3985 | https://pim-kvc.soneparsea.com:3443/PictureServer/default.aspx/schneider-LE1M35Q722_Image1.jpg?A3889C9397807479A2A1C7A8BAA5959DB4AAC6729E7C6181837AA57C84698F7DBDA6BBAA83659AA4B7 | https://pim-kvc.soneparsea.com:3443/PictureServer/default.aspx/schneider-le1-m35q722.pdf?81788B76AEAA939CBEAABDA9B7A95DA0B57681B2856CA16B827782B5B69D | TESYS LE ENCLOSED DOL STARTER 12-16 A 380VAC COIL | A large range of enclosed DOL and soft start starters, simple to choose, install and use. These compact, ergonomically designed starters can be wall-mounted or located remotely on a machine. Applications: Industry, infrastructure, buildings, etc. All machines requiring: DOL motor starting or stopping, simple soft starting, overload protection | Rated conditional short-circuit current, type 1, 600 Y/347 V | 0A
| 28 | Automation and Control | Motors and Drives | Motor Starter Combinations | TESYS LE ENCLOSED DOL STARTER 12-16 A 380VAC COIL | 2087492 | LE1M35Q722 | SCHNEIDER ELECTRIC | 3985 | https://pim-kvc.soneparsea.com:3443/PictureServer/default.aspx/schneider-LE1M35Q722_Image1.jpg?A3889C9397807479A2A1C7A8BAA5959DB4AAC6729E7C6181837AA57C84698F7DBDA6BBAA83659AA4B7 | https://pim-kvc.soneparsea.com:3443/PictureServer/default.aspx/schneider-le1-m35q722.pdf?81788B76AEAA939CBEAABDA9B7A95DA0B57681B2856CA16B827782B5B69D | TESYS LE ENCLOSED DOL STARTER 12-16 A 380VAC COIL | A large range of enclosed DOL and soft start starters, simple to choose, install and use. These compact, ergonomically designed starters can be wall-mounted or located remotely on a machine. Applications: Industry, infrastructure, buildings, etc. All machines requiring: DOL motor starting or stopping, simple soft starting, overload protection | Rated conditional short-circuit current, type 2, 230 V | 0A
| 28 | Automation and Control | Motors and Drives | Motor Starter Combinations | TESYS LE ENCLOSED DOL STARTER 12-16 A 380VAC COIL | 2087492 | LE1M35Q722 | SCHNEIDER ELECTRIC | 3985 | https://pim-kvc.soneparsea.com:3443/PictureServer/default.aspx/schneider-LE1M35Q722_Image1.jpg?A3889C9397807479A2A1C7A8BAA5959DB4AAC6729E7C6181837AA57C84698F7DBDA6BBAA83659AA4B7 | https://pim-kvc.soneparsea.com:3443/PictureServer/default.aspx/schneider-le1-m35q722.pdf?81788B76AEAA939CBEAABDA9B7A95DA0B57681B2856CA16B827782B5B69D | TESYS LE ENCLOSED DOL STARTER 12-16 A 380VAC COIL | A large range of enclosed DOL and soft start starters, simple to choose, install and use. These compact, ergonomically designed starters can be wall-mounted or located remotely on a machine. Applications: Industry, infrastructure, buildings, etc. All machines requiring: DOL motor starting or stopping, simple soft starting, overload protection | Rated conditional short-circuit current, type 2, 400 V | 0A
| 28 | Automation and Control | Motors and Drives | Motor Starter Combinations | TESYS LE ENCLOSED DOL STARTER 12-16 A 380VAC COIL | 2087492 | LE1M35Q722 | SCHNEIDER ELECTRIC | 3985 | https://pim-kvc.soneparsea.com:3443/PictureServer/default.aspx/schneider-LE1M35Q722_Image1.jpg?A3889C9397807479A2A1C7A8BAA5959DB4AAC6729E7C6181837AA57C84698F7DBDA6BBAA83659AA4B7 | https://pim-kvc.soneparsea.com:3443/PictureServer/default.aspx/schneider-le1-m35q722.pdf?81788B76AEAA939CBEAABDA9B7A95DA0B57681B2856CA16B827782B5B69D | TESYS LE ENCLOSED DOL STARTER 12-16 A 380VAC COIL | A large range of enclosed DOL and soft start starters, simple to choose, install and use. These compact, ergonomically designed starters can be wall-mounted or located remotely on a machine. Applications: Industry, infrastructure, buildings, etc. All machines requiring: DOL motor starting or stopping, simple soft starting, overload protection | Number of auxiliary contacts as normally open contact | 0
| 28 | Automation and Control | Motors and Drives | Motor Starter Combinations | TESYS LE ENCLOSED DOL STARTER 12-16 A 380VAC COIL | 2087492 | LE1M35Q722 | SCHNEIDER ELECTRIC | 3985 | https://pim-kvc.soneparsea.com:3443/PictureServer/default.aspx/schneider-LE1M35Q722_Image1.jpg?A3889C9397807479A2A1C7A8BAA5959DB4AAC6729E7C6181837AA57C84698F7DBDA6BBAA83659AA4B7 | https://pim-kvc.soneparsea.com:3443/PictureServer/default.aspx/schneider-le1-m35q722.pdf?81788B76AEAA939CBEAABDA9B7A95DA0B57681B2856CA16B827782B5B69D | TESYS LE ENCLOSED DOL STARTER 12-16 A 380VAC COIL | A large range of enclosed DOL and soft start starters, simple to choose, install and use. These compact, ergonomically designed starters can be wall-mounted or located remotely on a machine. Applications: Industry, infrastructure, buildings, etc. All machines requiring: DOL motor starting or stopping, simple soft starting, overload protection | Number of auxiliary contacts as normally closed contact | 0
| 28 | Automation and Control | Motors and Drives | Motor Starter Combinations | TESYS LE ENCLOSED DOL STARTER 12-16 A 380VAC COIL | 2087492 | LE1M35Q722 | SCHNEIDER ELECTRIC | 3985 | https://pim-kvc.soneparsea.com:3443/PictureServer/default.aspx/schneider-LE1M35Q722_Image1.jpg?A3889C9397807479A2A1C7A8BAA5959DB4AAC6729E7C6181837AA57C84698F7DBDA6BBAA83659AA4B7 | https://pim-kvc.soneparsea.com:3443/PictureServer/default.aspx/schneider-le1-m35q722.pdf?81788B76AEAA939CBEAABDA9B7A95DA0B57681B2856CA16B827782B5B69D | TESYS LE ENCLOSED DOL STARTER 12-16 A 380VAC COIL | A large range of enclosed DOL and soft start starters, simple to choose, install and use. These compact, ergonomically designed starters can be wall-mounted or located remotely on a machine. Applications: Industry, infrastructure, buildings, etc. All machines requiring: DOL motor starting or stopping, simple soft starting, overload protection | Ambient temperature, upper operating limit | 40°C
| 29 | Automation and Control | Motors and Drives | Motor Starter Combinations | TESYS U MULTIFUNCTION CONTROL UNIT LUCM 1.25-5A 24VDC | 2108609 | LUCM05BL | SCHNEIDER ELECTRIC | 15050 | https://pim-kvc.soneparsea.com:3443/PictureServer/default.aspx/schneider-LUCM05BL_Image1.jpg?A3889C9397807479A2A1C7A8BAA5959DB4AAC6729E8C7381807A9691B1809D95B7AA8573BCA797 | https://pim-kvc.soneparsea.com:3443/PictureServer/default.aspx/schneider-lucm05bl.pdf?81788B76AEAA939CBEAABDA9B7A95DA0C5A8C17587999C62C0A9BA | TESYS U MULTIFUNCTION CONTROL UNIT LUCM CLASS 5-30 1.25-5A 24V DC | TeSys U is the most compact motor starter. It covers main motor applications (direct on line, reversers, drive protection) from 0 to 15 kW (0 to 32 A) ensuring a breaking capacity of 50 kA with total coordination (according to IEC 60947-6-2). | Type of motor starter | Other
| 29 | Automation and Control | Motors and Drives | Motor Starter Combinations | TESYS U MULTIFUNCTION CONTROL UNIT LUCM 1.25-5A 24VDC | 2108609 | LUCM05BL | SCHNEIDER ELECTRIC | 15050 | https://pim-kvc.soneparsea.com:3443/PictureServer/default.aspx/schneider-LUCM05BL_Image1.jpg?A3889C9397807479A2A1C7A8BAA5959DB4AAC6729E8C7381807A9691B1809D95B7AA8573BCA797 | https://pim-kvc.soneparsea.com:3443/PictureServer/default.aspx/schneider-lucm05bl.pdf?81788B76AEAA939CBEAABDA9B7A95DA0C5A8C17587999C62C0A9BA | TESYS U MULTIFUNCTION CONTROL UNIT LUCM CLASS 5-30 1.25-5A 24V DC | TeSys U is the most compact motor starter. It covers main motor applications (direct on line, reversers, drive protection) from 0 to 15 kW (0 to 32 A) ensuring a breaking capacity of 50 kA with total coordination (according to IEC 60947-6-2). | With short-circuit release | yes
| 29 | Automation and Control | Motors and Drives | Motor Starter Combinations | TESYS U MULTIFUNCTION CONTROL UNIT LUCM 1.25-5A 24VDC | 2108609 | LUCM05BL | SCHNEIDER ELECTRIC | 15050 | https://pim-kvc.soneparsea.com:3443/PictureServer/default.aspx/schneider-LUCM05BL_Image1.jpg?A3889C9397807479A2A1C7A8BAA5959DB4AAC6729E8C7381807A9691B1809D95B7AA8573BCA797 | https://pim-kvc.soneparsea.com:3443/PictureServer/default.aspx/schneider-lucm05bl.pdf?81788B76AEAA939CBEAABDA9B7A95DA0C5A8C17587999C62C0A9BA | TESYS U MULTIFUNCTION CONTROL UNIT LUCM CLASS 5-30 1.25-5A 24V DC | TeSys U is the most compact motor starter. It covers main motor applications (direct on line, reversers, drive protection) from 0 to 15 kW (0 to 32 A) ensuring a breaking capacity of 50 kA with total coordination (according to IEC 60947-6-2). | Rated control supply voltage Us at AC 50HZ | 0...0V
| 29 | Automation and Control | Motors and Drives | Motor Starter Combinations | TESYS U MULTIFUNCTION CONTROL UNIT LUCM 1.25-5A 24VDC | 2108609 | LUCM05BL | SCHNEIDER ELECTRIC | 15050 | https://pim-kvc.soneparsea.com:3443/PictureServer/default.aspx/schneider-LUCM05BL_Image1.jpg?A3889C9397807479A2A1C7A8BAA5959DB4AAC6729E8C7381807A9691B1809D95B7AA8573BCA797 | https://pim-kvc.soneparsea.com:3443/PictureServer/default.aspx/schneider-lucm05bl.pdf?81788B76AEAA939CBEAABDA9B7A95DA0C5A8C17587999C62C0A9BA | TESYS U MULTIFUNCTION CONTROL UNIT LUCM CLASS 5-30 1.25-5A 24V DC | TeSys U is the most compact motor starter. It covers main motor applications (direct on line, reversers, drive protection) from 0 to 15 kW (0 to 32 A) ensuring a breaking capacity of 50 kA with total coordination (according to IEC 60947-6-2). | Rated control supply voltage Us at AC 60HZ | 0...0V
| 29 | Automation and Control | Motors and Drives | Motor Starter Combinations | TESYS U MULTIFUNCTION CONTROL UNIT LUCM 1.25-5A 24VDC | 2108609 | LUCM05BL | SCHNEIDER ELECTRIC | 15050 | https://pim-kvc.soneparsea.com:3443/PictureServer/default.aspx/schneider-LUCM05BL_Image1.jpg?A3889C9397807479A2A1C7A8BAA5959DB4AAC6729E8C7381807A9691B1809D95B7AA8573BCA797 | https://pim-kvc.soneparsea.com:3443/PictureServer/default.aspx/schneider-lucm05bl.pdf?81788B76AEAA939CBEAABDA9B7A95DA0C5A8C17587999C62C0A9BA | TESYS U MULTIFUNCTION CONTROL UNIT LUCM CLASS 5-30 1.25-5A 24V DC | TeSys U is the most compact motor starter. It covers main motor applications (direct on line, reversers, drive protection) from 0 to 15 kW (0 to 32 A) ensuring a breaking capacity of 50 kA with total coordination (according to IEC 60947-6-2). | Rated control supply voltage Us at DC | 24...24V
| 29 | Automation and Control | Motors and Drives | Motor Starter Combinations | TESYS U MULTIFUNCTION CONTROL UNIT LUCM 1.25-5A 24VDC | 2108609 | LUCM05BL | SCHNEIDER ELECTRIC | 15050 | https://pim-kvc.soneparsea.com:3443/PictureServer/default.aspx/schneider-LUCM05BL_Image1.jpg?A3889C9397807479A2A1C7A8BAA5959DB4AAC6729E8C7381807A9691B1809D95B7AA8573BCA797 | https://pim-kvc.soneparsea.com:3443/PictureServer/default.aspx/schneider-lucm05bl.pdf?81788B76AEAA939CBEAABDA9B7A95DA0C5A8C17587999C62C0A9BA | TESYS U MULTIFUNCTION CONTROL UNIT LUCM CLASS 5-30 1.25-5A 24V DC | TeSys U is the most compact motor starter. It covers main motor applications (direct on line, reversers, drive protection) from 0 to 15 kW (0 to 32 A) ensuring a breaking capacity of 50 kA with total coordination (according to IEC 60947-6-2). | Voltage type for actuating | DC
| 29 | Automation and Control | Motors and Drives | Motor Starter Combinations | TESYS U MULTIFUNCTION CONTROL UNIT LUCM 1.25-5A 24VDC | 2108609 | LUCM05BL | SCHNEIDER ELECTRIC | 15050 | https://pim-kvc.soneparsea.com:3443/PictureServer/default.aspx/schneider-LUCM05BL_Image1.jpg?A3889C9397807479A2A1C7A8BAA5959DB4AAC6729E8C7381807A9691B1809D95B7AA8573BCA797 | https://pim-kvc.soneparsea.com:3443/PictureServer/default.aspx/schneider-lucm05bl.pdf?81788B76AEAA939CBEAABDA9B7A95DA0C5A8C17587999C62C0A9BA | TESYS U MULTIFUNCTION CONTROL UNIT LUCM CLASS 5-30 1.25-5A 24V DC | TeSys U is the most compact motor starter. It covers main motor applications (direct on line, reversers, drive protection) from 0 to 15 kW (0 to 32 A) ensuring a breaking capacity of 50 kA with total coordination (according to IEC 60947-6-2). | Rated operation power at AC-3, 230 V, 3-phase | 0kW
| 29 | Automation and Control | Motors and Drives | Motor Starter Combinations | TESYS U MULTIFUNCTION CONTROL UNIT LUCM 1.25-5A 24VDC | 2108609 | LUCM05BL | SCHNEIDER ELECTRIC | 15050 | https://pim-kvc.soneparsea.com:3443/PictureServer/default.aspx/schneider-LUCM05BL_Image1.jpg?A3889C9397807479A2A1C7A8BAA5959DB4AAC6729E8C7381807A9691B1809D95B7AA8573BCA797 | https://pim-kvc.soneparsea.com:3443/PictureServer/default.aspx/schneider-lucm05bl.pdf?81788B76AEAA939CBEAABDA9B7A95DA0C5A8C17587999C62C0A9BA | TESYS U MULTIFUNCTION CONTROL UNIT LUCM CLASS 5-30 1.25-5A 24V DC | TeSys U is the most compact motor starter. It covers main motor applications (direct on line, reversers, drive protection) from 0 to 15 kW (0 to 32 A) ensuring a breaking capacity of 50 kA with total coordination (according to IEC 60947-6-2). | Rated operation power at AC-3, 400 V | 1.5kW
| 29 | Automation and Control | Motors and Drives | Motor Starter Combinations | TESYS U MULTIFUNCTION CONTROL UNIT LUCM 1.25-5A 24VDC | 2108609 | LUCM05BL | SCHNEIDER ELECTRIC | 15050 | https://pim-kvc.soneparsea.com:3443/PictureServer/default.aspx/schneider-LUCM05BL_Image1.jpg?A3889C9397807479A2A1C7A8BAA5959DB4AAC6729E8C7381807A9691B1809D95B7AA8573BCA797 | https://pim-kvc.soneparsea.com:3443/PictureServer/default.aspx/schneider-lucm05bl.pdf?81788B76AEAA939CBEAABDA9B7A95DA0C5A8C17587999C62C0A9BA | TESYS U MULTIFUNCTION CONTROL UNIT LUCM CLASS 5-30 1.25-5A 24V DC | TeSys U is the most compact motor starter. It covers main motor applications (direct on line, reversers, drive protection) from 0 to 15 kW (0 to 32 A) ensuring a breaking capacity of 50 kA with total coordination (according to IEC 60947-6-2). | Rated power, 460 V, 60 Hz, 3-phase | 0kW
| 29 | Automation and Control | Motors and Drives | Motor Starter Combinations | TESYS U MULTIFUNCTION CONTROL UNIT LUCM 1.25-5A 24VDC | 2108609 | LUCM05BL | SCHNEIDER ELECTRIC | 15050 | https://pim-kvc.soneparsea.com:3443/PictureServer/default.aspx/schneider-LUCM05BL_Image1.jpg?A3889C9397807479A2A1C7A8BAA5959DB4AAC6729E8C7381807A9691B1809D95B7AA8573BCA797 | https://pim-kvc.soneparsea.com:3443/PictureServer/default.aspx/schneider-lucm05bl.pdf?81788B76AEAA939CBEAABDA9B7A95DA0C5A8C17587999C62C0A9BA | TESYS U MULTIFUNCTION CONTROL UNIT LUCM CLASS 5-30 1.25-5A 24V DC | TeSys U is the most compact motor starter. It covers main motor applications (direct on line, reversers, drive protection) from 0 to 15 kW (0 to 32 A) ensuring a breaking capacity of 50 kA with total coordination (according to IEC 60947-6-2). | Rated power, 575 V, 60 Hz, 3-phase | 0kW
| 29 | Automation and Control | Motors and Drives | Motor Starter Combinations | TESYS U MULTIFUNCTION CONTROL UNIT LUCM 1.25-5A 24VDC | 2108609 | LUCM05BL | SCHNEIDER ELECTRIC | 15050 | https://pim-kvc.soneparsea.com:3443/PictureServer/default.aspx/schneider-LUCM05BL_Image1.jpg?A3889C9397807479A2A1C7A8BAA5959DB4AAC6729E8C7381807A9691B1809D95B7AA8573BCA797 | https://pim-kvc.soneparsea.com:3443/PictureServer/default.aspx/schneider-lucm05bl.pdf?81788B76AEAA939CBEAABDA9B7A95DA0C5A8C17587999C62C0A9BA | TESYS U MULTIFUNCTION CONTROL UNIT LUCM CLASS 5-30 1.25-5A 24V DC | TeSys U is the most compact motor starter. It covers main motor applications (direct on line, reversers, drive protection) from 0 to 15 kW (0 to 32 A) ensuring a breaking capacity of 50 kA with total coordination (according to IEC 60947-6-2). | Rated operation current Ie | 5A
| 29 | Automation and Control | Motors and Drives | Motor Starter Combinations | TESYS U MULTIFUNCTION CONTROL UNIT LUCM 1.25-5A 24VDC | 2108609 | LUCM05BL | SCHNEIDER ELECTRIC | 15050 | https://pim-kvc.soneparsea.com:3443/PictureServer/default.aspx/schneider-LUCM05BL_Image1.jpg?A3889C9397807479A2A1C7A8BAA5959DB4AAC6729E8C7381807A9691B1809D95B7AA8573BCA797 | https://pim-kvc.soneparsea.com:3443/PictureServer/default.aspx/schneider-lucm05bl.pdf?81788B76AEAA939CBEAABDA9B7A95DA0C5A8C17587999C62C0A9BA | TESYS U MULTIFUNCTION CONTROL UNIT LUCM CLASS 5-30 1.25-5A 24V DC | TeSys U is the most compact motor starter. It covers main motor applications (direct on line, reversers, drive protection) from 0 to 15 kW (0 to 32 A) ensuring a breaking capacity of 50 kA with total coordination (according to IEC 60947-6-2). | Rated operation current at AC-3, 400 V | 5A
| 29 | Automation and Control | Motors and Drives | Motor Starter Combinations | TESYS U MULTIFUNCTION CONTROL UNIT LUCM 1.25-5A 24VDC | 2108609 | LUCM05BL | SCHNEIDER ELECTRIC | 15050 | https://pim-kvc.soneparsea.com:3443/PictureServer/default.aspx/schneider-LUCM05BL_Image1.jpg?A3889C9397807479A2A1C7A8BAA5959DB4AAC6729E8C7381807A9691B1809D95B7AA8573BCA797 | https://pim-kvc.soneparsea.com:3443/PictureServer/default.aspx/schneider-lucm05bl.pdf?81788B76AEAA939CBEAABDA9B7A95DA0C5A8C17587999C62C0A9BA | TESYS U MULTIFUNCTION CONTROL UNIT LUCM CLASS 5-30 1.25-5A 24V DC | TeSys U is the most compact motor starter. It covers main motor applications (direct on line, reversers, drive protection) from 0 to 15 kW (0 to 32 A) ensuring a breaking capacity of 50 kA with total coordination (according to IEC 60947-6-2). | Overload release current setting | 1.25...5A
| 29 | Automation and Control | Motors and Drives | Motor Starter Combinations | TESYS U MULTIFUNCTION CONTROL UNIT LUCM 1.25-5A 24VDC | 2108609 | LUCM05BL | SCHNEIDER ELECTRIC | 15050 | https://pim-kvc.soneparsea.com:3443/PictureServer/default.aspx/schneider-LUCM05BL_Image1.jpg?A3889C9397807479A2A1C7A8BAA5959DB4AAC6729E8C7381807A9691B1809D95B7AA8573BCA797 | https://pim-kvc.soneparsea.com:3443/PictureServer/default.aspx/schneider-lucm05bl.pdf?81788B76AEAA939CBEAABDA9B7A95DA0C5A8C17587999C62C0A9BA | TESYS U MULTIFUNCTION CONTROL UNIT LUCM CLASS 5-30 1.25-5A 24V DC | TeSys U is the most compact motor starter. It covers main motor applications (direct on line, reversers, drive protection) from 0 to 15 kW (0 to 32 A) ensuring a breaking capacity of 50 kA with total coordination (according to IEC 60947-6-2). | Rated conditional short-circuit current, type 1, 480 Y/277 V | 0A
| 29 | Automation and Control | Motors and Drives | Motor Starter Combinations | TESYS U MULTIFUNCTION CONTROL UNIT LUCM 1.25-5A 24VDC | 2108609 | LUCM05BL | SCHNEIDER ELECTRIC | 15050 | https://pim-kvc.soneparsea.com:3443/PictureServer/default.aspx/schneider-LUCM05BL_Image1.jpg?A3889C9397807479A2A1C7A8BAA5959DB4AAC6729E8C7381807A9691B1809D95B7AA8573BCA797 | https://pim-kvc.soneparsea.com:3443/PictureServer/default.aspx/schneider-lucm05bl.pdf?81788B76AEAA939CBEAABDA9B7A95DA0C5A8C17587999C62C0A9BA | TESYS U MULTIFUNCTION CONTROL UNIT LUCM CLASS 5-30 1.25-5A 24V DC | TeSys U is the most compact motor starter. It covers main motor applications (direct on line, reversers, drive protection) from 0 to 15 kW (0 to 32 A) ensuring a breaking capacity of 50 kA with total coordination (according to IEC 60947-6-2). | Rated conditional short-circuit current, type 1, 600 Y/347 V | 0A
| 29 | Automation and Control | Motors and Drives | Motor Starter Combinations | TESYS U MULTIFUNCTION CONTROL UNIT LUCM 1.25-5A 24VDC | 2108609 | LUCM05BL | SCHNEIDER ELECTRIC | 15050 | https://pim-kvc.soneparsea.com:3443/PictureServer/default.aspx/schneider-LUCM05BL_Image1.jpg?A3889C9397807479A2A1C7A8BAA5959DB4AAC6729E8C7381807A9691B1809D95B7AA8573BCA797 | https://pim-kvc.soneparsea.com:3443/PictureServer/default.aspx/schneider-lucm05bl.pdf?81788B76AEAA939CBEAABDA9B7A95DA0C5A8C17587999C62C0A9BA | TESYS U MULTIFUNCTION CONTROL UNIT LUCM CLASS 5-30 1.25-5A 24V DC | TeSys U is the most compact motor starter. It covers main motor applications (direct on line, reversers, drive protection) from 0 to 15 kW (0 to 32 A) ensuring a breaking capacity of 50 kA with total coordination (according to IEC 60947-6-2). | Rated conditional short-circuit current, type 2, 230 V | 0A
| 29 | Automation and Control | Motors and Drives | Motor Starter Combinations | TESYS U MULTIFUNCTION CONTROL UNIT LUCM 1.25-5A 24VDC | 2108609 | LUCM05BL | SCHNEIDER ELECTRIC | 15050 | https://pim-kvc.soneparsea.com:3443/PictureServer/default.aspx/schneider-LUCM05BL_Image1.jpg?A3889C9397807479A2A1C7A8BAA5959DB4AAC6729E8C7381807A9691B1809D95B7AA8573BCA797 | https://pim-kvc.soneparsea.com:3443/PictureServer/default.aspx/schneider-lucm05bl.pdf?81788B76AEAA939CBEAABDA9B7A95DA0C5A8C17587999C62C0A9BA | TESYS U MULTIFUNCTION CONTROL UNIT LUCM CLASS 5-30 1.25-5A 24V DC | TeSys U is the most compact motor starter. It covers main motor applications (direct on line, reversers, drive protection) from 0 to 15 kW (0 to 32 A) ensuring a breaking capacity of 50 kA with total coordination (according to IEC 60947-6-2). | Rated conditional short-circuit current, type 2, 400 V | 0A
| 29 | Automation and Control | Motors and Drives | Motor Starter Combinations | TESYS U MULTIFUNCTION CONTROL UNIT LUCM 1.25-5A 24VDC | 2108609 | LUCM05BL | SCHNEIDER ELECTRIC | 15050 | https://pim-kvc.soneparsea.com:3443/PictureServer/default.aspx/schneider-LUCM05BL_Image1.jpg?A3889C9397807479A2A1C7A8BAA5959DB4AAC6729E8C7381807A9691B1809D95B7AA8573BCA797 | https://pim-kvc.soneparsea.com:3443/PictureServer/default.aspx/schneider-lucm05bl.pdf?81788B76AEAA939CBEAABDA9B7A95DA0C5A8C17587999C62C0A9BA | TESYS U MULTIFUNCTION CONTROL UNIT LUCM CLASS 5-30 1.25-5A 24V DC | TeSys U is the most compact motor starter. It covers main motor applications (direct on line, reversers, drive protection) from 0 to 15 kW (0 to 32 A) ensuring a breaking capacity of 50 kA with total coordination (according to IEC 60947-6-2). | Number of auxiliary contacts as normally open contact | 0
| 29 | Automation and Control | Motors and Drives | Motor Starter Combinations | TESYS U MULTIFUNCTION CONTROL UNIT LUCM 1.25-5A 24VDC | 2108609 | LUCM05BL | SCHNEIDER ELECTRIC | 15050 | https://pim-kvc.soneparsea.com:3443/PictureServer/default.aspx/schneider-LUCM05BL_Image1.jpg?A3889C9397807479A2A1C7A8BAA5959DB4AAC6729E8C7381807A9691B1809D95B7AA8573BCA797 | https://pim-kvc.soneparsea.com:3443/PictureServer/default.aspx/schneider-lucm05bl.pdf?81788B76AEAA939CBEAABDA9B7A95DA0C5A8C17587999C62C0A9BA | TESYS U MULTIFUNCTION CONTROL UNIT LUCM CLASS 5-30 1.25-5A 24V DC | TeSys U is the most compact motor starter. It covers main motor applications (direct on line, reversers, drive protection) from 0 to 15 kW (0 to 32 A) ensuring a breaking capacity of 50 kA with total coordination (according to IEC 60947-6-2). | Number of auxiliary contacts as normally closed contact | 0
| 29 | Automation and Control | Motors and Drives | Motor Starter Combinations | TESYS U MULTIFUNCTION CONTROL UNIT LUCM 1.25-5A 24VDC | 2108609 | LUCM05BL | SCHNEIDER ELECTRIC | 15050 | https://pim-kvc.soneparsea.com:3443/PictureServer/default.aspx/schneider-LUCM05BL_Image1.jpg?A3889C9397807479A2A1C7A8BAA5959DB4AAC6729E8C7381807A9691B1809D95B7AA8573BCA797 | https://pim-kvc.soneparsea.com:3443/PictureServer/default.aspx/schneider-lucm05bl.pdf?81788B76AEAA939CBEAABDA9B7A95DA0C5A8C17587999C62C0A9BA | TESYS U MULTIFUNCTION CONTROL UNIT LUCM CLASS 5-30 1.25-5A 24V DC | TeSys U is the most compact motor starter. It covers main motor applications (direct on line, reversers, drive protection) from 0 to 15 kW (0 to 32 A) ensuring a breaking capacity of 50 kA with total coordination (according to IEC 60947-6-2). | Ambient temperature, upper operating limit | 55°C
| 30 | Automation and Control | Motors and Drives | Drives | ALTIVAR 310E VARIABLE SPEED DRIVE 2.2KW 3HP 3PH 380-460V | 2143350 | ATV310HU22N4E | SCHNEIDER ELECTRIC | 17000 | https://pim-kvc.soneparsea.com:3443/PictureServer/default.aspx/schneider-ATV310HU22N4E_Image1.jpg?A3889C9397807479A2A1C7A8BAA5959DB4AAC672938B866781759C9A84697E6895A49DB2B39E95657EAFC4AC | https://pim-kvc.soneparsea.com:3443/PictureServer/default.aspx/schneider-atv310hu22n4e.pdf?81788B76AEAA939CBEAABDA9B7A95D95C4BB8776829FA56682B388AA80A7949A | ALTIVAR 310E VARIABLE SPEED DRIVE 2.2KW 3HP 3PH 380-460V | The compact size of this drive, its robust design, its ease of installation, based on the principle of Plug & Play, its integrated functions and macro configuration make it particularly suitable for applications involving industrial machines and certain consumer machines | Mains voltage | 380...460V
| 30 | Automation and Control | Motors and Drives | Drives | ALTIVAR 310E VARIABLE SPEED DRIVE 2.2KW 3HP 3PH 380-460V | 2143350 | ATV310HU22N4E | SCHNEIDER ELECTRIC | 17000 | https://pim-kvc.soneparsea.com:3443/PictureServer/default.aspx/schneider-ATV310HU22N4E_Image1.jpg?A3889C9397807479A2A1C7A8BAA5959DB4AAC672938B866781759C9A84697E6895A49DB2B39E95657EAFC4AC | https://pim-kvc.soneparsea.com:3443/PictureServer/default.aspx/schneider-atv310hu22n4e.pdf?81788B76AEAA939CBEAABDA9B7A95D95C4BB8776829FA56682B388AA80A7949A | ALTIVAR 310E VARIABLE SPEED DRIVE 2.2KW 3HP 3PH 380-460V | The compact size of this drive, its robust design, its ease of installation, based on the principle of Plug & Play, its integrated functions and macro configuration make it particularly suitable for applications involving industrial machines and certain consumer machines | Number of phases output | 3
| 30 | Automation and Control | Motors and Drives | Drives | ALTIVAR 310E VARIABLE SPEED DRIVE 2.2KW 3HP 3PH 380-460V | 2143350 | ATV310HU22N4E | SCHNEIDER ELECTRIC | 17000 | https://pim-kvc.soneparsea.com:3443/PictureServer/default.aspx/schneider-ATV310HU22N4E_Image1.jpg?A3889C9397807479A2A1C7A8BAA5959DB4AAC672938B866781759C9A84697E6895A49DB2B39E95657EAFC4AC | https://pim-kvc.soneparsea.com:3443/PictureServer/default.aspx/schneider-atv310hu22n4e.pdf?81788B76AEAA939CBEAABDA9B7A95D95C4BB8776829FA56682B388AA80A7949A | ALTIVAR 310E VARIABLE SPEED DRIVE 2.2KW 3HP 3PH 380-460V | The compact size of this drive, its robust design, its ease of installation, based on the principle of Plug & Play, its integrated functions and macro configuration make it particularly suitable for applications involving industrial machines and certain consumer machines | Max. output voltage | 460V
| 31 | Automation and Control | Motors and Drives | Motor Starter Combinations | TESYS LE ENCLOSED DOL STARTER 0.8-1.2A 380VAC COIL | 2144020 | LE1M35Q706 | SCHNEIDER ELECTRIC | 3500 | https://pim-kvc.soneparsea.com:3443/PictureServer/default.aspx/schneider-LE1M35Q706_Image1.jpg?A3889C9397807479A2A1C7A8BAA5959DB4AAC6729E7C6181837AA57C826D8F7DBDA6BBAA83659AA4B7 | https://pim-kvc.soneparsea.com:3443/PictureServer/default.aspx/schneider-le1m35q706.pdf?81788B76AEAA939CBEAABDA9B7A95DA0B576C17887A867648673C4A9B8 | TESYS LE ENCLOSED DOL STARTER 0.8-1.2A 380VAC COIL | TeSys LE is a range of enclosed D.O.L motor starters and soft start starters up to 37 kW, that is simple to both use and install. These compact, ergonomically designed starters can be wall-mounted or installed for local control. | Type of motor starter | Direct online starter (DOL)
| 31 | Automation and Control | Motors and Drives | Motor Starter Combinations | TESYS LE ENCLOSED DOL STARTER 0.8-1.2A 380VAC COIL | 2144020 | LE1M35Q706 | SCHNEIDER ELECTRIC | 3500 | https://pim-kvc.soneparsea.com:3443/PictureServer/default.aspx/schneider-LE1M35Q706_Image1.jpg?A3889C9397807479A2A1C7A8BAA5959DB4AAC6729E7C6181837AA57C826D8F7DBDA6BBAA83659AA4B7 | https://pim-kvc.soneparsea.com:3443/PictureServer/default.aspx/schneider-le1m35q706.pdf?81788B76AEAA939CBEAABDA9B7A95DA0B576C17887A867648673C4A9B8 | TESYS LE ENCLOSED DOL STARTER 0.8-1.2A 380VAC COIL | TeSys LE is a range of enclosed D.O.L motor starters and soft start starters up to 37 kW, that is simple to both use and install. These compact, ergonomically designed starters can be wall-mounted or installed for local control. | With short-circuit release | no
| 31 | Automation and Control | Motors and Drives | Motor Starter Combinations | TESYS LE ENCLOSED DOL STARTER 0.8-1.2A 380VAC COIL | 2144020 | LE1M35Q706 | SCHNEIDER ELECTRIC | 3500 | https://pim-kvc.soneparsea.com:3443/PictureServer/default.aspx/schneider-LE1M35Q706_Image1.jpg?A3889C9397807479A2A1C7A8BAA5959DB4AAC6729E7C6181837AA57C826D8F7DBDA6BBAA83659AA4B7 | https://pim-kvc.soneparsea.com:3443/PictureServer/default.aspx/schneider-le1m35q706.pdf?81788B76AEAA939CBEAABDA9B7A95DA0B576C17887A867648673C4A9B8 | TESYS LE ENCLOSED DOL STARTER 0.8-1.2A 380VAC COIL | TeSys LE is a range of enclosed D.O.L motor starters and soft start starters up to 37 kW, that is simple to both use and install. These compact, ergonomically designed starters can be wall-mounted or installed for local control. | Rated control supply voltage Us at AC 50HZ | 380...380V
| 31 | Automation and Control | Motors and Drives | Motor Starter Combinations | TESYS LE ENCLOSED DOL STARTER 0.8-1.2A 380VAC COIL | 2144020 | LE1M35Q706 | SCHNEIDER ELECTRIC | 3500 | https://pim-kvc.soneparsea.com:3443/PictureServer/default.aspx/schneider-LE1M35Q706_Image1.jpg?A3889C9397807479A2A1C7A8BAA5959DB4AAC6729E7C6181837AA57C826D8F7DBDA6BBAA83659AA4B7 | https://pim-kvc.soneparsea.com:3443/PictureServer/default.aspx/schneider-le1m35q706.pdf?81788B76AEAA939CBEAABDA9B7A95DA0B576C17887A867648673C4A9B8 | TESYS LE ENCLOSED DOL STARTER 0.8-1.2A 380VAC COIL | TeSys LE is a range of enclosed D.O.L motor starters and soft start starters up to 37 kW, that is simple to both use and install. These compact, ergonomically designed starters can be wall-mounted or installed for local control. | Rated control supply voltage Us at AC 60HZ | 380...380V
| 31 | Automation and Control | Motors and Drives | Motor Starter Combinations | TESYS LE ENCLOSED DOL STARTER 0.8-1.2A 380VAC COIL | 2144020 | LE1M35Q706 | SCHNEIDER ELECTRIC | 3500 | https://pim-kvc.soneparsea.com:3443/PictureServer/default.aspx/schneider-LE1M35Q706_Image1.jpg?A3889C9397807479A2A1C7A8BAA5959DB4AAC6729E7C6181837AA57C826D8F7DBDA6BBAA83659AA4B7 | https://pim-kvc.soneparsea.com:3443/PictureServer/default.aspx/schneider-le1m35q706.pdf?81788B76AEAA939CBEAABDA9B7A95DA0B576C17887A867648673C4A9B8 | TESYS LE ENCLOSED DOL STARTER 0.8-1.2A 380VAC COIL | TeSys LE is a range of enclosed D.O.L motor starters and soft start starters up to 37 kW, that is simple to both use and install. These compact, ergonomically designed starters can be wall-mounted or installed for local control. | Rated control supply voltage Us at DC | 0...0V
| 31 | Automation and Control | Motors and Drives | Motor Starter Combinations | TESYS LE ENCLOSED DOL STARTER 0.8-1.2A 380VAC COIL | 2144020 | LE1M35Q706 | SCHNEIDER ELECTRIC | 3500 | https://pim-kvc.soneparsea.com:3443/PictureServer/default.aspx/schneider-LE1M35Q706_Image1.jpg?A3889C9397807479A2A1C7A8BAA5959DB4AAC6729E7C6181837AA57C826D8F7DBDA6BBAA83659AA4B7 | https://pim-kvc.soneparsea.com:3443/PictureServer/default.aspx/schneider-le1m35q706.pdf?81788B76AEAA939CBEAABDA9B7A95DA0B576C17887A867648673C4A9B8 | TESYS LE ENCLOSED DOL STARTER 0.8-1.2A 380VAC COIL | TeSys LE is a range of enclosed D.O.L motor starters and soft start starters up to 37 kW, that is simple to both use and install. These compact, ergonomically designed starters can be wall-mounted or installed for local control. | Voltage type for actuating | AC
| 31 | Automation and Control | Motors and Drives | Motor Starter Combinations | TESYS LE ENCLOSED DOL STARTER 0.8-1.2A 380VAC COIL | 2144020 | LE1M35Q706 | SCHNEIDER ELECTRIC | 3500 | https://pim-kvc.soneparsea.com:3443/PictureServer/default.aspx/schneider-LE1M35Q706_Image1.jpg?A3889C9397807479A2A1C7A8BAA5959DB4AAC6729E7C6181837AA57C826D8F7DBDA6BBAA83659AA4B7 | https://pim-kvc.soneparsea.com:3443/PictureServer/default.aspx/schneider-le1m35q706.pdf?81788B76AEAA939CBEAABDA9B7A95DA0B576C17887A867648673C4A9B8 | TESYS LE ENCLOSED DOL STARTER 0.8-1.2A 380VAC COIL | TeSys LE is a range of enclosed D.O.L motor starters and soft start starters up to 37 kW, that is simple to both use and install. These compact, ergonomically designed starters can be wall-mounted or installed for local control. | Rated operation power at AC-3, 230 V, 3-phase | 0.18kW
| 31 | Automation and Control | Motors and Drives | Motor Starter Combinations | TESYS LE ENCLOSED DOL STARTER 0.8-1.2A 380VAC COIL | 2144020 | LE1M35Q706 | SCHNEIDER ELECTRIC | 3500 | https://pim-kvc.soneparsea.com:3443/PictureServer/default.aspx/schneider-LE1M35Q706_Image1.jpg?A3889C9397807479A2A1C7A8BAA5959DB4AAC6729E7C6181837AA57C826D8F7DBDA6BBAA83659AA4B7 | https://pim-kvc.soneparsea.com:3443/PictureServer/default.aspx/schneider-le1m35q706.pdf?81788B76AEAA939CBEAABDA9B7A95DA0B576C17887A867648673C4A9B8 | TESYS LE ENCLOSED DOL STARTER 0.8-1.2A 380VAC COIL | TeSys LE is a range of enclosed D.O.L motor starters and soft start starters up to 37 kW, that is simple to both use and install. These compact, ergonomically designed starters can be wall-mounted or installed for local control. | Rated operation power at AC-3, 400 V | 0.37kW
| 31 | Automation and Control | Motors and Drives | Motor Starter Combinations | TESYS LE ENCLOSED DOL STARTER 0.8-1.2A 380VAC COIL | 2144020 | LE1M35Q706 | SCHNEIDER ELECTRIC | 3500 | https://pim-kvc.soneparsea.com:3443/PictureServer/default.aspx/schneider-LE1M35Q706_Image1.jpg?A3889C9397807479A2A1C7A8BAA5959DB4AAC6729E7C6181837AA57C826D8F7DBDA6BBAA83659AA4B7 | https://pim-kvc.soneparsea.com:3443/PictureServer/default.aspx/schneider-le1m35q706.pdf?81788B76AEAA939CBEAABDA9B7A95DA0B576C17887A867648673C4A9B8 | TESYS LE ENCLOSED DOL STARTER 0.8-1.2A 380VAC COIL | TeSys LE is a range of enclosed D.O.L motor starters and soft start starters up to 37 kW, that is simple to both use and install. These compact, ergonomically designed starters can be wall-mounted or installed for local control. | Rated power, 460 V, 60 Hz, 3-phase | 0.37kW
| 31 | Automation and Control | Motors and Drives | Motor Starter Combinations | TESYS LE ENCLOSED DOL STARTER 0.8-1.2A 380VAC COIL | 2144020 | LE1M35Q706 | SCHNEIDER ELECTRIC | 3500 | https://pim-kvc.soneparsea.com:3443/PictureServer/default.aspx/schneider-LE1M35Q706_Image1.jpg?A3889C9397807479A2A1C7A8BAA5959DB4AAC6729E7C6181837AA57C826D8F7DBDA6BBAA83659AA4B7 | https://pim-kvc.soneparsea.com:3443/PictureServer/default.aspx/schneider-le1m35q706.pdf?81788B76AEAA939CBEAABDA9B7A95DA0B576C17887A867648673C4A9B8 | TESYS LE ENCLOSED DOL STARTER 0.8-1.2A 380VAC COIL | TeSys LE is a range of enclosed D.O.L motor starters and soft start starters up to 37 kW, that is simple to both use and install. These compact, ergonomically designed starters can be wall-mounted or installed for local control. | Rated power, 575 V, 60 Hz, 3-phase | 0.37kW
| 31 | Automation and Control | Motors and Drives | Motor Starter Combinations | TESYS LE ENCLOSED DOL STARTER 0.8-1.2A 380VAC COIL | 2144020 | LE1M35Q706 | SCHNEIDER ELECTRIC | 3500 | https://pim-kvc.soneparsea.com:3443/PictureServer/default.aspx/schneider-LE1M35Q706_Image1.jpg?A3889C9397807479A2A1C7A8BAA5959DB4AAC6729E7C6181837AA57C826D8F7DBDA6BBAA83659AA4B7 | https://pim-kvc.soneparsea.com:3443/PictureServer/default.aspx/schneider-le1m35q706.pdf?81788B76AEAA939CBEAABDA9B7A95DA0B576C17887A867648673C4A9B8 | TESYS LE ENCLOSED DOL STARTER 0.8-1.2A 380VAC COIL | TeSys LE is a range of enclosed D.O.L motor starters and soft start starters up to 37 kW, that is simple to both use and install. These compact, ergonomically designed starters can be wall-mounted or installed for local control. | Rated operation current Ie | 1.2A
| 31 | Automation and Control | Motors and Drives | Motor Starter Combinations | TESYS LE ENCLOSED DOL STARTER 0.8-1.2A 380VAC COIL | 2144020 | LE1M35Q706 | SCHNEIDER ELECTRIC | 3500 | https://pim-kvc.soneparsea.com:3443/PictureServer/default.aspx/schneider-LE1M35Q706_Image1.jpg?A3889C9397807479A2A1C7A8BAA5959DB4AAC6729E7C6181837AA57C826D8F7DBDA6BBAA83659AA4B7 | https://pim-kvc.soneparsea.com:3443/PictureServer/default.aspx/schneider-le1m35q706.pdf?81788B76AEAA939CBEAABDA9B7A95DA0B576C17887A867648673C4A9B8 | TESYS LE ENCLOSED DOL STARTER 0.8-1.2A 380VAC COIL | TeSys LE is a range of enclosed D.O.L motor starters and soft start starters up to 37 kW, that is simple to both use and install. These compact, ergonomically designed starters can be wall-mounted or installed for local control. | Rated operation current at AC-3, 400 V | 1.2A
| 31 | Automation and Control | Motors and Drives | Motor Starter Combinations | TESYS LE ENCLOSED DOL STARTER 0.8-1.2A 380VAC COIL | 2144020 | LE1M35Q706 | SCHNEIDER ELECTRIC | 3500 | https://pim-kvc.soneparsea.com:3443/PictureServer/default.aspx/schneider-LE1M35Q706_Image1.jpg?A3889C9397807479A2A1C7A8BAA5959DB4AAC6729E7C6181837AA57C826D8F7DBDA6BBAA83659AA4B7 | https://pim-kvc.soneparsea.com:3443/PictureServer/default.aspx/schneider-le1m35q706.pdf?81788B76AEAA939CBEAABDA9B7A95DA0B576C17887A867648673C4A9B8 | TESYS LE ENCLOSED DOL STARTER 0.8-1.2A 380VAC COIL | TeSys LE is a range of enclosed D.O.L motor starters and soft start starters up to 37 kW, that is simple to both use and install. These compact, ergonomically designed starters can be wall-mounted or installed for local control. | Overload release current setting | 0.8...1.2A
| 31 | Automation and Control | Motors and Drives | Motor Starter Combinations | TESYS LE ENCLOSED DOL STARTER 0.8-1.2A 380VAC COIL | 2144020 | LE1M35Q706 | SCHNEIDER ELECTRIC | 3500 | https://pim-kvc.soneparsea.com:3443/PictureServer/default.aspx/schneider-LE1M35Q706_Image1.jpg?A3889C9397807479A2A1C7A8BAA5959DB4AAC6729E7C6181837AA57C826D8F7DBDA6BBAA83659AA4B7 | https://pim-kvc.soneparsea.com:3443/PictureServer/default.aspx/schneider-le1m35q706.pdf?81788B76AEAA939CBEAABDA9B7A95DA0B576C17887A867648673C4A9B8 | TESYS LE ENCLOSED DOL STARTER 0.8-1.2A 380VAC COIL | TeSys LE is a range of enclosed D.O.L motor starters and soft start starters up to 37 kW, that is simple to both use and install. These compact, ergonomically designed starters can be wall-mounted or installed for local control. | Rated conditional short-circuit current, type 1, 480 Y/277 V | 0A
| 31 | Automation and Control | Motors and Drives | Motor Starter Combinations | TESYS LE ENCLOSED DOL STARTER 0.8-1.2A 380VAC COIL | 2144020 | LE1M35Q706 | SCHNEIDER ELECTRIC | 3500 | https://pim-kvc.soneparsea.com:3443/PictureServer/default.aspx/schneider-LE1M35Q706_Image1.jpg?A3889C9397807479A2A1C7A8BAA5959DB4AAC6729E7C6181837AA57C826D8F7DBDA6BBAA83659AA4B7 | https://pim-kvc.soneparsea.com:3443/PictureServer/default.aspx/schneider-le1m35q706.pdf?81788B76AEAA939CBEAABDA9B7A95DA0B576C17887A867648673C4A9B8 | TESYS LE ENCLOSED DOL STARTER 0.8-1.2A 380VAC COIL | TeSys LE is a range of enclosed D.O.L motor starters and soft start starters up to 37 kW, that is simple to both use and install. These compact, ergonomically designed starters can be wall-mounted or installed for local control. | Rated conditional short-circuit current, type 1, 600 Y/347 V | 0A
| 31 | Automation and Control | Motors and Drives | Motor Starter Combinations | TESYS LE ENCLOSED DOL STARTER 0.8-1.2A 380VAC COIL | 2144020 | LE1M35Q706 | SCHNEIDER ELECTRIC | 3500 | https://pim-kvc.soneparsea.com:3443/PictureServer/default.aspx/schneider-LE1M35Q706_Image1.jpg?A3889C9397807479A2A1C7A8BAA5959DB4AAC6729E7C6181837AA57C826D8F7DBDA6BBAA83659AA4B7 | https://pim-kvc.soneparsea.com:3443/PictureServer/default.aspx/schneider-le1m35q706.pdf?81788B76AEAA939CBEAABDA9B7A95DA0B576C17887A867648673C4A9B8 | TESYS LE ENCLOSED DOL STARTER 0.8-1.2A 380VAC COIL | TeSys LE is a range of enclosed D.O.L motor starters and soft start starters up to 37 kW, that is simple to both use and install. These compact, ergonomically designed starters can be wall-mounted or installed for local control. | Rated conditional short-circuit current, type 2, 230 V | 0A
| 31 | Automation and Control | Motors and Drives | Motor Starter Combinations | TESYS LE ENCLOSED DOL STARTER 0.8-1.2A 380VAC COIL | 2144020 | LE1M35Q706 | SCHNEIDER ELECTRIC | 3500 | https://pim-kvc.soneparsea.com:3443/PictureServer/default.aspx/schneider-LE1M35Q706_Image1.jpg?A3889C9397807479A2A1C7A8BAA5959DB4AAC6729E7C6181837AA57C826D8F7DBDA6BBAA83659AA4B7 | https://pim-kvc.soneparsea.com:3443/PictureServer/default.aspx/schneider-le1m35q706.pdf?81788B76AEAA939CBEAABDA9B7A95DA0B576C17887A867648673C4A9B8 | TESYS LE ENCLOSED DOL STARTER 0.8-1.2A 380VAC COIL | TeSys LE is a range of enclosed D.O.L motor starters and soft start starters up to 37 kW, that is simple to both use and install. These compact, ergonomically designed starters can be wall-mounted or installed for local control. | Rated conditional short-circuit current, type 2, 400 V | 0A
| 31 | Automation and Control | Motors and Drives | Motor Starter Combinations | TESYS LE ENCLOSED DOL STARTER 0.8-1.2A 380VAC COIL | 2144020 | LE1M35Q706 | SCHNEIDER ELECTRIC | 3500 | https://pim-kvc.soneparsea.com:3443/PictureServer/default.aspx/schneider-LE1M35Q706_Image1.jpg?A3889C9397807479A2A1C7A8BAA5959DB4AAC6729E7C6181837AA57C826D8F7DBDA6BBAA83659AA4B7 | https://pim-kvc.soneparsea.com:3443/PictureServer/default.aspx/schneider-le1m35q706.pdf?81788B76AEAA939CBEAABDA9B7A95DA0B576C17887A867648673C4A9B8 | TESYS LE ENCLOSED DOL STARTER 0.8-1.2A 380VAC COIL | TeSys LE is a range of enclosed D.O.L motor starters and soft start starters up to 37 kW, that is simple to both use and install. These compact, ergonomically designed starters can be wall-mounted or installed for local control. | Number of auxiliary contacts as normally open contact | 0
| 31 | Automation and Control | Motors and Drives | Motor Starter Combinations | TESYS LE ENCLOSED DOL STARTER 0.8-1.2A 380VAC COIL | 2144020 | LE1M35Q706 | SCHNEIDER ELECTRIC | 3500 | https://pim-kvc.soneparsea.com:3443/PictureServer/default.aspx/schneider-LE1M35Q706_Image1.jpg?A3889C9397807479A2A1C7A8BAA5959DB4AAC6729E7C6181837AA57C826D8F7DBDA6BBAA83659AA4B7 | https://pim-kvc.soneparsea.com:3443/PictureServer/default.aspx/schneider-le1m35q706.pdf?81788B76AEAA939CBEAABDA9B7A95DA0B576C17887A867648673C4A9B8 | TESYS LE ENCLOSED DOL STARTER 0.8-1.2A 380VAC COIL | TeSys LE is a range of enclosed D.O.L motor starters and soft start starters up to 37 kW, that is simple to both use and install. These compact, ergonomically designed starters can be wall-mounted or installed for local control. | Number of auxiliary contacts as normally closed contact | 0
| 31 | Automation and Control | Motors and Drives | Motor Starter Combinations | TESYS LE ENCLOSED DOL STARTER 0.8-1.2A 380VAC COIL | 2144020 | LE1M35Q706 | SCHNEIDER ELECTRIC | 3500 | https://pim-kvc.soneparsea.com:3443/PictureServer/default.aspx/schneider-LE1M35Q706_Image1.jpg?A3889C9397807479A2A1C7A8BAA5959DB4AAC6729E7C6181837AA57C826D8F7DBDA6BBAA83659AA4B7 | https://pim-kvc.soneparsea.com:3443/PictureServer/default.aspx/schneider-le1m35q706.pdf?81788B76AEAA939CBEAABDA9B7A95DA0B576C17887A867648673C4A9B8 | TESYS LE ENCLOSED DOL STARTER 0.8-1.2A 380VAC COIL | TeSys LE is a range of enclosed D.O.L motor starters and soft start starters up to 37 kW, that is simple to both use and install. These compact, ergonomically designed starters can be wall-mounted or installed for local control. | Ambient temperature, upper operating limit | 40°C
| 32 | Automation and Control | Motors and Drives | Motor Starter Combinations | TESYS LE ENCLOSED DOL STARTER 8-11.5A 380VAC COIL | 2144021 | LE1M35Q716 | SCHNEIDER ELECTRIC | 3760 | https://pim-kvc.soneparsea.com:3443/PictureServer/default.aspx/schneider-LE1M35Q716_Image1.jpg?A3889C9397807479A2A1C7A8BAA5959DB4AAC6729E7C6181837AA57C836D8F7DBDA6BBAA83659AA4B7 | https://pim-kvc.soneparsea.com:3443/PictureServer/default.aspx/schneider-le1m35q716.pdf?81788B76AEAA939CBEAABDA9B7A95DA0B576C17887A867658673C4A9B8 | TESYS LE ENCLOSED DOL STARTER 8-11.5A 380VAC COIL | TeSys LE is a range of enclosed D.O.L motor starters and soft start starters up to 37 kW, that is simple to both use and install. These compact, ergonomically designed starters can be wall-mounted or installed for local control. | Type of motor starter | Direct online starter (DOL)
| 32 | Automation and Control | Motors and Drives | Motor Starter Combinations | TESYS LE ENCLOSED DOL STARTER 8-11.5A 380VAC COIL | 2144021 | LE1M35Q716 | SCHNEIDER ELECTRIC | 3760 | https://pim-kvc.soneparsea.com:3443/PictureServer/default.aspx/schneider-LE1M35Q716_Image1.jpg?A3889C9397807479A2A1C7A8BAA5959DB4AAC6729E7C6181837AA57C836D8F7DBDA6BBAA83659AA4B7 | https://pim-kvc.soneparsea.com:3443/PictureServer/default.aspx/schneider-le1m35q716.pdf?81788B76AEAA939CBEAABDA9B7A95DA0B576C17887A867658673C4A9B8 | TESYS LE ENCLOSED DOL STARTER 8-11.5A 380VAC COIL | TeSys LE is a range of enclosed D.O.L motor starters and soft start starters up to 37 kW, that is simple to both use and install. These compact, ergonomically designed starters can be wall-mounted or installed for local control. | With short-circuit release | no
| 32 | Automation and Control | Motors and Drives | Motor Starter Combinations | TESYS LE ENCLOSED DOL STARTER 8-11.5A 380VAC COIL | 2144021 | LE1M35Q716 | SCHNEIDER ELECTRIC | 3760 | https://pim-kvc.soneparsea.com:3443/PictureServer/default.aspx/schneider-LE1M35Q716_Image1.jpg?A3889C9397807479A2A1C7A8BAA5959DB4AAC6729E7C6181837AA57C836D8F7DBDA6BBAA83659AA4B7 | https://pim-kvc.soneparsea.com:3443/PictureServer/default.aspx/schneider-le1m35q716.pdf?81788B76AEAA939CBEAABDA9B7A95DA0B576C17887A867658673C4A9B8 | TESYS LE ENCLOSED DOL STARTER 8-11.5A 380VAC COIL | TeSys LE is a range of enclosed D.O.L motor starters and soft start starters up to 37 kW, that is simple to both use and install. These compact, ergonomically designed starters can be wall-mounted or installed for local control. | Rated control supply voltage Us at AC 50HZ | 380...400V
| 32 | Automation and Control | Motors and Drives | Motor Starter Combinations | TESYS LE ENCLOSED DOL STARTER 8-11.5A 380VAC COIL | 2144021 | LE1M35Q716 | SCHNEIDER ELECTRIC | 3760 | https://pim-kvc.soneparsea.com:3443/PictureServer/default.aspx/schneider-LE1M35Q716_Image1.jpg?A3889C9397807479A2A1C7A8BAA5959DB4AAC6729E7C6181837AA57C836D8F7DBDA6BBAA83659AA4B7 | https://pim-kvc.soneparsea.com:3443/PictureServer/default.aspx/schneider-le1m35q716.pdf?81788B76AEAA939CBEAABDA9B7A95DA0B576C17887A867658673C4A9B8 | TESYS LE ENCLOSED DOL STARTER 8-11.5A 380VAC COIL | TeSys LE is a range of enclosed D.O.L motor starters and soft start starters up to 37 kW, that is simple to both use and install. These compact, ergonomically designed starters can be wall-mounted or installed for local control. | Rated control supply voltage Us at AC 60HZ | 380...400V
| 32 | Automation and Control | Motors and Drives | Motor Starter Combinations | TESYS LE ENCLOSED DOL STARTER 8-11.5A 380VAC COIL | 2144021 | LE1M35Q716 | SCHNEIDER ELECTRIC | 3760 | https://pim-kvc.soneparsea.com:3443/PictureServer/default.aspx/schneider-LE1M35Q716_Image1.jpg?A3889C9397807479A2A1C7A8BAA5959DB4AAC6729E7C6181837AA57C836D8F7DBDA6BBAA83659AA4B7 | https://pim-kvc.soneparsea.com:3443/PictureServer/default.aspx/schneider-le1m35q716.pdf?81788B76AEAA939CBEAABDA9B7A95DA0B576C17887A867658673C4A9B8 | TESYS LE ENCLOSED DOL STARTER 8-11.5A 380VAC COIL | TeSys LE is a range of enclosed D.O.L motor starters and soft start starters up to 37 kW, that is simple to both use and install. These compact, ergonomically designed starters can be wall-mounted or installed for local control. | Rated control supply voltage Us at DC | 0...0V
| 32 | Automation and Control | Motors and Drives | Motor Starter Combinations | TESYS LE ENCLOSED DOL STARTER 8-11.5A 380VAC COIL | 2144021 | LE1M35Q716 | SCHNEIDER ELECTRIC | 3760 | https://pim-kvc.soneparsea.com:3443/PictureServer/default.aspx/schneider-LE1M35Q716_Image1.jpg?A3889C9397807479A2A1C7A8BAA5959DB4AAC6729E7C6181837AA57C836D8F7DBDA6BBAA83659AA4B7 | https://pim-kvc.soneparsea.com:3443/PictureServer/default.aspx/schneider-le1m35q716.pdf?81788B76AEAA939CBEAABDA9B7A95DA0B576C17887A867658673C4A9B8 | TESYS LE ENCLOSED DOL STARTER 8-11.5A 380VAC COIL | TeSys LE is a range of enclosed D.O.L motor starters and soft start starters up to 37 kW, that is simple to both use and install. These compact, ergonomically designed starters can be wall-mounted or installed for local control. | Voltage type for actuating | AC
| 32 | Automation and Control | Motors and Drives | Motor Starter Combinations | TESYS LE ENCLOSED DOL STARTER 8-11.5A 380VAC COIL | 2144021 | LE1M35Q716 | SCHNEIDER ELECTRIC | 3760 | https://pim-kvc.soneparsea.com:3443/PictureServer/default.aspx/schneider-LE1M35Q716_Image1.jpg?A3889C9397807479A2A1C7A8BAA5959DB4AAC6729E7C6181837AA57C836D8F7DBDA6BBAA83659AA4B7 | https://pim-kvc.soneparsea.com:3443/PictureServer/default.aspx/schneider-le1m35q716.pdf?81788B76AEAA939CBEAABDA9B7A95DA0B576C17887A867658673C4A9B8 | TESYS LE ENCLOSED DOL STARTER 8-11.5A 380VAC COIL | TeSys LE is a range of enclosed D.O.L motor starters and soft start starters up to 37 kW, that is simple to both use and install. These compact, ergonomically designed starters can be wall-mounted or installed for local control. | Rated operation power at AC-3, 230 V, 3-phase | 2.2kW
| 32 | Automation and Control | Motors and Drives | Motor Starter Combinations | TESYS LE ENCLOSED DOL STARTER 8-11.5A 380VAC COIL | 2144021 | LE1M35Q716 | SCHNEIDER ELECTRIC | 3760 | https://pim-kvc.soneparsea.com:3443/PictureServer/default.aspx/schneider-LE1M35Q716_Image1.jpg?A3889C9397807479A2A1C7A8BAA5959DB4AAC6729E7C6181837AA57C836D8F7DBDA6BBAA83659AA4B7 | https://pim-kvc.soneparsea.com:3443/PictureServer/default.aspx/schneider-le1m35q716.pdf?81788B76AEAA939CBEAABDA9B7A95DA0B576C17887A867658673C4A9B8 | TESYS LE ENCLOSED DOL STARTER 8-11.5A 380VAC COIL | TeSys LE is a range of enclosed D.O.L motor starters and soft start starters up to 37 kW, that is simple to both use and install. These compact, ergonomically designed starters can be wall-mounted or installed for local control. | Rated operation power at AC-3, 400 V | 4kW
| 32 | Automation and Control | Motors and Drives | Motor Starter Combinations | TESYS LE ENCLOSED DOL STARTER 8-11.5A 380VAC COIL | 2144021 | LE1M35Q716 | SCHNEIDER ELECTRIC | 3760 | https://pim-kvc.soneparsea.com:3443/PictureServer/default.aspx/schneider-LE1M35Q716_Image1.jpg?A3889C9397807479A2A1C7A8BAA5959DB4AAC6729E7C6181837AA57C836D8F7DBDA6BBAA83659AA4B7 | https://pim-kvc.soneparsea.com:3443/PictureServer/default.aspx/schneider-le1m35q716.pdf?81788B76AEAA939CBEAABDA9B7A95DA0B576C17887A867658673C4A9B8 | TESYS LE ENCLOSED DOL STARTER 8-11.5A 380VAC COIL | TeSys LE is a range of enclosed D.O.L motor starters and soft start starters up to 37 kW, that is simple to both use and install. These compact, ergonomically designed starters can be wall-mounted or installed for local control. | Rated power, 460 V, 60 Hz, 3-phase | 0kW
| 32 | Automation and Control | Motors and Drives | Motor Starter Combinations | TESYS LE ENCLOSED DOL STARTER 8-11.5A 380VAC COIL | 2144021 | LE1M35Q716 | SCHNEIDER ELECTRIC | 3760 | https://pim-kvc.soneparsea.com:3443/PictureServer/default.aspx/schneider-LE1M35Q716_Image1.jpg?A3889C9397807479A2A1C7A8BAA5959DB4AAC6729E7C6181837AA57C836D8F7DBDA6BBAA83659AA4B7 | https://pim-kvc.soneparsea.com:3443/PictureServer/default.aspx/schneider-le1m35q716.pdf?81788B76AEAA939CBEAABDA9B7A95DA0B576C17887A867658673C4A9B8 | TESYS LE ENCLOSED DOL STARTER 8-11.5A 380VAC COIL | TeSys LE is a range of enclosed D.O.L motor starters and soft start starters up to 37 kW, that is simple to both use and install. These compact, ergonomically designed starters can be wall-mounted or installed for local control. | Rated power, 575 V, 60 Hz, 3-phase | 0kW
| 32 | Automation and Control | Motors and Drives | Motor Starter Combinations | TESYS LE ENCLOSED DOL STARTER 8-11.5A 380VAC COIL | 2144021 | LE1M35Q716 | SCHNEIDER ELECTRIC | 3760 | https://pim-kvc.soneparsea.com:3443/PictureServer/default.aspx/schneider-LE1M35Q716_Image1.jpg?A3889C9397807479A2A1C7A8BAA5959DB4AAC6729E7C6181837AA57C836D8F7DBDA6BBAA83659AA4B7 | https://pim-kvc.soneparsea.com:3443/PictureServer/default.aspx/schneider-le1m35q716.pdf?81788B76AEAA939CBEAABDA9B7A95DA0B576C17887A867658673C4A9B8 | TESYS LE ENCLOSED DOL STARTER 8-11.5A 380VAC COIL | TeSys LE is a range of enclosed D.O.L motor starters and soft start starters up to 37 kW, that is simple to both use and install. These compact, ergonomically designed starters can be wall-mounted or installed for local control. | Rated operation current Ie | 11.5A
| 32 | Automation and Control | Motors and Drives | Motor Starter Combinations | TESYS LE ENCLOSED DOL STARTER 8-11.5A 380VAC COIL | 2144021 | LE1M35Q716 | SCHNEIDER ELECTRIC | 3760 | https://pim-kvc.soneparsea.com:3443/PictureServer/default.aspx/schneider-LE1M35Q716_Image1.jpg?A3889C9397807479A2A1C7A8BAA5959DB4AAC6729E7C6181837AA57C836D8F7DBDA6BBAA83659AA4B7 | https://pim-kvc.soneparsea.com:3443/PictureServer/default.aspx/schneider-le1m35q716.pdf?81788B76AEAA939CBEAABDA9B7A95DA0B576C17887A867658673C4A9B8 | TESYS LE ENCLOSED DOL STARTER 8-11.5A 380VAC COIL | TeSys LE is a range of enclosed D.O.L motor starters and soft start starters up to 37 kW, that is simple to both use and install. These compact, ergonomically designed starters can be wall-mounted or installed for local control. | Rated operation current at AC-3, 400 V | 11.5A
| 32 | Automation and Control | Motors and Drives | Motor Starter Combinations | TESYS LE ENCLOSED DOL STARTER 8-11.5A 380VAC COIL | 2144021 | LE1M35Q716 | SCHNEIDER ELECTRIC | 3760 | https://pim-kvc.soneparsea.com:3443/PictureServer/default.aspx/schneider-LE1M35Q716_Image1.jpg?A3889C9397807479A2A1C7A8BAA5959DB4AAC6729E7C6181837AA57C836D8F7DBDA6BBAA83659AA4B7 | https://pim-kvc.soneparsea.com:3443/PictureServer/default.aspx/schneider-le1m35q716.pdf?81788B76AEAA939CBEAABDA9B7A95DA0B576C17887A867658673C4A9B8 | TESYS LE ENCLOSED DOL STARTER 8-11.5A 380VAC COIL | TeSys LE is a range of enclosed D.O.L motor starters and soft start starters up to 37 kW, that is simple to both use and install. These compact, ergonomically designed starters can be wall-mounted or installed for local control. | Overload release current setting | 8...11.5A
| 32 | Automation and Control | Motors and Drives | Motor Starter Combinations | TESYS LE ENCLOSED DOL STARTER 8-11.5A 380VAC COIL | 2144021 | LE1M35Q716 | SCHNEIDER ELECTRIC | 3760 | https://pim-kvc.soneparsea.com:3443/PictureServer/default.aspx/schneider-LE1M35Q716_Image1.jpg?A3889C9397807479A2A1C7A8BAA5959DB4AAC6729E7C6181837AA57C836D8F7DBDA6BBAA83659AA4B7 | https://pim-kvc.soneparsea.com:3443/PictureServer/default.aspx/schneider-le1m35q716.pdf?81788B76AEAA939CBEAABDA9B7A95DA0B576C17887A867658673C4A9B8 | TESYS LE ENCLOSED DOL STARTER 8-11.5A 380VAC COIL | TeSys LE is a range of enclosed D.O.L motor starters and soft start starters up to 37 kW, that is simple to both use and install. These compact, ergonomically designed starters can be wall-mounted or installed for local control. | Rated conditional short-circuit current, type 1, 480 Y/277 V | 0A
| 32 | Automation and Control | Motors and Drives | Motor Starter Combinations | TESYS LE ENCLOSED DOL STARTER 8-11.5A 380VAC COIL | 2144021 | LE1M35Q716 | SCHNEIDER ELECTRIC | 3760 | https://pim-kvc.soneparsea.com:3443/PictureServer/default.aspx/schneider-LE1M35Q716_Image1.jpg?A3889C9397807479A2A1C7A8BAA5959DB4AAC6729E7C6181837AA57C836D8F7DBDA6BBAA83659AA4B7 | https://pim-kvc.soneparsea.com:3443/PictureServer/default.aspx/schneider-le1m35q716.pdf?81788B76AEAA939CBEAABDA9B7A95DA0B576C17887A867658673C4A9B8 | TESYS LE ENCLOSED DOL STARTER 8-11.5A 380VAC COIL | TeSys LE is a range of enclosed D.O.L motor starters and soft start starters up to 37 kW, that is simple to both use and install. These compact, ergonomically designed starters can be wall-mounted or installed for local control. | Rated conditional short-circuit current, type 1, 600 Y/347 V | 0A
| 32 | Automation and Control | Motors and Drives | Motor Starter Combinations | TESYS LE ENCLOSED DOL STARTER 8-11.5A 380VAC COIL | 2144021 | LE1M35Q716 | SCHNEIDER ELECTRIC | 3760 | https://pim-kvc.soneparsea.com:3443/PictureServer/default.aspx/schneider-LE1M35Q716_Image1.jpg?A3889C9397807479A2A1C7A8BAA5959DB4AAC6729E7C6181837AA57C836D8F7DBDA6BBAA83659AA4B7 | https://pim-kvc.soneparsea.com:3443/PictureServer/default.aspx/schneider-le1m35q716.pdf?81788B76AEAA939CBEAABDA9B7A95DA0B576C17887A867658673C4A9B8 | TESYS LE ENCLOSED DOL STARTER 8-11.5A 380VAC COIL | TeSys LE is a range of enclosed D.O.L motor starters and soft start starters up to 37 kW, that is simple to both use and install. These compact, ergonomically designed starters can be wall-mounted or installed for local control. | Rated conditional short-circuit current, type 2, 230 V | 0A
| 32 | Automation and Control | Motors and Drives | Motor Starter Combinations | TESYS LE ENCLOSED DOL STARTER 8-11.5A 380VAC COIL | 2144021 | LE1M35Q716 | SCHNEIDER ELECTRIC | 3760 | https://pim-kvc.soneparsea.com:3443/PictureServer/default.aspx/schneider-LE1M35Q716_Image1.jpg?A3889C9397807479A2A1C7A8BAA5959DB4AAC6729E7C6181837AA57C836D8F7DBDA6BBAA83659AA4B7 | https://pim-kvc.soneparsea.com:3443/PictureServer/default.aspx/schneider-le1m35q716.pdf?81788B76AEAA939CBEAABDA9B7A95DA0B576C17887A867658673C4A9B8 | TESYS LE ENCLOSED DOL STARTER 8-11.5A 380VAC COIL | TeSys LE is a range of enclosed D.O.L motor starters and soft start starters up to 37 kW, that is simple to both use and install. These compact, ergonomically designed starters can be wall-mounted or installed for local control. | Rated conditional short-circuit current, type 2, 400 V | 0A
| 32 | Automation and Control | Motors and Drives | Motor Starter Combinations | TESYS LE ENCLOSED DOL STARTER 8-11.5A 380VAC COIL | 2144021 | LE1M35Q716 | SCHNEIDER ELECTRIC | 3760 | https://pim-kvc.soneparsea.com:3443/PictureServer/default.aspx/schneider-LE1M35Q716_Image1.jpg?A3889C9397807479A2A1C7A8BAA5959DB4AAC6729E7C6181837AA57C836D8F7DBDA6BBAA83659AA4B7 | https://pim-kvc.soneparsea.com:3443/PictureServer/default.aspx/schneider-le1m35q716.pdf?81788B76AEAA939CBEAABDA9B7A95DA0B576C17887A867658673C4A9B8 | TESYS LE ENCLOSED DOL STARTER 8-11.5A 380VAC COIL | TeSys LE is a range of enclosed D.O.L motor starters and soft start starters up to 37 kW, that is simple to both use and install. These compact, ergonomically designed starters can be wall-mounted or installed for local control. | Number of auxiliary contacts as normally open contact | 0
| 32 | Automation and Control | Motors and Drives | Motor Starter Combinations | TESYS LE ENCLOSED DOL STARTER 8-11.5A 380VAC COIL | 2144021 | LE1M35Q716 | SCHNEIDER ELECTRIC | 3760 | https://pim-kvc.soneparsea.com:3443/PictureServer/default.aspx/schneider-LE1M35Q716_Image1.jpg?A3889C9397807479A2A1C7A8BAA5959DB4AAC6729E7C6181837AA57C836D8F7DBDA6BBAA83659AA4B7 | https://pim-kvc.soneparsea.com:3443/PictureServer/default.aspx/schneider-le1m35q716.pdf?81788B76AEAA939CBEAABDA9B7A95DA0B576C17887A867658673C4A9B8 | TESYS LE ENCLOSED DOL STARTER 8-11.5A 380VAC COIL | TeSys LE is a range of enclosed D.O.L motor starters and soft start starters up to 37 kW, that is simple to both use and install. These compact, ergonomically designed starters can be wall-mounted or installed for local control. | Number of auxiliary contacts as normally closed contact | 0
| 32 | Automation and Control | Motors and Drives | Motor Starter Combinations | TESYS LE ENCLOSED DOL STARTER 8-11.5A 380VAC COIL | 2144021 | LE1M35Q716 | SCHNEIDER ELECTRIC | 3760 | https://pim-kvc.soneparsea.com:3443/PictureServer/default.aspx/schneider-LE1M35Q716_Image1.jpg?A3889C9397807479A2A1C7A8BAA5959DB4AAC6729E7C6181837AA57C836D8F7DBDA6BBAA83659AA4B7 | https://pim-kvc.soneparsea.com:3443/PictureServer/default.aspx/schneider-le1m35q716.pdf?81788B76AEAA939CBEAABDA9B7A95DA0B576C17887A867658673C4A9B8 | TESYS LE ENCLOSED DOL STARTER 8-11.5A 380VAC COIL | TeSys LE is a range of enclosed D.O.L motor starters and soft start starters up to 37 kW, that is simple to both use and install. These compact, ergonomically designed starters can be wall-mounted or installed for local control. | Ambient temperature, upper operating limit | 40°C
| 33 | Automation and Control | Motors and Drives | Drives | ALTIVAR 310E VARIABLE SPEED DRIVE 1.5KW 2HP 3PH 380-460V | 2145007 | ATV310HU15N4E | SCHNEIDER ELECTRIC | 15300 | https://pim-kvc.soneparsea.com:3443/PictureServer/default.aspx/schneider-ATV310HU15N4E_Image1.jpg?A3889C9397807479A2A1C7A8BAA5959DB4AAC672938B866781759C9A836C7E6895A49DB2B39E95657EAFC4AC | https://pim-kvc.soneparsea.com:3443/PictureServer/default.aspx/schneider-atv310hu15n4e.pdf?81788B76AEAA939CBEAABDA9B7A95D95C4BB8776829FA56585B388AA80A7949A | ALTIVAR 310 VARIABLE SPEED DRIVE 1.5 KW 2 HP 380-460V 3 PHASE | This Schneider Electric Altivar Easy 310 variable speed drive (VSD) / inverter can feed 3-phase asynchronous motors up to a rated power of 1.5 kilowatts, 2 horsepower at 380 to 460Vac. | Mains voltage | 380...460V
| 33 | Automation and Control | Motors and Drives | Drives | ALTIVAR 310E VARIABLE SPEED DRIVE 1.5KW 2HP 3PH 380-460V | 2145007 | ATV310HU15N4E | SCHNEIDER ELECTRIC | 15300 | https://pim-kvc.soneparsea.com:3443/PictureServer/default.aspx/schneider-ATV310HU15N4E_Image1.jpg?A3889C9397807479A2A1C7A8BAA5959DB4AAC672938B866781759C9A836C7E6895A49DB2B39E95657EAFC4AC | https://pim-kvc.soneparsea.com:3443/PictureServer/default.aspx/schneider-atv310hu15n4e.pdf?81788B76AEAA939CBEAABDA9B7A95D95C4BB8776829FA56585B388AA80A7949A | ALTIVAR 310 VARIABLE SPEED DRIVE 1.5 KW 2 HP 380-460V 3 PHASE | This Schneider Electric Altivar Easy 310 variable speed drive (VSD) / inverter can feed 3-phase asynchronous motors up to a rated power of 1.5 kilowatts, 2 horsepower at 380 to 460Vac. | Number of phases output | 3
| 33 | Automation and Control | Motors and Drives | Drives | ALTIVAR 310E VARIABLE SPEED DRIVE 1.5KW 2HP 3PH 380-460V | 2145007 | ATV310HU15N4E | SCHNEIDER ELECTRIC | 15300 | https://pim-kvc.soneparsea.com:3443/PictureServer/default.aspx/schneider-ATV310HU15N4E_Image1.jpg?A3889C9397807479A2A1C7A8BAA5959DB4AAC672938B866781759C9A836C7E6895A49DB2B39E95657EAFC4AC | https://pim-kvc.soneparsea.com:3443/PictureServer/default.aspx/schneider-atv310hu15n4e.pdf?81788B76AEAA939CBEAABDA9B7A95D95C4BB8776829FA56585B388AA80A7949A | ALTIVAR 310 VARIABLE SPEED DRIVE 1.5 KW 2 HP 380-460V 3 PHASE | This Schneider Electric Altivar Easy 310 variable speed drive (VSD) / inverter can feed 3-phase asynchronous motors up to a rated power of 1.5 kilowatts, 2 horsepower at 380 to 460Vac. | Max. output voltage | 460V
| 34 | Automation and Control | Motors and Drives | Drives | ALTIVAR PROCESS ATV600 VARIABLE SPEED DRIVE 4KW 5HP 380-480V | 2156958 | ATV630U40N4 | SCHNEIDER ELECTRIC | 61700 | https://pim-kvc.soneparsea.com:3443/PictureServer/default.aspx/schneider-ATV630U40N4_Image1.jpg?A3889C9397807479A2A1C7A8BAA5959DB4AAC672938B866A8375A9798285649399B2B5ACB7685E9EC0AC | https://pim-kvc.soneparsea.com:3443/PictureServer/default.aspx/schneider-atv630u40n4.pdf?A3889C9397807479A2A1C7A8BAA5959DB4AAC672B3ABA66A8375C97982A56462C0A9BA | ALTIVAR PROCESS ATV600VARIABLE SPEED DRIVE 4KW/5HP 380-480V | The Altivar Process drive ATV630 is an IP21 frequency inverter for wall mounting for 3-phase synchronous and asynchronous motors, specially designed for the following market segments: water and wastewater, oil &amp, gas, mining, minerals &amp, metals and food &amp, beverage. Easy integration thanks to standardized FDT/DTM and ODVA technology. Supported by predefined Unity Pro libraries. Easy access via PC, tablet, or smartphone. Secure connection via ‘‘Cyber-secure Ethernet’’ | Mains voltage | 380...480V
| 34 | Automation and Control | Motors and Drives | Drives | ALTIVAR PROCESS ATV600 VARIABLE SPEED DRIVE 4KW 5HP 380-480V | 2156958 | ATV630U40N4 | SCHNEIDER ELECTRIC | 61700 | https://pim-kvc.soneparsea.com:3443/PictureServer/default.aspx/schneider-ATV630U40N4_Image1.jpg?A3889C9397807479A2A1C7A8BAA5959DB4AAC672938B866A8375A9798285649399B2B5ACB7685E9EC0AC | https://pim-kvc.soneparsea.com:3443/PictureServer/default.aspx/schneider-atv630u40n4.pdf?A3889C9397807479A2A1C7A8BAA5959DB4AAC672B3ABA66A8375C97982A56462C0A9BA | ALTIVAR PROCESS ATV600VARIABLE SPEED DRIVE 4KW/5HP 380-480V | The Altivar Process drive ATV630 is an IP21 frequency inverter for wall mounting for 3-phase synchronous and asynchronous motors, specially designed for the following market segments: water and wastewater, oil &amp, gas, mining, minerals &amp, metals and food &amp, beverage. Easy integration thanks to standardized FDT/DTM and ODVA technology. Supported by predefined Unity Pro libraries. Easy access via PC, tablet, or smartphone. Secure connection via ‘‘Cyber-secure Ethernet’’ | Mains frequency | 50/60 Hz
| 34 | Automation and Control | Motors and Drives | Drives | ALTIVAR PROCESS ATV600 VARIABLE SPEED DRIVE 4KW 5HP 380-480V | 2156958 | ATV630U40N4 | SCHNEIDER ELECTRIC | 61700 | https://pim-kvc.soneparsea.com:3443/PictureServer/default.aspx/schneider-ATV630U40N4_Image1.jpg?A3889C9397807479A2A1C7A8BAA5959DB4AAC672938B866A8375A9798285649399B2B5ACB7685E9EC0AC | https://pim-kvc.soneparsea.com:3443/PictureServer/default.aspx/schneider-atv630u40n4.pdf?A3889C9397807479A2A1C7A8BAA5959DB4AAC672B3ABA66A8375C97982A56462C0A9BA | ALTIVAR PROCESS ATV600VARIABLE SPEED DRIVE 4KW/5HP 380-480V | The Altivar Process drive ATV630 is an IP21 frequency inverter for wall mounting for 3-phase synchronous and asynchronous motors, specially designed for the following market segments: water and wastewater, oil &amp, gas, mining, minerals &amp, metals and food &amp, beverage. Easy integration thanks to standardized FDT/DTM and ODVA technology. Supported by predefined Unity Pro libraries. Easy access via PC, tablet, or smartphone. Secure connection via ‘‘Cyber-secure Ethernet’’ | Number of phases input | 3
| 34 | Automation and Control | Motors and Drives | Drives | ALTIVAR PROCESS ATV600 VARIABLE SPEED DRIVE 4KW 5HP 380-480V | 2156958 | ATV630U40N4 | SCHNEIDER ELECTRIC | 61700 | https://pim-kvc.soneparsea.com:3443/PictureServer/default.aspx/schneider-ATV630U40N4_Image1.jpg?A3889C9397807479A2A1C7A8BAA5959DB4AAC672938B866A8375A9798285649399B2B5ACB7685E9EC0AC | https://pim-kvc.soneparsea.com:3443/PictureServer/default.aspx/schneider-atv630u40n4.pdf?A3889C9397807479A2A1C7A8BAA5959DB4AAC672B3ABA66A8375C97982A56462C0A9BA | ALTIVAR PROCESS ATV600VARIABLE SPEED DRIVE 4KW/5HP 380-480V | The Altivar Process drive ATV630 is an IP21 frequency inverter for wall mounting for 3-phase synchronous and asynchronous motors, specially designed for the following market segments: water and wastewater, oil &amp, gas, mining, minerals &amp, metals and food &amp, beverage. Easy integration thanks to standardized FDT/DTM and ODVA technology. Supported by predefined Unity Pro libraries. Easy access via PC, tablet, or smartphone. Secure connection via ‘‘Cyber-secure Ethernet’’ | Number of phases output | 3
| 34 | Automation and Control | Motors and Drives | Drives | ALTIVAR PROCESS ATV600 VARIABLE SPEED DRIVE 4KW 5HP 380-480V | 2156958 | ATV630U40N4 | SCHNEIDER ELECTRIC | 61700 | https://pim-kvc.soneparsea.com:3443/PictureServer/default.aspx/schneider-ATV630U40N4_Image1.jpg?A3889C9397807479A2A1C7A8BAA5959DB4AAC672938B866A8375A9798285649399B2B5ACB7685E9EC0AC | https://pim-kvc.soneparsea.com:3443/PictureServer/default.aspx/schneider-atv630u40n4.pdf?A3889C9397807479A2A1C7A8BAA5959DB4AAC672B3ABA66A8375C97982A56462C0A9BA | ALTIVAR PROCESS ATV600VARIABLE SPEED DRIVE 4KW/5HP 380-480V | The Altivar Process drive ATV630 is an IP21 frequency inverter for wall mounting for 3-phase synchronous and asynchronous motors, specially designed for the following market segments: water and wastewater, oil &amp, gas, mining, minerals &amp, metals and food &amp, beverage. Easy integration thanks to standardized FDT/DTM and ODVA technology. Supported by predefined Unity Pro libraries. Easy access via PC, tablet, or smartphone. Secure connection via ‘‘Cyber-secure Ethernet’’ | Max. output frequency | 500Hz
| 34 | Automation and Control | Motors and Drives | Drives | ALTIVAR PROCESS ATV600 VARIABLE SPEED DRIVE 4KW 5HP 380-480V | 2156958 | ATV630U40N4 | SCHNEIDER ELECTRIC | 61700 | https://pim-kvc.soneparsea.com:3443/PictureServer/default.aspx/schneider-ATV630U40N4_Image1.jpg?A3889C9397807479A2A1C7A8BAA5959DB4AAC672938B866A8375A9798285649399B2B5ACB7685E9EC0AC | https://pim-kvc.soneparsea.com:3443/PictureServer/default.aspx/schneider-atv630u40n4.pdf?A3889C9397807479A2A1C7A8BAA5959DB4AAC672B3ABA66A8375C97982A56462C0A9BA | ALTIVAR PROCESS ATV600VARIABLE SPEED DRIVE 4KW/5HP 380-480V | The Altivar Process drive ATV630 is an IP21 frequency inverter for wall mounting for 3-phase synchronous and asynchronous motors, specially designed for the following market segments: water and wastewater, oil &amp, gas, mining, minerals &amp, metals and food &amp, beverage. Easy integration thanks to standardized FDT/DTM and ODVA technology. Supported by predefined Unity Pro libraries. Easy access via PC, tablet, or smartphone. Secure connection via ‘‘Cyber-secure Ethernet’’ | Max. output voltage | 480V
| 34 | Automation and Control | Motors and Drives | Drives | ALTIVAR PROCESS ATV600 VARIABLE SPEED DRIVE 4KW 5HP 380-480V | 2156958 | ATV630U40N4 | SCHNEIDER ELECTRIC | 61700 | https://pim-kvc.soneparsea.com:3443/PictureServer/default.aspx/schneider-ATV630U40N4_Image1.jpg?A3889C9397807479A2A1C7A8BAA5959DB4AAC672938B866A8375A9798285649399B2B5ACB7685E9EC0AC | https://pim-kvc.soneparsea.com:3443/PictureServer/default.aspx/schneider-atv630u40n4.pdf?A3889C9397807479A2A1C7A8BAA5959DB4AAC672B3ABA66A8375C97982A56462C0A9BA | ALTIVAR PROCESS ATV600VARIABLE SPEED DRIVE 4KW/5HP 380-480V | The Altivar Process drive ATV630 is an IP21 frequency inverter for wall mounting for 3-phase synchronous and asynchronous motors, specially designed for the following market segments: water and wastewater, oil &amp, gas, mining, minerals &amp, metals and food &amp, beverage. Easy integration thanks to standardized FDT/DTM and ODVA technology. Supported by predefined Unity Pro libraries. Easy access via PC, tablet, or smartphone. Secure connection via ‘‘Cyber-secure Ethernet’’ | Nominal output current I2N | 9.3A
| 34 | Automation and Control | Motors and Drives | Drives | ALTIVAR PROCESS ATV600 VARIABLE SPEED DRIVE 4KW 5HP 380-480V | 2156958 | ATV630U40N4 | SCHNEIDER ELECTRIC | 61700 | https://pim-kvc.soneparsea.com:3443/PictureServer/default.aspx/schneider-ATV630U40N4_Image1.jpg?A3889C9397807479A2A1C7A8BAA5959DB4AAC672938B866A8375A9798285649399B2B5ACB7685E9EC0AC | https://pim-kvc.soneparsea.com:3443/PictureServer/default.aspx/schneider-atv630u40n4.pdf?A3889C9397807479A2A1C7A8BAA5959DB4AAC672B3ABA66A8375C97982A56462C0A9BA | ALTIVAR PROCESS ATV600VARIABLE SPEED DRIVE 4KW/5HP 380-480V | The Altivar Process drive ATV630 is an IP21 frequency inverter for wall mounting for 3-phase synchronous and asynchronous motors, specially designed for the following market segments: water and wastewater, oil &amp, gas, mining, minerals &amp, metals and food &amp, beverage. Easy integration thanks to standardized FDT/DTM and ODVA technology. Supported by predefined Unity Pro libraries. Easy access via PC, tablet, or smartphone. Secure connection via ‘‘Cyber-secure Ethernet’’ | Max. output at quadratic load at rated output voltage | 4kW
| 34 | Automation and Control | Motors and Drives | Drives | ALTIVAR PROCESS ATV600 VARIABLE SPEED DRIVE 4KW 5HP 380-480V | 2156958 | ATV630U40N4 | SCHNEIDER ELECTRIC | 61700 | https://pim-kvc.soneparsea.com:3443/PictureServer/default.aspx/schneider-ATV630U40N4_Image1.jpg?A3889C9397807479A2A1C7A8BAA5959DB4AAC672938B866A8375A9798285649399B2B5ACB7685E9EC0AC | https://pim-kvc.soneparsea.com:3443/PictureServer/default.aspx/schneider-atv630u40n4.pdf?A3889C9397807479A2A1C7A8BAA5959DB4AAC672B3ABA66A8375C97982A56462C0A9BA | ALTIVAR PROCESS ATV600VARIABLE SPEED DRIVE 4KW/5HP 380-480V | The Altivar Process drive ATV630 is an IP21 frequency inverter for wall mounting for 3-phase synchronous and asynchronous motors, specially designed for the following market segments: water and wastewater, oil &amp, gas, mining, minerals &amp, metals and food &amp, beverage. Easy integration thanks to standardized FDT/DTM and ODVA technology. Supported by predefined Unity Pro libraries. Easy access via PC, tablet, or smartphone. Secure connection via ‘‘Cyber-secure Ethernet’’ | Max. output at linear load at rated output voltage | 4kW
| 34 | Automation and Control | Motors and Drives | Drives | ALTIVAR PROCESS ATV600 VARIABLE SPEED DRIVE 4KW 5HP 380-480V | 2156958 | ATV630U40N4 | SCHNEIDER ELECTRIC | 61700 | https://pim-kvc.soneparsea.com:3443/PictureServer/default.aspx/schneider-ATV630U40N4_Image1.jpg?A3889C9397807479A2A1C7A8BAA5959DB4AAC672938B866A8375A9798285649399B2B5ACB7685E9EC0AC | https://pim-kvc.soneparsea.com:3443/PictureServer/default.aspx/schneider-atv630u40n4.pdf?A3889C9397807479A2A1C7A8BAA5959DB4AAC672B3ABA66A8375C97982A56462C0A9BA | ALTIVAR PROCESS ATV600VARIABLE SPEED DRIVE 4KW/5HP 380-480V | The Altivar Process drive ATV630 is an IP21 frequency inverter for wall mounting for 3-phase synchronous and asynchronous motors, specially designed for the following market segments: water and wastewater, oil &amp, gas, mining, minerals &amp, metals and food &amp, beverage. Easy integration thanks to standardized FDT/DTM and ODVA technology. Supported by predefined Unity Pro libraries. Easy access via PC, tablet, or smartphone. Secure connection via ‘‘Cyber-secure Ethernet’’ | Relative symmetric net frequency tolerance | 5%
| 34 | Automation and Control | Motors and Drives | Drives | ALTIVAR PROCESS ATV600 VARIABLE SPEED DRIVE 4KW 5HP 380-480V | 2156958 | ATV630U40N4 | SCHNEIDER ELECTRIC | 61700 | https://pim-kvc.soneparsea.com:3443/PictureServer/default.aspx/schneider-ATV630U40N4_Image1.jpg?A3889C9397807479A2A1C7A8BAA5959DB4AAC672938B866A8375A9798285649399B2B5ACB7685E9EC0AC | https://pim-kvc.soneparsea.com:3443/PictureServer/default.aspx/schneider-atv630u40n4.pdf?A3889C9397807479A2A1C7A8BAA5959DB4AAC672B3ABA66A8375C97982A56462C0A9BA | ALTIVAR PROCESS ATV600VARIABLE SPEED DRIVE 4KW/5HP 380-480V | The Altivar Process drive ATV630 is an IP21 frequency inverter for wall mounting for 3-phase synchronous and asynchronous motors, specially designed for the following market segments: water and wastewater, oil &amp, gas, mining, minerals &amp, metals and food &amp, beverage. Easy integration thanks to standardized FDT/DTM and ODVA technology. Supported by predefined Unity Pro libraries. Easy access via PC, tablet, or smartphone. Secure connection via ‘‘Cyber-secure Ethernet’’ | Relative symmetric net voltage tolerance | 10%
| 34 | Automation and Control | Motors and Drives | Drives | ALTIVAR PROCESS ATV600 VARIABLE SPEED DRIVE 4KW 5HP 380-480V | 2156958 | ATV630U40N4 | SCHNEIDER ELECTRIC | 61700 | https://pim-kvc.soneparsea.com:3443/PictureServer/default.aspx/schneider-ATV630U40N4_Image1.jpg?A3889C9397807479A2A1C7A8BAA5959DB4AAC672938B866A8375A9798285649399B2B5ACB7685E9EC0AC | https://pim-kvc.soneparsea.com:3443/PictureServer/default.aspx/schneider-atv630u40n4.pdf?A3889C9397807479A2A1C7A8BAA5959DB4AAC672B3ABA66A8375C97982A56462C0A9BA | ALTIVAR PROCESS ATV600VARIABLE SPEED DRIVE 4KW/5HP 380-480V | The Altivar Process drive ATV630 is an IP21 frequency inverter for wall mounting for 3-phase synchronous and asynchronous motors, specially designed for the following market segments: water and wastewater, oil &amp, gas, mining, minerals &amp, metals and food &amp, beverage. Easy integration thanks to standardized FDT/DTM and ODVA technology. Supported by predefined Unity Pro libraries. Easy access via PC, tablet, or smartphone. Secure connection via ‘‘Cyber-secure Ethernet’’ | Number of analogue outputs | 2
| 34 | Automation and Control | Motors and Drives | Drives | ALTIVAR PROCESS ATV600 VARIABLE SPEED DRIVE 4KW 5HP 380-480V | 2156958 | ATV630U40N4 | SCHNEIDER ELECTRIC | 61700 | https://pim-kvc.soneparsea.com:3443/PictureServer/default.aspx/schneider-ATV630U40N4_Image1.jpg?A3889C9397807479A2A1C7A8BAA5959DB4AAC672938B866A8375A9798285649399B2B5ACB7685E9EC0AC | https://pim-kvc.soneparsea.com:3443/PictureServer/default.aspx/schneider-atv630u40n4.pdf?A3889C9397807479A2A1C7A8BAA5959DB4AAC672B3ABA66A8375C97982A56462C0A9BA | ALTIVAR PROCESS ATV600VARIABLE SPEED DRIVE 4KW/5HP 380-480V | The Altivar Process drive ATV630 is an IP21 frequency inverter for wall mounting for 3-phase synchronous and asynchronous motors, specially designed for the following market segments: water and wastewater, oil &amp, gas, mining, minerals &amp, metals and food &amp, beverage. Easy integration thanks to standardized FDT/DTM and ODVA technology. Supported by predefined Unity Pro libraries. Easy access via PC, tablet, or smartphone. Secure connection via ‘‘Cyber-secure Ethernet’’ | Number of analogue inputs | 3
| 34 | Automation and Control | Motors and Drives | Drives | ALTIVAR PROCESS ATV600 VARIABLE SPEED DRIVE 4KW 5HP 380-480V | 2156958 | ATV630U40N4 | SCHNEIDER ELECTRIC | 61700 | https://pim-kvc.soneparsea.com:3443/PictureServer/default.aspx/schneider-ATV630U40N4_Image1.jpg?A3889C9397807479A2A1C7A8BAA5959DB4AAC672938B866A8375A9798285649399B2B5ACB7685E9EC0AC | https://pim-kvc.soneparsea.com:3443/PictureServer/default.aspx/schneider-atv630u40n4.pdf?A3889C9397807479A2A1C7A8BAA5959DB4AAC672B3ABA66A8375C97982A56462C0A9BA | ALTIVAR PROCESS ATV600VARIABLE SPEED DRIVE 4KW/5HP 380-480V | The Altivar Process drive ATV630 is an IP21 frequency inverter for wall mounting for 3-phase synchronous and asynchronous motors, specially designed for the following market segments: water and wastewater, oil &amp, gas, mining, minerals &amp, metals and food &amp, beverage. Easy integration thanks to standardized FDT/DTM and ODVA technology. Supported by predefined Unity Pro libraries. Easy access via PC, tablet, or smartphone. Secure connection via ‘‘Cyber-secure Ethernet’’ | Number of digital outputs | 0
| 34 | Automation and Control | Motors and Drives | Drives | ALTIVAR PROCESS ATV600 VARIABLE SPEED DRIVE 4KW 5HP 380-480V | 2156958 | ATV630U40N4 | SCHNEIDER ELECTRIC | 61700 | https://pim-kvc.soneparsea.com:3443/PictureServer/default.aspx/schneider-ATV630U40N4_Image1.jpg?A3889C9397807479A2A1C7A8BAA5959DB4AAC672938B866A8375A9798285649399B2B5ACB7685E9EC0AC | https://pim-kvc.soneparsea.com:3443/PictureServer/default.aspx/schneider-atv630u40n4.pdf?A3889C9397807479A2A1C7A8BAA5959DB4AAC672B3ABA66A8375C97982A56462C0A9BA | ALTIVAR PROCESS ATV600VARIABLE SPEED DRIVE 4KW/5HP 380-480V | The Altivar Process drive ATV630 is an IP21 frequency inverter for wall mounting for 3-phase synchronous and asynchronous motors, specially designed for the following market segments: water and wastewater, oil &amp, gas, mining, minerals &amp, metals and food &amp, beverage. Easy integration thanks to standardized FDT/DTM and ODVA technology. Supported by predefined Unity Pro libraries. Easy access via PC, tablet, or smartphone. Secure connection via ‘‘Cyber-secure Ethernet’’ | Number of digital inputs | 6
| 34 | Automation and Control | Motors and Drives | Drives | ALTIVAR PROCESS ATV600 VARIABLE SPEED DRIVE 4KW 5HP 380-480V | 2156958 | ATV630U40N4 | SCHNEIDER ELECTRIC | 61700 | https://pim-kvc.soneparsea.com:3443/PictureServer/default.aspx/schneider-ATV630U40N4_Image1.jpg?A3889C9397807479A2A1C7A8BAA5959DB4AAC672938B866A8375A9798285649399B2B5ACB7685E9EC0AC | https://pim-kvc.soneparsea.com:3443/PictureServer/default.aspx/schneider-atv630u40n4.pdf?A3889C9397807479A2A1C7A8BAA5959DB4AAC672B3ABA66A8375C97982A56462C0A9BA | ALTIVAR PROCESS ATV600VARIABLE SPEED DRIVE 4KW/5HP 380-480V | The Altivar Process drive ATV630 is an IP21 frequency inverter for wall mounting for 3-phase synchronous and asynchronous motors, specially designed for the following market segments: water and wastewater, oil &amp, gas, mining, minerals &amp, metals and food &amp, beverage. Easy integration thanks to standardized FDT/DTM and ODVA technology. Supported by predefined Unity Pro libraries. Easy access via PC, tablet, or smartphone. Secure connection via ‘‘Cyber-secure Ethernet’’ | With control element | yes
| 34 | Automation and Control | Motors and Drives | Drives | ALTIVAR PROCESS ATV600 VARIABLE SPEED DRIVE 4KW 5HP 380-480V | 2156958 | ATV630U40N4 | SCHNEIDER ELECTRIC | 61700 | https://pim-kvc.soneparsea.com:3443/PictureServer/default.aspx/schneider-ATV630U40N4_Image1.jpg?A3889C9397807479A2A1C7A8BAA5959DB4AAC672938B866A8375A9798285649399B2B5ACB7685E9EC0AC | https://pim-kvc.soneparsea.com:3443/PictureServer/default.aspx/schneider-atv630u40n4.pdf?A3889C9397807479A2A1C7A8BAA5959DB4AAC672B3ABA66A8375C97982A56462C0A9BA | ALTIVAR PROCESS ATV600VARIABLE SPEED DRIVE 4KW/5HP 380-480V | The Altivar Process drive ATV630 is an IP21 frequency inverter for wall mounting for 3-phase synchronous and asynchronous motors, specially designed for the following market segments: water and wastewater, oil &amp, gas, mining, minerals &amp, metals and food &amp, beverage. Easy integration thanks to standardized FDT/DTM and ODVA technology. Supported by predefined Unity Pro libraries. Easy access via PC, tablet, or smartphone. Secure connection via ‘‘Cyber-secure Ethernet’’ | Application in industrial area permitted | yes
| 34 | Automation and Control | Motors and Drives | Drives | ALTIVAR PROCESS ATV600 VARIABLE SPEED DRIVE 4KW 5HP 380-480V | 2156958 | ATV630U40N4 | SCHNEIDER ELECTRIC | 61700 | https://pim-kvc.soneparsea.com:3443/PictureServer/default.aspx/schneider-ATV630U40N4_Image1.jpg?A3889C9397807479A2A1C7A8BAA5959DB4AAC672938B866A8375A9798285649399B2B5ACB7685E9EC0AC | https://pim-kvc.soneparsea.com:3443/PictureServer/default.aspx/schneider-atv630u40n4.pdf?A3889C9397807479A2A1C7A8BAA5959DB4AAC672B3ABA66A8375C97982A56462C0A9BA | ALTIVAR PROCESS ATV600VARIABLE SPEED DRIVE 4KW/5HP 380-480V | The Altivar Process drive ATV630 is an IP21 frequency inverter for wall mounting for 3-phase synchronous and asynchronous motors, specially designed for the following market segments: water and wastewater, oil &amp, gas, mining, minerals &amp, metals and food &amp, beverage. Easy integration thanks to standardized FDT/DTM and ODVA technology. Supported by predefined Unity Pro libraries. Easy access via PC, tablet, or smartphone. Secure connection via ‘‘Cyber-secure Ethernet’’ | Application in domestic- and commercial area permitted | yes
| 34 | Automation and Control | Motors and Drives | Drives | ALTIVAR PROCESS ATV600 VARIABLE SPEED DRIVE 4KW 5HP 380-480V | 2156958 | ATV630U40N4 | SCHNEIDER ELECTRIC | 61700 | https://pim-kvc.soneparsea.com:3443/PictureServer/default.aspx/schneider-ATV630U40N4_Image1.jpg?A3889C9397807479A2A1C7A8BAA5959DB4AAC672938B866A8375A9798285649399B2B5ACB7685E9EC0AC | https://pim-kvc.soneparsea.com:3443/PictureServer/default.aspx/schneider-atv630u40n4.pdf?A3889C9397807479A2A1C7A8BAA5959DB4AAC672B3ABA66A8375C97982A56462C0A9BA | ALTIVAR PROCESS ATV600VARIABLE SPEED DRIVE 4KW/5HP 380-480V | The Altivar Process drive ATV630 is an IP21 frequency inverter for wall mounting for 3-phase synchronous and asynchronous motors, specially designed for the following market segments: water and wastewater, oil &amp, gas, mining, minerals &amp, metals and food &amp, beverage. Easy integration thanks to standardized FDT/DTM and ODVA technology. Supported by predefined Unity Pro libraries. Easy access via PC, tablet, or smartphone. Secure connection via ‘‘Cyber-secure Ethernet’’ | Supporting protocol for TCP/IP | yes
| 34 | Automation and Control | Motors and Drives | Drives | ALTIVAR PROCESS ATV600 VARIABLE SPEED DRIVE 4KW 5HP 380-480V | 2156958 | ATV630U40N4 | SCHNEIDER ELECTRIC | 61700 | https://pim-kvc.soneparsea.com:3443/PictureServer/default.aspx/schneider-ATV630U40N4_Image1.jpg?A3889C9397807479A2A1C7A8BAA5959DB4AAC672938B866A8375A9798285649399B2B5ACB7685E9EC0AC | https://pim-kvc.soneparsea.com:3443/PictureServer/default.aspx/schneider-atv630u40n4.pdf?A3889C9397807479A2A1C7A8BAA5959DB4AAC672B3ABA66A8375C97982A56462C0A9BA | ALTIVAR PROCESS ATV600VARIABLE SPEED DRIVE 4KW/5HP 380-480V | The Altivar Process drive ATV630 is an IP21 frequency inverter for wall mounting for 3-phase synchronous and asynchronous motors, specially designed for the following market segments: water and wastewater, oil &amp, gas, mining, minerals &amp, metals and food &amp, beverage. Easy integration thanks to standardized FDT/DTM and ODVA technology. Supported by predefined Unity Pro libraries. Easy access via PC, tablet, or smartphone. Secure connection via ‘‘Cyber-secure Ethernet’’ | Supporting protocol for PROFIBUS | yes
| 35 | Automation and Control | Motors and Drives | Drives | ALTIVAR 310E VARIABLE SPEED DRIVE 11KW 15HP 3PH 380-460V | 2157516 | ATV310HD11N4E | SCHNEIDER ELECTRIC | 42950 | https://pim-kvc.soneparsea.com:3443/PictureServer/default.aspx/schneider-ATV310HD11N4E_Image1.jpg?A3889C9397807479A2A1C7A8BAA5959DB4AAC672938B866781759C8983687E6895A49DB2B39E95657EAFC4AC | https://pim-kvc.soneparsea.com:3443/PictureServer/default.aspx/schneider-atv310hd11n4e.pdf?A3889C9397807479A2A1C7A8BAA5959DB4AAC672B3ABA6678175BCA983689E68B573C4A9B8 | ALTIVAR 310E VARIABLE SPEED DRIVE 11KW 15HP 3PH 380-460V | Particularly suitable for applications involving industrial machines, the Altivar Easy 310 variable speed drive is a frequency inverter for three-phase 380…460 V asynchronous motors rated from 0.37 kW/0.5 HP to 11 kW/15 HP | Mains voltage | 380...460V
| 35 | Automation and Control | Motors and Drives | Drives | ALTIVAR 310E VARIABLE SPEED DRIVE 11KW 15HP 3PH 380-460V | 2157516 | ATV310HD11N4E | SCHNEIDER ELECTRIC | 42950 | https://pim-kvc.soneparsea.com:3443/PictureServer/default.aspx/schneider-ATV310HD11N4E_Image1.jpg?A3889C9397807479A2A1C7A8BAA5959DB4AAC672938B866781759C8983687E6895A49DB2B39E95657EAFC4AC | https://pim-kvc.soneparsea.com:3443/PictureServer/default.aspx/schneider-atv310hd11n4e.pdf?A3889C9397807479A2A1C7A8BAA5959DB4AAC672B3ABA6678175BCA983689E68B573C4A9B8 | ALTIVAR 310E VARIABLE SPEED DRIVE 11KW 15HP 3PH 380-460V | Particularly suitable for applications involving industrial machines, the Altivar Easy 310 variable speed drive is a frequency inverter for three-phase 380…460 V asynchronous motors rated from 0.37 kW/0.5 HP to 11 kW/15 HP | Number of phases output | 5
| 35 | Automation and Control | Motors and Drives | Drives | ALTIVAR 310E VARIABLE SPEED DRIVE 11KW 15HP 3PH 380-460V | 2157516 | ATV310HD11N4E | SCHNEIDER ELECTRIC | 42950 | https://pim-kvc.soneparsea.com:3443/PictureServer/default.aspx/schneider-ATV310HD11N4E_Image1.jpg?A3889C9397807479A2A1C7A8BAA5959DB4AAC672938B866781759C8983687E6895A49DB2B39E95657EAFC4AC | https://pim-kvc.soneparsea.com:3443/PictureServer/default.aspx/schneider-atv310hd11n4e.pdf?A3889C9397807479A2A1C7A8BAA5959DB4AAC672B3ABA6678175BCA983689E68B573C4A9B8 | ALTIVAR 310E VARIABLE SPEED DRIVE 11KW 15HP 3PH 380-460V | Particularly suitable for applications involving industrial machines, the Altivar Easy 310 variable speed drive is a frequency inverter for three-phase 380…460 V asynchronous motors rated from 0.37 kW/0.5 HP to 11 kW/15 HP | Max. output frequency | 5060Hz
| 35 | Automation and Control | Motors and Drives | Drives | ALTIVAR 310E VARIABLE SPEED DRIVE 11KW 15HP 3PH 380-460V | 2157516 | ATV310HD11N4E | SCHNEIDER ELECTRIC | 42950 | https://pim-kvc.soneparsea.com:3443/PictureServer/default.aspx/schneider-ATV310HD11N4E_Image1.jpg?A3889C9397807479A2A1C7A8BAA5959DB4AAC672938B866781759C8983687E6895A49DB2B39E95657EAFC4AC | https://pim-kvc.soneparsea.com:3443/PictureServer/default.aspx/schneider-atv310hd11n4e.pdf?A3889C9397807479A2A1C7A8BAA5959DB4AAC672B3ABA6678175BCA983689E68B573C4A9B8 | ALTIVAR 310E VARIABLE SPEED DRIVE 11KW 15HP 3PH 380-460V | Particularly suitable for applications involving industrial machines, the Altivar Easy 310 variable speed drive is a frequency inverter for three-phase 380…460 V asynchronous motors rated from 0.37 kW/0.5 HP to 11 kW/15 HP | Max. output voltage | 460V
| 36 | Automation and Control | Motors and Drives | Drives | ALTIVAR EASY 610 VARIABLE SPEED DRIVE 15KW 20HP 380-415V | 2158300 | ATV610D15N4 | SCHNEIDER ELECTRIC | 70150 | https://pim-kvc.soneparsea.com:3443/PictureServer/default.aspx/schneider-ATV610D15N4_Image1.jpg?A3889C9397807479A2A1C7A8BAA5959DB4AAC672938B866A817598768785649399B2B5ACB7685E9EC0AC | https://pim-kvc.soneparsea.com:3443/PictureServer/default.aspx/schneider-atv610d15n4.pdf?A3889C9397807479A2A1C7A8BAA5959DB4AAC672B3ABA66A8175B87687A56462C0A9BA | ALTIVAR EASY 610VARIABLE SPEED DRIVE 15 KW / 20HP 380-415 V | IP 20 frequency inverter for three-phase asynchronous motors, specially designed for pump and fan applications in the following market segments: Water & Wastewater, Oil & Gas, building management and energy plant | Mains voltage | 380...415V
| 36 | Automation and Control | Motors and Drives | Drives | ALTIVAR EASY 610 VARIABLE SPEED DRIVE 15KW 20HP 380-415V | 2158300 | ATV610D15N4 | SCHNEIDER ELECTRIC | 70150 | https://pim-kvc.soneparsea.com:3443/PictureServer/default.aspx/schneider-ATV610D15N4_Image1.jpg?A3889C9397807479A2A1C7A8BAA5959DB4AAC672938B866A817598768785649399B2B5ACB7685E9EC0AC | https://pim-kvc.soneparsea.com:3443/PictureServer/default.aspx/schneider-atv610d15n4.pdf?A3889C9397807479A2A1C7A8BAA5959DB4AAC672B3ABA66A8175B87687A56462C0A9BA | ALTIVAR EASY 610VARIABLE SPEED DRIVE 15 KW / 20HP 380-415 V | IP 20 frequency inverter for three-phase asynchronous motors, specially designed for pump and fan applications in the following market segments: Water & Wastewater, Oil & Gas, building management and energy plant | Number of phases output | 2
| 36 | Automation and Control | Motors and Drives | Drives | ALTIVAR EASY 610 VARIABLE SPEED DRIVE 15KW 20HP 380-415V | 2158300 | ATV610D15N4 | SCHNEIDER ELECTRIC | 70150 | https://pim-kvc.soneparsea.com:3443/PictureServer/default.aspx/schneider-ATV610D15N4_Image1.jpg?A3889C9397807479A2A1C7A8BAA5959DB4AAC672938B866A817598768785649399B2B5ACB7685E9EC0AC | https://pim-kvc.soneparsea.com:3443/PictureServer/default.aspx/schneider-atv610d15n4.pdf?A3889C9397807479A2A1C7A8BAA5959DB4AAC672B3ABA66A8175B87687A56462C0A9BA | ALTIVAR EASY 610VARIABLE SPEED DRIVE 15 KW / 20HP 380-415 V | IP 20 frequency inverter for three-phase asynchronous motors, specially designed for pump and fan applications in the following market segments: Water & Wastewater, Oil & Gas, building management and energy plant | Max. output frequency | 5060Hz
| 36 | Automation and Control | Motors and Drives | Drives | ALTIVAR EASY 610 VARIABLE SPEED DRIVE 15KW 20HP 380-415V | 2158300 | ATV610D15N4 | SCHNEIDER ELECTRIC | 70150 | https://pim-kvc.soneparsea.com:3443/PictureServer/default.aspx/schneider-ATV610D15N4_Image1.jpg?A3889C9397807479A2A1C7A8BAA5959DB4AAC672938B866A817598768785649399B2B5ACB7685E9EC0AC | https://pim-kvc.soneparsea.com:3443/PictureServer/default.aspx/schneider-atv610d15n4.pdf?A3889C9397807479A2A1C7A8BAA5959DB4AAC672B3ABA66A8175B87687A56462C0A9BA | ALTIVAR EASY 610VARIABLE SPEED DRIVE 15 KW / 20HP 380-415 V | IP 20 frequency inverter for three-phase asynchronous motors, specially designed for pump and fan applications in the following market segments: Water & Wastewater, Oil & Gas, building management and energy plant | Max. output voltage | 380V
| 37 | Automation and Control | Motors and Drives | Drives | ALTIVAR 310E VARIABLE SPEED DRIVE 0.37KW 0.5HP 3PH 380-460V | 2183569 | ATV310H037N4E | SCHNEIDER ELECTRIC | 13350 | https://pim-kvc.soneparsea.com:3443/PictureServer/default.aspx/schneider-ATV310H037N4E_Image1.jpg?A3889C9397807479A2A1C7A8BAA5959DB4AAC672938B866781759C75856E7E6895A49DB2B39E95657EAFC4AC | https://pim-kvc.soneparsea.com:3443/PictureServer/default.aspx/schneider-atv310h037n4e.pdf?A3889C9397807479A2A1C7A8BAA5959DB4AAC672B3ABA6678175BC75856E9E68B573C4A9B8 | ALTIVAR 310E VARIABLE SPEED DRIVE 0.37KW 0.5HP 3PH 380-460V | This Schneider Electric Altivar Easy 310 variable speed drive (VSD) / inverter can feed 3-phase asynchronous motors up to a rated power of 0.37 kilowatts, 0.5 horsepower at 380 to 460Vac. | Mains voltage | 380...460V
| 37 | Automation and Control | Motors and Drives | Drives | ALTIVAR 310E VARIABLE SPEED DRIVE 0.37KW 0.5HP 3PH 380-460V | 2183569 | ATV310H037N4E | SCHNEIDER ELECTRIC | 13350 | https://pim-kvc.soneparsea.com:3443/PictureServer/default.aspx/schneider-ATV310H037N4E_Image1.jpg?A3889C9397807479A2A1C7A8BAA5959DB4AAC672938B866781759C75856E7E6895A49DB2B39E95657EAFC4AC | https://pim-kvc.soneparsea.com:3443/PictureServer/default.aspx/schneider-atv310h037n4e.pdf?A3889C9397807479A2A1C7A8BAA5959DB4AAC672B3ABA6678175BC75856E9E68B573C4A9B8 | ALTIVAR 310E VARIABLE SPEED DRIVE 0.37KW 0.5HP 3PH 380-460V | This Schneider Electric Altivar Easy 310 variable speed drive (VSD) / inverter can feed 3-phase asynchronous motors up to a rated power of 0.37 kilowatts, 0.5 horsepower at 380 to 460Vac. | Mains frequency | 50/60 Hz
| 37 | Automation and Control | Motors and Drives | Drives | ALTIVAR 310E VARIABLE SPEED DRIVE 0.37KW 0.5HP 3PH 380-460V | 2183569 | ATV310H037N4E | SCHNEIDER ELECTRIC | 13350 | https://pim-kvc.soneparsea.com:3443/PictureServer/default.aspx/schneider-ATV310H037N4E_Image1.jpg?A3889C9397807479A2A1C7A8BAA5959DB4AAC672938B866781759C75856E7E6895A49DB2B39E95657EAFC4AC | https://pim-kvc.soneparsea.com:3443/PictureServer/default.aspx/schneider-atv310h037n4e.pdf?A3889C9397807479A2A1C7A8BAA5959DB4AAC672B3ABA6678175BC75856E9E68B573C4A9B8 | ALTIVAR 310E VARIABLE SPEED DRIVE 0.37KW 0.5HP 3PH 380-460V | This Schneider Electric Altivar Easy 310 variable speed drive (VSD) / inverter can feed 3-phase asynchronous motors up to a rated power of 0.37 kilowatts, 0.5 horsepower at 380 to 460Vac. | Number of phases input | 3
| 37 | Automation and Control | Motors and Drives | Drives | ALTIVAR 310E VARIABLE SPEED DRIVE 0.37KW 0.5HP 3PH 380-460V | 2183569 | ATV310H037N4E | SCHNEIDER ELECTRIC | 13350 | https://pim-kvc.soneparsea.com:3443/PictureServer/default.aspx/schneider-ATV310H037N4E_Image1.jpg?A3889C9397807479A2A1C7A8BAA5959DB4AAC672938B866781759C75856E7E6895A49DB2B39E95657EAFC4AC | https://pim-kvc.soneparsea.com:3443/PictureServer/default.aspx/schneider-atv310h037n4e.pdf?A3889C9397807479A2A1C7A8BAA5959DB4AAC672B3ABA6678175BC75856E9E68B573C4A9B8 | ALTIVAR 310E VARIABLE SPEED DRIVE 0.37KW 0.5HP 3PH 380-460V | This Schneider Electric Altivar Easy 310 variable speed drive (VSD) / inverter can feed 3-phase asynchronous motors up to a rated power of 0.37 kilowatts, 0.5 horsepower at 380 to 460Vac. | Number of phases output | 3
| 37 | Automation and Control | Motors and Drives | Drives | ALTIVAR 310E VARIABLE SPEED DRIVE 0.37KW 0.5HP 3PH 380-460V | 2183569 | ATV310H037N4E | SCHNEIDER ELECTRIC | 13350 | https://pim-kvc.soneparsea.com:3443/PictureServer/default.aspx/schneider-ATV310H037N4E_Image1.jpg?A3889C9397807479A2A1C7A8BAA5959DB4AAC672938B866781759C75856E7E6895A49DB2B39E95657EAFC4AC | https://pim-kvc.soneparsea.com:3443/PictureServer/default.aspx/schneider-atv310h037n4e.pdf?A3889C9397807479A2A1C7A8BAA5959DB4AAC672B3ABA6678175BC75856E9E68B573C4A9B8 | ALTIVAR 310E VARIABLE SPEED DRIVE 0.37KW 0.5HP 3PH 380-460V | This Schneider Electric Altivar Easy 310 variable speed drive (VSD) / inverter can feed 3-phase asynchronous motors up to a rated power of 0.37 kilowatts, 0.5 horsepower at 380 to 460Vac. | Max. output frequency | 400Hz
| 37 | Automation and Control | Motors and Drives | Drives | ALTIVAR 310E VARIABLE SPEED DRIVE 0.37KW 0.5HP 3PH 380-460V | 2183569 | ATV310H037N4E | SCHNEIDER ELECTRIC | 13350 | https://pim-kvc.soneparsea.com:3443/PictureServer/default.aspx/schneider-ATV310H037N4E_Image1.jpg?A3889C9397807479A2A1C7A8BAA5959DB4AAC672938B866781759C75856E7E6895A49DB2B39E95657EAFC4AC | https://pim-kvc.soneparsea.com:3443/PictureServer/default.aspx/schneider-atv310h037n4e.pdf?A3889C9397807479A2A1C7A8BAA5959DB4AAC672B3ABA6678175BC75856E9E68B573C4A9B8 | ALTIVAR 310E VARIABLE SPEED DRIVE 0.37KW 0.5HP 3PH 380-460V | This Schneider Electric Altivar Easy 310 variable speed drive (VSD) / inverter can feed 3-phase asynchronous motors up to a rated power of 0.37 kilowatts, 0.5 horsepower at 380 to 460Vac. | Max. output voltage | 460V
| 37 | Automation and Control | Motors and Drives | Drives | ALTIVAR 310E VARIABLE SPEED DRIVE 0.37KW 0.5HP 3PH 380-460V | 2183569 | ATV310H037N4E | SCHNEIDER ELECTRIC | 13350 | https://pim-kvc.soneparsea.com:3443/PictureServer/default.aspx/schneider-ATV310H037N4E_Image1.jpg?A3889C9397807479A2A1C7A8BAA5959DB4AAC672938B866781759C75856E7E6895A49DB2B39E95657EAFC4AC | https://pim-kvc.soneparsea.com:3443/PictureServer/default.aspx/schneider-atv310h037n4e.pdf?A3889C9397807479A2A1C7A8BAA5959DB4AAC672B3ABA6678175BC75856E9E68B573C4A9B8 | ALTIVAR 310E VARIABLE SPEED DRIVE 0.37KW 0.5HP 3PH 380-460V | This Schneider Electric Altivar Easy 310 variable speed drive (VSD) / inverter can feed 3-phase asynchronous motors up to a rated power of 0.37 kilowatts, 0.5 horsepower at 380 to 460Vac. | Nominal output current I2N | 1.5A
| 37 | Automation and Control | Motors and Drives | Drives | ALTIVAR 310E VARIABLE SPEED DRIVE 0.37KW 0.5HP 3PH 380-460V | 2183569 | ATV310H037N4E | SCHNEIDER ELECTRIC | 13350 | https://pim-kvc.soneparsea.com:3443/PictureServer/default.aspx/schneider-ATV310H037N4E_Image1.jpg?A3889C9397807479A2A1C7A8BAA5959DB4AAC672938B866781759C75856E7E6895A49DB2B39E95657EAFC4AC | https://pim-kvc.soneparsea.com:3443/PictureServer/default.aspx/schneider-atv310h037n4e.pdf?A3889C9397807479A2A1C7A8BAA5959DB4AAC672B3ABA6678175BC75856E9E68B573C4A9B8 | ALTIVAR 310E VARIABLE SPEED DRIVE 0.37KW 0.5HP 3PH 380-460V | This Schneider Electric Altivar Easy 310 variable speed drive (VSD) / inverter can feed 3-phase asynchronous motors up to a rated power of 0.37 kilowatts, 0.5 horsepower at 380 to 460Vac. | Max. output at linear load at rated output voltage | 0.37kW
| 38 | Automation and Control | Motors and Drives | Drives | ALTIVAR 310E VARIABLE SPEED DRIVE 0.75 KW 1HP 3PH 380V-460V | 2201999 | ATV310H075N4E | SCHNEIDER ELECTRIC | 13800 | https://pim-kvc.soneparsea.com:3443/PictureServer/default.aspx/schneider-ATV310H075N4E_Image1.jpg?A3889C9397807479A2A1C7A8BAA5959DB4AAC672938B866781759C75896C7E6895A49DB2B39E95657EAFC4AC | https://pim-kvc.soneparsea.com:3443/PictureServer/default.aspx/schneider-atv310h075n4e.pdf?A3889C9397807479A2A1C7A8BAA5959DB4AAC672B3ABA6678175BC75896C9E68B573C4A9B8 | ALTIVAR 310E VARIABLE SPEED DRIVE 0.75 KW 1HP 3PH 380V-460V | This Schneider Electric Altivar Easy 310 variable speed drive (VSD) / inverter can feed 3-phase asynchronous motors up to a rated power of 0.75 kilowatts, 1 horsepower at 380 to 460Vac. | Mains voltage | 380...460V
| 38 | Automation and Control | Motors and Drives | Drives | ALTIVAR 310E VARIABLE SPEED DRIVE 0.75 KW 1HP 3PH 380V-460V | 2201999 | ATV310H075N4E | SCHNEIDER ELECTRIC | 13800 | https://pim-kvc.soneparsea.com:3443/PictureServer/default.aspx/schneider-ATV310H075N4E_Image1.jpg?A3889C9397807479A2A1C7A8BAA5959DB4AAC672938B866781759C75896C7E6895A49DB2B39E95657EAFC4AC | https://pim-kvc.soneparsea.com:3443/PictureServer/default.aspx/schneider-atv310h075n4e.pdf?A3889C9397807479A2A1C7A8BAA5959DB4AAC672B3ABA6678175BC75896C9E68B573C4A9B8 | ALTIVAR 310E VARIABLE SPEED DRIVE 0.75 KW 1HP 3PH 380V-460V | This Schneider Electric Altivar Easy 310 variable speed drive (VSD) / inverter can feed 3-phase asynchronous motors up to a rated power of 0.75 kilowatts, 1 horsepower at 380 to 460Vac. | Mains frequency | 50/60 Hz
| 38 | Automation and Control | Motors and Drives | Drives | ALTIVAR 310E VARIABLE SPEED DRIVE 0.75 KW 1HP 3PH 380V-460V | 2201999 | ATV310H075N4E | SCHNEIDER ELECTRIC | 13800 | https://pim-kvc.soneparsea.com:3443/PictureServer/default.aspx/schneider-ATV310H075N4E_Image1.jpg?A3889C9397807479A2A1C7A8BAA5959DB4AAC672938B866781759C75896C7E6895A49DB2B39E95657EAFC4AC | https://pim-kvc.soneparsea.com:3443/PictureServer/default.aspx/schneider-atv310h075n4e.pdf?A3889C9397807479A2A1C7A8BAA5959DB4AAC672B3ABA6678175BC75896C9E68B573C4A9B8 | ALTIVAR 310E VARIABLE SPEED DRIVE 0.75 KW 1HP 3PH 380V-460V | This Schneider Electric Altivar Easy 310 variable speed drive (VSD) / inverter can feed 3-phase asynchronous motors up to a rated power of 0.75 kilowatts, 1 horsepower at 380 to 460Vac. | Number of phases input | 3
| 38 | Automation and Control | Motors and Drives | Drives | ALTIVAR 310E VARIABLE SPEED DRIVE 0.75 KW 1HP 3PH 380V-460V | 2201999 | ATV310H075N4E | SCHNEIDER ELECTRIC | 13800 | https://pim-kvc.soneparsea.com:3443/PictureServer/default.aspx/schneider-ATV310H075N4E_Image1.jpg?A3889C9397807479A2A1C7A8BAA5959DB4AAC672938B866781759C75896C7E6895A49DB2B39E95657EAFC4AC | https://pim-kvc.soneparsea.com:3443/PictureServer/default.aspx/schneider-atv310h075n4e.pdf?A3889C9397807479A2A1C7A8BAA5959DB4AAC672B3ABA6678175BC75896C9E68B573C4A9B8 | ALTIVAR 310E VARIABLE SPEED DRIVE 0.75 KW 1HP 3PH 380V-460V | This Schneider Electric Altivar Easy 310 variable speed drive (VSD) / inverter can feed 3-phase asynchronous motors up to a rated power of 0.75 kilowatts, 1 horsepower at 380 to 460Vac. | Number of phases output | 3
| 38 | Automation and Control | Motors and Drives | Drives | ALTIVAR 310E VARIABLE SPEED DRIVE 0.75 KW 1HP 3PH 380V-460V | 2201999 | ATV310H075N4E | SCHNEIDER ELECTRIC | 13800 | https://pim-kvc.soneparsea.com:3443/PictureServer/default.aspx/schneider-ATV310H075N4E_Image1.jpg?A3889C9397807479A2A1C7A8BAA5959DB4AAC672938B866781759C75896C7E6895A49DB2B39E95657EAFC4AC | https://pim-kvc.soneparsea.com:3443/PictureServer/default.aspx/schneider-atv310h075n4e.pdf?A3889C9397807479A2A1C7A8BAA5959DB4AAC672B3ABA6678175BC75896C9E68B573C4A9B8 | ALTIVAR 310E VARIABLE SPEED DRIVE 0.75 KW 1HP 3PH 380V-460V | This Schneider Electric Altivar Easy 310 variable speed drive (VSD) / inverter can feed 3-phase asynchronous motors up to a rated power of 0.75 kilowatts, 1 horsepower at 380 to 460Vac. | Max. output frequency | 400Hz
| 38 | Automation and Control | Motors and Drives | Drives | ALTIVAR 310E VARIABLE SPEED DRIVE 0.75 KW 1HP 3PH 380V-460V | 2201999 | ATV310H075N4E | SCHNEIDER ELECTRIC | 13800 | https://pim-kvc.soneparsea.com:3443/PictureServer/default.aspx/schneider-ATV310H075N4E_Image1.jpg?A3889C9397807479A2A1C7A8BAA5959DB4AAC672938B866781759C75896C7E6895A49DB2B39E95657EAFC4AC | https://pim-kvc.soneparsea.com:3443/PictureServer/default.aspx/schneider-atv310h075n4e.pdf?A3889C9397807479A2A1C7A8BAA5959DB4AAC672B3ABA6678175BC75896C9E68B573C4A9B8 | ALTIVAR 310E VARIABLE SPEED DRIVE 0.75 KW 1HP 3PH 380V-460V | This Schneider Electric Altivar Easy 310 variable speed drive (VSD) / inverter can feed 3-phase asynchronous motors up to a rated power of 0.75 kilowatts, 1 horsepower at 380 to 460Vac. | Max. output voltage | 460V
| 38 | Automation and Control | Motors and Drives | Drives | ALTIVAR 310E VARIABLE SPEED DRIVE 0.75 KW 1HP 3PH 380V-460V | 2201999 | ATV310H075N4E | SCHNEIDER ELECTRIC | 13800 | https://pim-kvc.soneparsea.com:3443/PictureServer/default.aspx/schneider-ATV310H075N4E_Image1.jpg?A3889C9397807479A2A1C7A8BAA5959DB4AAC672938B866781759C75896C7E6895A49DB2B39E95657EAFC4AC | https://pim-kvc.soneparsea.com:3443/PictureServer/default.aspx/schneider-atv310h075n4e.pdf?A3889C9397807479A2A1C7A8BAA5959DB4AAC672B3ABA6678175BC75896C9E68B573C4A9B8 | ALTIVAR 310E VARIABLE SPEED DRIVE 0.75 KW 1HP 3PH 380V-460V | This Schneider Electric Altivar Easy 310 variable speed drive (VSD) / inverter can feed 3-phase asynchronous motors up to a rated power of 0.75 kilowatts, 1 horsepower at 380 to 460Vac. | Nominal output current I2N | 2.3A
| 38 | Automation and Control | Motors and Drives | Drives | ALTIVAR 310E VARIABLE SPEED DRIVE 0.75 KW 1HP 3PH 380V-460V | 2201999 | ATV310H075N4E | SCHNEIDER ELECTRIC | 13800 | https://pim-kvc.soneparsea.com:3443/PictureServer/default.aspx/schneider-ATV310H075N4E_Image1.jpg?A3889C9397807479A2A1C7A8BAA5959DB4AAC672938B866781759C75896C7E6895A49DB2B39E95657EAFC4AC | https://pim-kvc.soneparsea.com:3443/PictureServer/default.aspx/schneider-atv310h075n4e.pdf?A3889C9397807479A2A1C7A8BAA5959DB4AAC672B3ABA6678175BC75896C9E68B573C4A9B8 | ALTIVAR 310E VARIABLE SPEED DRIVE 0.75 KW 1HP 3PH 380V-460V | This Schneider Electric Altivar Easy 310 variable speed drive (VSD) / inverter can feed 3-phase asynchronous motors up to a rated power of 0.75 kilowatts, 1 horsepower at 380 to 460Vac. | Max. output at linear load at rated output voltage | 0.75kW
| 38 | Automation and Control | Motors and Drives | Drives | ALTIVAR 310E VARIABLE SPEED DRIVE 0.75 KW 1HP 3PH 380V-460V | 2201999 | ATV310H075N4E | SCHNEIDER ELECTRIC | 13800 | https://pim-kvc.soneparsea.com:3443/PictureServer/default.aspx/schneider-ATV310H075N4E_Image1.jpg?A3889C9397807479A2A1C7A8BAA5959DB4AAC672938B866781759C75896C7E6895A49DB2B39E95657EAFC4AC | https://pim-kvc.soneparsea.com:3443/PictureServer/default.aspx/schneider-atv310h075n4e.pdf?A3889C9397807479A2A1C7A8BAA5959DB4AAC672B3ABA6678175BC75896C9E68B573C4A9B8 | ALTIVAR 310E VARIABLE SPEED DRIVE 0.75 KW 1HP 3PH 380V-460V | This Schneider Electric Altivar Easy 310 variable speed drive (VSD) / inverter can feed 3-phase asynchronous motors up to a rated power of 0.75 kilowatts, 1 horsepower at 380 to 460Vac. | Degree of protection (IP) | IP20
| 39 | Automation and Control | Motors and Drives | Drives | ATV320 VARIABLE SPEED DRIVE 4KW 380-500V 3 PHASE COMPACT | 2215677 | ATV320U40N4C | SCHNEIDER ELECTRIC | 42600 | https://pim-kvc.soneparsea.com:3443/PictureServer/default.aspx/schneider-ATV320U40N4C_Image1.jpg?A3889C9397807479A2A1C7A8BAA5959DB4AAC672938B86678275A97982856477AF8EC1A6B99C6162BAB5BB | https://pim-kvc.soneparsea.com:3443/PictureServer/default.aspx/schneider-atv320u40n4c.pdf?A3889C9397807479A2A1C7A8BAA5959DB4AAC672B3ABA6678275C97982A564977EB5B8AB | ATV320 VARIABLE SPEED DRIVE 4KW 380-500V 3 PHASE COMPACT | This Schneider Electric Altivar 320 variable speed drive / inverter can feed 3-phase synchronous and asynchronous power motors with a rated power up to 4 kilowatts / 5 horsepower and a rated voltage from 380 to 500Vac. This variable speed / frequency drive (VSD / VFD) is designed for simple industry and commercial machinery, such as packaging, material handling machinery, mechanical actuators and lifting equipment. Its compact form factor allows for reduction of machine footprint, through vertical stacking of drives in a machine frame. Its advanced connectivity, including CANopen and Modbus, allows deep integration into automation architectures without the use of additional network equipment. | Mains voltage | 380...500V
| 39 | Automation and Control | Motors and Drives | Drives | ATV320 VARIABLE SPEED DRIVE 4KW 380-500V 3 PHASE COMPACT | 2215677 | ATV320U40N4C | SCHNEIDER ELECTRIC | 42600 | https://pim-kvc.soneparsea.com:3443/PictureServer/default.aspx/schneider-ATV320U40N4C_Image1.jpg?A3889C9397807479A2A1C7A8BAA5959DB4AAC672938B86678275A97982856477AF8EC1A6B99C6162BAB5BB | https://pim-kvc.soneparsea.com:3443/PictureServer/default.aspx/schneider-atv320u40n4c.pdf?A3889C9397807479A2A1C7A8BAA5959DB4AAC672B3ABA6678275C97982A564977EB5B8AB | ATV320 VARIABLE SPEED DRIVE 4KW 380-500V 3 PHASE COMPACT | This Schneider Electric Altivar 320 variable speed drive / inverter can feed 3-phase synchronous and asynchronous power motors with a rated power up to 4 kilowatts / 5 horsepower and a rated voltage from 380 to 500Vac. This variable speed / frequency drive (VSD / VFD) is designed for simple industry and commercial machinery, such as packaging, material handling machinery, mechanical actuators and lifting equipment. Its compact form factor allows for reduction of machine footprint, through vertical stacking of drives in a machine frame. Its advanced connectivity, including CANopen and Modbus, allows deep integration into automation architectures without the use of additional network equipment. | Mains frequency | 50/60 Hz
| 39 | Automation and Control | Motors and Drives | Drives | ATV320 VARIABLE SPEED DRIVE 4KW 380-500V 3 PHASE COMPACT | 2215677 | ATV320U40N4C | SCHNEIDER ELECTRIC | 42600 | https://pim-kvc.soneparsea.com:3443/PictureServer/default.aspx/schneider-ATV320U40N4C_Image1.jpg?A3889C9397807479A2A1C7A8BAA5959DB4AAC672938B86678275A97982856477AF8EC1A6B99C6162BAB5BB | https://pim-kvc.soneparsea.com:3443/PictureServer/default.aspx/schneider-atv320u40n4c.pdf?A3889C9397807479A2A1C7A8BAA5959DB4AAC672B3ABA6678275C97982A564977EB5B8AB | ATV320 VARIABLE SPEED DRIVE 4KW 380-500V 3 PHASE COMPACT | This Schneider Electric Altivar 320 variable speed drive / inverter can feed 3-phase synchronous and asynchronous power motors with a rated power up to 4 kilowatts / 5 horsepower and a rated voltage from 380 to 500Vac. This variable speed / frequency drive (VSD / VFD) is designed for simple industry and commercial machinery, such as packaging, material handling machinery, mechanical actuators and lifting equipment. Its compact form factor allows for reduction of machine footprint, through vertical stacking of drives in a machine frame. Its advanced connectivity, including CANopen and Modbus, allows deep integration into automation architectures without the use of additional network equipment. | Number of phases input | 3
| 39 | Automation and Control | Motors and Drives | Drives | ATV320 VARIABLE SPEED DRIVE 4KW 380-500V 3 PHASE COMPACT | 2215677 | ATV320U40N4C | SCHNEIDER ELECTRIC | 42600 | https://pim-kvc.soneparsea.com:3443/PictureServer/default.aspx/schneider-ATV320U40N4C_Image1.jpg?A3889C9397807479A2A1C7A8BAA5959DB4AAC672938B86678275A97982856477AF8EC1A6B99C6162BAB5BB | https://pim-kvc.soneparsea.com:3443/PictureServer/default.aspx/schneider-atv320u40n4c.pdf?A3889C9397807479A2A1C7A8BAA5959DB4AAC672B3ABA6678275C97982A564977EB5B8AB | ATV320 VARIABLE SPEED DRIVE 4KW 380-500V 3 PHASE COMPACT | This Schneider Electric Altivar 320 variable speed drive / inverter can feed 3-phase synchronous and asynchronous power motors with a rated power up to 4 kilowatts / 5 horsepower and a rated voltage from 380 to 500Vac. This variable speed / frequency drive (VSD / VFD) is designed for simple industry and commercial machinery, such as packaging, material handling machinery, mechanical actuators and lifting equipment. Its compact form factor allows for reduction of machine footprint, through vertical stacking of drives in a machine frame. Its advanced connectivity, including CANopen and Modbus, allows deep integration into automation architectures without the use of additional network equipment. | Number of phases output | 3
| 39 | Automation and Control | Motors and Drives | Drives | ATV320 VARIABLE SPEED DRIVE 4KW 380-500V 3 PHASE COMPACT | 2215677 | ATV320U40N4C | SCHNEIDER ELECTRIC | 42600 | https://pim-kvc.soneparsea.com:3443/PictureServer/default.aspx/schneider-ATV320U40N4C_Image1.jpg?A3889C9397807479A2A1C7A8BAA5959DB4AAC672938B86678275A97982856477AF8EC1A6B99C6162BAB5BB | https://pim-kvc.soneparsea.com:3443/PictureServer/default.aspx/schneider-atv320u40n4c.pdf?A3889C9397807479A2A1C7A8BAA5959DB4AAC672B3ABA6678275C97982A564977EB5B8AB | ATV320 VARIABLE SPEED DRIVE 4KW 380-500V 3 PHASE COMPACT | This Schneider Electric Altivar 320 variable speed drive / inverter can feed 3-phase synchronous and asynchronous power motors with a rated power up to 4 kilowatts / 5 horsepower and a rated voltage from 380 to 500Vac. This variable speed / frequency drive (VSD / VFD) is designed for simple industry and commercial machinery, such as packaging, material handling machinery, mechanical actuators and lifting equipment. Its compact form factor allows for reduction of machine footprint, through vertical stacking of drives in a machine frame. Its advanced connectivity, including CANopen and Modbus, allows deep integration into automation architectures without the use of additional network equipment. | Max. output frequency | 599Hz
| 39 | Automation and Control | Motors and Drives | Drives | ATV320 VARIABLE SPEED DRIVE 4KW 380-500V 3 PHASE COMPACT | 2215677 | ATV320U40N4C | SCHNEIDER ELECTRIC | 42600 | https://pim-kvc.soneparsea.com:3443/PictureServer/default.aspx/schneider-ATV320U40N4C_Image1.jpg?A3889C9397807479A2A1C7A8BAA5959DB4AAC672938B86678275A97982856477AF8EC1A6B99C6162BAB5BB | https://pim-kvc.soneparsea.com:3443/PictureServer/default.aspx/schneider-atv320u40n4c.pdf?A3889C9397807479A2A1C7A8BAA5959DB4AAC672B3ABA6678275C97982A564977EB5B8AB | ATV320 VARIABLE SPEED DRIVE 4KW 380-500V 3 PHASE COMPACT | This Schneider Electric Altivar 320 variable speed drive / inverter can feed 3-phase synchronous and asynchronous power motors with a rated power up to 4 kilowatts / 5 horsepower and a rated voltage from 380 to 500Vac. This variable speed / frequency drive (VSD / VFD) is designed for simple industry and commercial machinery, such as packaging, material handling machinery, mechanical actuators and lifting equipment. Its compact form factor allows for reduction of machine footprint, through vertical stacking of drives in a machine frame. Its advanced connectivity, including CANopen and Modbus, allows deep integration into automation architectures without the use of additional network equipment. | Max. output voltage | 500V
| 39 | Automation and Control | Motors and Drives | Drives | ATV320 VARIABLE SPEED DRIVE 4KW 380-500V 3 PHASE COMPACT | 2215677 | ATV320U40N4C | SCHNEIDER ELECTRIC | 42600 | https://pim-kvc.soneparsea.com:3443/PictureServer/default.aspx/schneider-ATV320U40N4C_Image1.jpg?A3889C9397807479A2A1C7A8BAA5959DB4AAC672938B86678275A97982856477AF8EC1A6B99C6162BAB5BB | https://pim-kvc.soneparsea.com:3443/PictureServer/default.aspx/schneider-atv320u40n4c.pdf?A3889C9397807479A2A1C7A8BAA5959DB4AAC672B3ABA6678275C97982A564977EB5B8AB | ATV320 VARIABLE SPEED DRIVE 4KW 380-500V 3 PHASE COMPACT | This Schneider Electric Altivar 320 variable speed drive / inverter can feed 3-phase synchronous and asynchronous power motors with a rated power up to 4 kilowatts / 5 horsepower and a rated voltage from 380 to 500Vac. This variable speed / frequency drive (VSD / VFD) is designed for simple industry and commercial machinery, such as packaging, material handling machinery, mechanical actuators and lifting equipment. Its compact form factor allows for reduction of machine footprint, through vertical stacking of drives in a machine frame. Its advanced connectivity, including CANopen and Modbus, allows deep integration into automation architectures without the use of additional network equipment. | Nominal output current I2N | 9.5A
| 39 | Automation and Control | Motors and Drives | Drives | ATV320 VARIABLE SPEED DRIVE 4KW 380-500V 3 PHASE COMPACT | 2215677 | ATV320U40N4C | SCHNEIDER ELECTRIC | 42600 | https://pim-kvc.soneparsea.com:3443/PictureServer/default.aspx/schneider-ATV320U40N4C_Image1.jpg?A3889C9397807479A2A1C7A8BAA5959DB4AAC672938B86678275A97982856477AF8EC1A6B99C6162BAB5BB | https://pim-kvc.soneparsea.com:3443/PictureServer/default.aspx/schneider-atv320u40n4c.pdf?A3889C9397807479A2A1C7A8BAA5959DB4AAC672B3ABA6678275C97982A564977EB5B8AB | ATV320 VARIABLE SPEED DRIVE 4KW 380-500V 3 PHASE COMPACT | This Schneider Electric Altivar 320 variable speed drive / inverter can feed 3-phase synchronous and asynchronous power motors with a rated power up to 4 kilowatts / 5 horsepower and a rated voltage from 380 to 500Vac. This variable speed / frequency drive (VSD / VFD) is designed for simple industry and commercial machinery, such as packaging, material handling machinery, mechanical actuators and lifting equipment. Its compact form factor allows for reduction of machine footprint, through vertical stacking of drives in a machine frame. Its advanced connectivity, including CANopen and Modbus, allows deep integration into automation architectures without the use of additional network equipment. | Max. output at quadratic load at rated output voltage | 4kW
| 39 | Automation and Control | Motors and Drives | Drives | ATV320 VARIABLE SPEED DRIVE 4KW 380-500V 3 PHASE COMPACT | 2215677 | ATV320U40N4C | SCHNEIDER ELECTRIC | 42600 | https://pim-kvc.soneparsea.com:3443/PictureServer/default.aspx/schneider-ATV320U40N4C_Image1.jpg?A3889C9397807479A2A1C7A8BAA5959DB4AAC672938B86678275A97982856477AF8EC1A6B99C6162BAB5BB | https://pim-kvc.soneparsea.com:3443/PictureServer/default.aspx/schneider-atv320u40n4c.pdf?A3889C9397807479A2A1C7A8BAA5959DB4AAC672B3ABA6678275C97982A564977EB5B8AB | ATV320 VARIABLE SPEED DRIVE 4KW 380-500V 3 PHASE COMPACT | This Schneider Electric Altivar 320 variable speed drive / inverter can feed 3-phase synchronous and asynchronous power motors with a rated power up to 4 kilowatts / 5 horsepower and a rated voltage from 380 to 500Vac. This variable speed / frequency drive (VSD / VFD) is designed for simple industry and commercial machinery, such as packaging, material handling machinery, mechanical actuators and lifting equipment. Its compact form factor allows for reduction of machine footprint, through vertical stacking of drives in a machine frame. Its advanced connectivity, including CANopen and Modbus, allows deep integration into automation architectures without the use of additional network equipment. | Max. output at linear load at rated output voltage | 4kW
| 39 | Automation and Control | Motors and Drives | Drives | ATV320 VARIABLE SPEED DRIVE 4KW 380-500V 3 PHASE COMPACT | 2215677 | ATV320U40N4C | SCHNEIDER ELECTRIC | 42600 | https://pim-kvc.soneparsea.com:3443/PictureServer/default.aspx/schneider-ATV320U40N4C_Image1.jpg?A3889C9397807479A2A1C7A8BAA5959DB4AAC672938B86678275A97982856477AF8EC1A6B99C6162BAB5BB | https://pim-kvc.soneparsea.com:3443/PictureServer/default.aspx/schneider-atv320u40n4c.pdf?A3889C9397807479A2A1C7A8BAA5959DB4AAC672B3ABA6678275C97982A564977EB5B8AB | ATV320 VARIABLE SPEED DRIVE 4KW 380-500V 3 PHASE COMPACT | This Schneider Electric Altivar 320 variable speed drive / inverter can feed 3-phase synchronous and asynchronous power motors with a rated power up to 4 kilowatts / 5 horsepower and a rated voltage from 380 to 500Vac. This variable speed / frequency drive (VSD / VFD) is designed for simple industry and commercial machinery, such as packaging, material handling machinery, mechanical actuators and lifting equipment. Its compact form factor allows for reduction of machine footprint, through vertical stacking of drives in a machine frame. Its advanced connectivity, including CANopen and Modbus, allows deep integration into automation architectures without the use of additional network equipment. | Relative symmetric net frequency tolerance | 5%
| 39 | Automation and Control | Motors and Drives | Drives | ATV320 VARIABLE SPEED DRIVE 4KW 380-500V 3 PHASE COMPACT | 2215677 | ATV320U40N4C | SCHNEIDER ELECTRIC | 42600 | https://pim-kvc.soneparsea.com:3443/PictureServer/default.aspx/schneider-ATV320U40N4C_Image1.jpg?A3889C9397807479A2A1C7A8BAA5959DB4AAC672938B86678275A97982856477AF8EC1A6B99C6162BAB5BB | https://pim-kvc.soneparsea.com:3443/PictureServer/default.aspx/schneider-atv320u40n4c.pdf?A3889C9397807479A2A1C7A8BAA5959DB4AAC672B3ABA6678275C97982A564977EB5B8AB | ATV320 VARIABLE SPEED DRIVE 4KW 380-500V 3 PHASE COMPACT | This Schneider Electric Altivar 320 variable speed drive / inverter can feed 3-phase synchronous and asynchronous power motors with a rated power up to 4 kilowatts / 5 horsepower and a rated voltage from 380 to 500Vac. This variable speed / frequency drive (VSD / VFD) is designed for simple industry and commercial machinery, such as packaging, material handling machinery, mechanical actuators and lifting equipment. Its compact form factor allows for reduction of machine footprint, through vertical stacking of drives in a machine frame. Its advanced connectivity, including CANopen and Modbus, allows deep integration into automation architectures without the use of additional network equipment. | Relative symmetric net voltage tolerance | 10%
| 39 | Automation and Control | Motors and Drives | Drives | ATV320 VARIABLE SPEED DRIVE 4KW 380-500V 3 PHASE COMPACT | 2215677 | ATV320U40N4C | SCHNEIDER ELECTRIC | 42600 | https://pim-kvc.soneparsea.com:3443/PictureServer/default.aspx/schneider-ATV320U40N4C_Image1.jpg?A3889C9397807479A2A1C7A8BAA5959DB4AAC672938B86678275A97982856477AF8EC1A6B99C6162BAB5BB | https://pim-kvc.soneparsea.com:3443/PictureServer/default.aspx/schneider-atv320u40n4c.pdf?A3889C9397807479A2A1C7A8BAA5959DB4AAC672B3ABA6678275C97982A564977EB5B8AB | ATV320 VARIABLE SPEED DRIVE 4KW 380-500V 3 PHASE COMPACT | This Schneider Electric Altivar 320 variable speed drive / inverter can feed 3-phase synchronous and asynchronous power motors with a rated power up to 4 kilowatts / 5 horsepower and a rated voltage from 380 to 500Vac. This variable speed / frequency drive (VSD / VFD) is designed for simple industry and commercial machinery, such as packaging, material handling machinery, mechanical actuators and lifting equipment. Its compact form factor allows for reduction of machine footprint, through vertical stacking of drives in a machine frame. Its advanced connectivity, including CANopen and Modbus, allows deep integration into automation architectures without the use of additional network equipment. | Number of analogue outputs | 1
| 39 | Automation and Control | Motors and Drives | Drives | ATV320 VARIABLE SPEED DRIVE 4KW 380-500V 3 PHASE COMPACT | 2215677 | ATV320U40N4C | SCHNEIDER ELECTRIC | 42600 | https://pim-kvc.soneparsea.com:3443/PictureServer/default.aspx/schneider-ATV320U40N4C_Image1.jpg?A3889C9397807479A2A1C7A8BAA5959DB4AAC672938B86678275A97982856477AF8EC1A6B99C6162BAB5BB | https://pim-kvc.soneparsea.com:3443/PictureServer/default.aspx/schneider-atv320u40n4c.pdf?A3889C9397807479A2A1C7A8BAA5959DB4AAC672B3ABA6678275C97982A564977EB5B8AB | ATV320 VARIABLE SPEED DRIVE 4KW 380-500V 3 PHASE COMPACT | This Schneider Electric Altivar 320 variable speed drive / inverter can feed 3-phase synchronous and asynchronous power motors with a rated power up to 4 kilowatts / 5 horsepower and a rated voltage from 380 to 500Vac. This variable speed / frequency drive (VSD / VFD) is designed for simple industry and commercial machinery, such as packaging, material handling machinery, mechanical actuators and lifting equipment. Its compact form factor allows for reduction of machine footprint, through vertical stacking of drives in a machine frame. Its advanced connectivity, including CANopen and Modbus, allows deep integration into automation architectures without the use of additional network equipment. | Number of analogue inputs | 3
| 39 | Automation and Control | Motors and Drives | Drives | ATV320 VARIABLE SPEED DRIVE 4KW 380-500V 3 PHASE COMPACT | 2215677 | ATV320U40N4C | SCHNEIDER ELECTRIC | 42600 | https://pim-kvc.soneparsea.com:3443/PictureServer/default.aspx/schneider-ATV320U40N4C_Image1.jpg?A3889C9397807479A2A1C7A8BAA5959DB4AAC672938B86678275A97982856477AF8EC1A6B99C6162BAB5BB | https://pim-kvc.soneparsea.com:3443/PictureServer/default.aspx/schneider-atv320u40n4c.pdf?A3889C9397807479A2A1C7A8BAA5959DB4AAC672B3ABA6678275C97982A564977EB5B8AB | ATV320 VARIABLE SPEED DRIVE 4KW 380-500V 3 PHASE COMPACT | This Schneider Electric Altivar 320 variable speed drive / inverter can feed 3-phase synchronous and asynchronous power motors with a rated power up to 4 kilowatts / 5 horsepower and a rated voltage from 380 to 500Vac. This variable speed / frequency drive (VSD / VFD) is designed for simple industry and commercial machinery, such as packaging, material handling machinery, mechanical actuators and lifting equipment. Its compact form factor allows for reduction of machine footprint, through vertical stacking of drives in a machine frame. Its advanced connectivity, including CANopen and Modbus, allows deep integration into automation architectures without the use of additional network equipment. | Number of digital outputs | 1
| 39 | Automation and Control | Motors and Drives | Drives | ATV320 VARIABLE SPEED DRIVE 4KW 380-500V 3 PHASE COMPACT | 2215677 | ATV320U40N4C | SCHNEIDER ELECTRIC | 42600 | https://pim-kvc.soneparsea.com:3443/PictureServer/default.aspx/schneider-ATV320U40N4C_Image1.jpg?A3889C9397807479A2A1C7A8BAA5959DB4AAC672938B86678275A97982856477AF8EC1A6B99C6162BAB5BB | https://pim-kvc.soneparsea.com:3443/PictureServer/default.aspx/schneider-atv320u40n4c.pdf?A3889C9397807479A2A1C7A8BAA5959DB4AAC672B3ABA6678275C97982A564977EB5B8AB | ATV320 VARIABLE SPEED DRIVE 4KW 380-500V 3 PHASE COMPACT | This Schneider Electric Altivar 320 variable speed drive / inverter can feed 3-phase synchronous and asynchronous power motors with a rated power up to 4 kilowatts / 5 horsepower and a rated voltage from 380 to 500Vac. This variable speed / frequency drive (VSD / VFD) is designed for simple industry and commercial machinery, such as packaging, material handling machinery, mechanical actuators and lifting equipment. Its compact form factor allows for reduction of machine footprint, through vertical stacking of drives in a machine frame. Its advanced connectivity, including CANopen and Modbus, allows deep integration into automation architectures without the use of additional network equipment. | Number of digital inputs | 6
| 39 | Automation and Control | Motors and Drives | Drives | ATV320 VARIABLE SPEED DRIVE 4KW 380-500V 3 PHASE COMPACT | 2215677 | ATV320U40N4C | SCHNEIDER ELECTRIC | 42600 | https://pim-kvc.soneparsea.com:3443/PictureServer/default.aspx/schneider-ATV320U40N4C_Image1.jpg?A3889C9397807479A2A1C7A8BAA5959DB4AAC672938B86678275A97982856477AF8EC1A6B99C6162BAB5BB | https://pim-kvc.soneparsea.com:3443/PictureServer/default.aspx/schneider-atv320u40n4c.pdf?A3889C9397807479A2A1C7A8BAA5959DB4AAC672B3ABA6678275C97982A564977EB5B8AB | ATV320 VARIABLE SPEED DRIVE 4KW 380-500V 3 PHASE COMPACT | This Schneider Electric Altivar 320 variable speed drive / inverter can feed 3-phase synchronous and asynchronous power motors with a rated power up to 4 kilowatts / 5 horsepower and a rated voltage from 380 to 500Vac. This variable speed / frequency drive (VSD / VFD) is designed for simple industry and commercial machinery, such as packaging, material handling machinery, mechanical actuators and lifting equipment. Its compact form factor allows for reduction of machine footprint, through vertical stacking of drives in a machine frame. Its advanced connectivity, including CANopen and Modbus, allows deep integration into automation architectures without the use of additional network equipment. | With control element | yes
| 39 | Automation and Control | Motors and Drives | Drives | ATV320 VARIABLE SPEED DRIVE 4KW 380-500V 3 PHASE COMPACT | 2215677 | ATV320U40N4C | SCHNEIDER ELECTRIC | 42600 | https://pim-kvc.soneparsea.com:3443/PictureServer/default.aspx/schneider-ATV320U40N4C_Image1.jpg?A3889C9397807479A2A1C7A8BAA5959DB4AAC672938B86678275A97982856477AF8EC1A6B99C6162BAB5BB | https://pim-kvc.soneparsea.com:3443/PictureServer/default.aspx/schneider-atv320u40n4c.pdf?A3889C9397807479A2A1C7A8BAA5959DB4AAC672B3ABA6678275C97982A564977EB5B8AB | ATV320 VARIABLE SPEED DRIVE 4KW 380-500V 3 PHASE COMPACT | This Schneider Electric Altivar 320 variable speed drive / inverter can feed 3-phase synchronous and asynchronous power motors with a rated power up to 4 kilowatts / 5 horsepower and a rated voltage from 380 to 500Vac. This variable speed / frequency drive (VSD / VFD) is designed for simple industry and commercial machinery, such as packaging, material handling machinery, mechanical actuators and lifting equipment. Its compact form factor allows for reduction of machine footprint, through vertical stacking of drives in a machine frame. Its advanced connectivity, including CANopen and Modbus, allows deep integration into automation architectures without the use of additional network equipment. | Application in industrial area permitted | yes
| 39 | Automation and Control | Motors and Drives | Drives | ATV320 VARIABLE SPEED DRIVE 4KW 380-500V 3 PHASE COMPACT | 2215677 | ATV320U40N4C | SCHNEIDER ELECTRIC | 42600 | https://pim-kvc.soneparsea.com:3443/PictureServer/default.aspx/schneider-ATV320U40N4C_Image1.jpg?A3889C9397807479A2A1C7A8BAA5959DB4AAC672938B86678275A97982856477AF8EC1A6B99C6162BAB5BB | https://pim-kvc.soneparsea.com:3443/PictureServer/default.aspx/schneider-atv320u40n4c.pdf?A3889C9397807479A2A1C7A8BAA5959DB4AAC672B3ABA6678275C97982A564977EB5B8AB | ATV320 VARIABLE SPEED DRIVE 4KW 380-500V 3 PHASE COMPACT | This Schneider Electric Altivar 320 variable speed drive / inverter can feed 3-phase synchronous and asynchronous power motors with a rated power up to 4 kilowatts / 5 horsepower and a rated voltage from 380 to 500Vac. This variable speed / frequency drive (VSD / VFD) is designed for simple industry and commercial machinery, such as packaging, material handling machinery, mechanical actuators and lifting equipment. Its compact form factor allows for reduction of machine footprint, through vertical stacking of drives in a machine frame. Its advanced connectivity, including CANopen and Modbus, allows deep integration into automation architectures without the use of additional network equipment. | Application in domestic- and commercial area permitted | yes
| 39 | Automation and Control | Motors and Drives | Drives | ATV320 VARIABLE SPEED DRIVE 4KW 380-500V 3 PHASE COMPACT | 2215677 | ATV320U40N4C | SCHNEIDER ELECTRIC | 42600 | https://pim-kvc.soneparsea.com:3443/PictureServer/default.aspx/schneider-ATV320U40N4C_Image1.jpg?A3889C9397807479A2A1C7A8BAA5959DB4AAC672938B86678275A97982856477AF8EC1A6B99C6162BAB5BB | https://pim-kvc.soneparsea.com:3443/PictureServer/default.aspx/schneider-atv320u40n4c.pdf?A3889C9397807479A2A1C7A8BAA5959DB4AAC672B3ABA6678275C97982A564977EB5B8AB | ATV320 VARIABLE SPEED DRIVE 4KW 380-500V 3 PHASE COMPACT | This Schneider Electric Altivar 320 variable speed drive / inverter can feed 3-phase synchronous and asynchronous power motors with a rated power up to 4 kilowatts / 5 horsepower and a rated voltage from 380 to 500Vac. This variable speed / frequency drive (VSD / VFD) is designed for simple industry and commercial machinery, such as packaging, material handling machinery, mechanical actuators and lifting equipment. Its compact form factor allows for reduction of machine footprint, through vertical stacking of drives in a machine frame. Its advanced connectivity, including CANopen and Modbus, allows deep integration into automation architectures without the use of additional network equipment. | Supporting protocol for TCP/IP | no
| 39 | Automation and Control | Motors and Drives | Drives | ATV320 VARIABLE SPEED DRIVE 4KW 380-500V 3 PHASE COMPACT | 2215677 | ATV320U40N4C | SCHNEIDER ELECTRIC | 42600 | https://pim-kvc.soneparsea.com:3443/PictureServer/default.aspx/schneider-ATV320U40N4C_Image1.jpg?A3889C9397807479A2A1C7A8BAA5959DB4AAC672938B86678275A97982856477AF8EC1A6B99C6162BAB5BB | https://pim-kvc.soneparsea.com:3443/PictureServer/default.aspx/schneider-atv320u40n4c.pdf?A3889C9397807479A2A1C7A8BAA5959DB4AAC672B3ABA6678275C97982A564977EB5B8AB | ATV320 VARIABLE SPEED DRIVE 4KW 380-500V 3 PHASE COMPACT | This Schneider Electric Altivar 320 variable speed drive / inverter can feed 3-phase synchronous and asynchronous power motors with a rated power up to 4 kilowatts / 5 horsepower and a rated voltage from 380 to 500Vac. This variable speed / frequency drive (VSD / VFD) is designed for simple industry and commercial machinery, such as packaging, material handling machinery, mechanical actuators and lifting equipment. Its compact form factor allows for reduction of machine footprint, through vertical stacking of drives in a machine frame. Its advanced connectivity, including CANopen and Modbus, allows deep integration into automation architectures without the use of additional network equipment. | Supporting protocol for PROFIBUS | yes
| 40 | Automation and Control | Motors and Drives | Drives | ATV320 VARIABLE SPEED DRIVE 5.5KW 380-500V 3 PHASE BOOK | 2215681 | ATV320U55N4B | SCHNEIDER ELECTRIC | 53550 | https://pim-kvc.soneparsea.com:3443/PictureServer/default.aspx/schneiderelectric-atv320u55n4b_Image1.jpg?A3889C9397807479A2A1C7A8BAA5959DB4AAC6AABE9C93A8C2AEB772B3ABA6678275C97A87A56496AF8EC1A6B99C6162BAB5BB | https://pim-kvc.soneparsea.com:3443/PictureServer/default.aspx/schneider-atv320u55n4b.pdf?A3889C9397807479A2A1C7A8BAA5959DB4AAC672B3ABA6678275C97A87A564967EB5B8AB | ATV320 VARIABLE SPEED DRIVE 5.5KW 380-500V 3 PHASE BOOK | This Schneider Electric Altivar 320 variable speed drive / inverter can feed 3-phase synchronous and asynchronous power motors with a rated power up to 5.5 kilowatts / 7.5 horsepower and a rated voltage from 380 to 500Vac. This variable speed / frequency drive (VSD / VFD) is designed for simple industry and commercial machinery, such as packaging, material handling machinery, mechanical actuators and lifting equipment. Its book form factor allows for reduction of machine footprint, especially when mounted in an electrical cabinet alongside other control devices such as PLCs, I/O units. Its advanced connectivity, including CANopen and Modbus, allows deep integration into automation architectures without the use of additional network equipment. | Mains voltage | 380...500V
| 40 | Automation and Control | Motors and Drives | Drives | ATV320 VARIABLE SPEED DRIVE 5.5KW 380-500V 3 PHASE BOOK | 2215681 | ATV320U55N4B | SCHNEIDER ELECTRIC | 53550 | https://pim-kvc.soneparsea.com:3443/PictureServer/default.aspx/schneiderelectric-atv320u55n4b_Image1.jpg?A3889C9397807479A2A1C7A8BAA5959DB4AAC6AABE9C93A8C2AEB772B3ABA6678275C97A87A56496AF8EC1A6B99C6162BAB5BB | https://pim-kvc.soneparsea.com:3443/PictureServer/default.aspx/schneider-atv320u55n4b.pdf?A3889C9397807479A2A1C7A8BAA5959DB4AAC672B3ABA6678275C97A87A564967EB5B8AB | ATV320 VARIABLE SPEED DRIVE 5.5KW 380-500V 3 PHASE BOOK | This Schneider Electric Altivar 320 variable speed drive / inverter can feed 3-phase synchronous and asynchronous power motors with a rated power up to 5.5 kilowatts / 7.5 horsepower and a rated voltage from 380 to 500Vac. This variable speed / frequency drive (VSD / VFD) is designed for simple industry and commercial machinery, such as packaging, material handling machinery, mechanical actuators and lifting equipment. Its book form factor allows for reduction of machine footprint, especially when mounted in an electrical cabinet alongside other control devices such as PLCs, I/O units. Its advanced connectivity, including CANopen and Modbus, allows deep integration into automation architectures without the use of additional network equipment. | Mains frequency | 50/60 Hz
| 40 | Automation and Control | Motors and Drives | Drives | ATV320 VARIABLE SPEED DRIVE 5.5KW 380-500V 3 PHASE BOOK | 2215681 | ATV320U55N4B | SCHNEIDER ELECTRIC | 53550 | https://pim-kvc.soneparsea.com:3443/PictureServer/default.aspx/schneiderelectric-atv320u55n4b_Image1.jpg?A3889C9397807479A2A1C7A8BAA5959DB4AAC6AABE9C93A8C2AEB772B3ABA6678275C97A87A56496AF8EC1A6B99C6162BAB5BB | https://pim-kvc.soneparsea.com:3443/PictureServer/default.aspx/schneider-atv320u55n4b.pdf?A3889C9397807479A2A1C7A8BAA5959DB4AAC672B3ABA6678275C97A87A564967EB5B8AB | ATV320 VARIABLE SPEED DRIVE 5.5KW 380-500V 3 PHASE BOOK | This Schneider Electric Altivar 320 variable speed drive / inverter can feed 3-phase synchronous and asynchronous power motors with a rated power up to 5.5 kilowatts / 7.5 horsepower and a rated voltage from 380 to 500Vac. This variable speed / frequency drive (VSD / VFD) is designed for simple industry and commercial machinery, such as packaging, material handling machinery, mechanical actuators and lifting equipment. Its book form factor allows for reduction of machine footprint, especially when mounted in an electrical cabinet alongside other control devices such as PLCs, I/O units. Its advanced connectivity, including CANopen and Modbus, allows deep integration into automation architectures without the use of additional network equipment. | Number of phases input | 3
| 40 | Automation and Control | Motors and Drives | Drives | ATV320 VARIABLE SPEED DRIVE 5.5KW 380-500V 3 PHASE BOOK | 2215681 | ATV320U55N4B | SCHNEIDER ELECTRIC | 53550 | https://pim-kvc.soneparsea.com:3443/PictureServer/default.aspx/schneiderelectric-atv320u55n4b_Image1.jpg?A3889C9397807479A2A1C7A8BAA5959DB4AAC6AABE9C93A8C2AEB772B3ABA6678275C97A87A56496AF8EC1A6B99C6162BAB5BB | https://pim-kvc.soneparsea.com:3443/PictureServer/default.aspx/schneider-atv320u55n4b.pdf?A3889C9397807479A2A1C7A8BAA5959DB4AAC672B3ABA6678275C97A87A564967EB5B8AB | ATV320 VARIABLE SPEED DRIVE 5.5KW 380-500V 3 PHASE BOOK | This Schneider Electric Altivar 320 variable speed drive / inverter can feed 3-phase synchronous and asynchronous power motors with a rated power up to 5.5 kilowatts / 7.5 horsepower and a rated voltage from 380 to 500Vac. This variable speed / frequency drive (VSD / VFD) is designed for simple industry and commercial machinery, such as packaging, material handling machinery, mechanical actuators and lifting equipment. Its book form factor allows for reduction of machine footprint, especially when mounted in an electrical cabinet alongside other control devices such as PLCs, I/O units. Its advanced connectivity, including CANopen and Modbus, allows deep integration into automation architectures without the use of additional network equipment. | Number of phases output | 3
| 40 | Automation and Control | Motors and Drives | Drives | ATV320 VARIABLE SPEED DRIVE 5.5KW 380-500V 3 PHASE BOOK | 2215681 | ATV320U55N4B | SCHNEIDER ELECTRIC | 53550 | https://pim-kvc.soneparsea.com:3443/PictureServer/default.aspx/schneiderelectric-atv320u55n4b_Image1.jpg?A3889C9397807479A2A1C7A8BAA5959DB4AAC6AABE9C93A8C2AEB772B3ABA6678275C97A87A56496AF8EC1A6B99C6162BAB5BB | https://pim-kvc.soneparsea.com:3443/PictureServer/default.aspx/schneider-atv320u55n4b.pdf?A3889C9397807479A2A1C7A8BAA5959DB4AAC672B3ABA6678275C97A87A564967EB5B8AB | ATV320 VARIABLE SPEED DRIVE 5.5KW 380-500V 3 PHASE BOOK | This Schneider Electric Altivar 320 variable speed drive / inverter can feed 3-phase synchronous and asynchronous power motors with a rated power up to 5.5 kilowatts / 7.5 horsepower and a rated voltage from 380 to 500Vac. This variable speed / frequency drive (VSD / VFD) is designed for simple industry and commercial machinery, such as packaging, material handling machinery, mechanical actuators and lifting equipment. Its book form factor allows for reduction of machine footprint, especially when mounted in an electrical cabinet alongside other control devices such as PLCs, I/O units. Its advanced connectivity, including CANopen and Modbus, allows deep integration into automation architectures without the use of additional network equipment. | Max. output frequency | 599Hz
| 40 | Automation and Control | Motors and Drives | Drives | ATV320 VARIABLE SPEED DRIVE 5.5KW 380-500V 3 PHASE BOOK | 2215681 | ATV320U55N4B | SCHNEIDER ELECTRIC | 53550 | https://pim-kvc.soneparsea.com:3443/PictureServer/default.aspx/schneiderelectric-atv320u55n4b_Image1.jpg?A3889C9397807479A2A1C7A8BAA5959DB4AAC6AABE9C93A8C2AEB772B3ABA6678275C97A87A56496AF8EC1A6B99C6162BAB5BB | https://pim-kvc.soneparsea.com:3443/PictureServer/default.aspx/schneider-atv320u55n4b.pdf?A3889C9397807479A2A1C7A8BAA5959DB4AAC672B3ABA6678275C97A87A564967EB5B8AB | ATV320 VARIABLE SPEED DRIVE 5.5KW 380-500V 3 PHASE BOOK | This Schneider Electric Altivar 320 variable speed drive / inverter can feed 3-phase synchronous and asynchronous power motors with a rated power up to 5.5 kilowatts / 7.5 horsepower and a rated voltage from 380 to 500Vac. This variable speed / frequency drive (VSD / VFD) is designed for simple industry and commercial machinery, such as packaging, material handling machinery, mechanical actuators and lifting equipment. Its book form factor allows for reduction of machine footprint, especially when mounted in an electrical cabinet alongside other control devices such as PLCs, I/O units. Its advanced connectivity, including CANopen and Modbus, allows deep integration into automation architectures without the use of additional network equipment. | Max. output voltage | 500V
| 40 | Automation and Control | Motors and Drives | Drives | ATV320 VARIABLE SPEED DRIVE 5.5KW 380-500V 3 PHASE BOOK | 2215681 | ATV320U55N4B | SCHNEIDER ELECTRIC | 53550 | https://pim-kvc.soneparsea.com:3443/PictureServer/default.aspx/schneiderelectric-atv320u55n4b_Image1.jpg?A3889C9397807479A2A1C7A8BAA5959DB4AAC6AABE9C93A8C2AEB772B3ABA6678275C97A87A56496AF8EC1A6B99C6162BAB5BB | https://pim-kvc.soneparsea.com:3443/PictureServer/default.aspx/schneider-atv320u55n4b.pdf?A3889C9397807479A2A1C7A8BAA5959DB4AAC672B3ABA6678275C97A87A564967EB5B8AB | ATV320 VARIABLE SPEED DRIVE 5.5KW 380-500V 3 PHASE BOOK | This Schneider Electric Altivar 320 variable speed drive / inverter can feed 3-phase synchronous and asynchronous power motors with a rated power up to 5.5 kilowatts / 7.5 horsepower and a rated voltage from 380 to 500Vac. This variable speed / frequency drive (VSD / VFD) is designed for simple industry and commercial machinery, such as packaging, material handling machinery, mechanical actuators and lifting equipment. Its book form factor allows for reduction of machine footprint, especially when mounted in an electrical cabinet alongside other control devices such as PLCs, I/O units. Its advanced connectivity, including CANopen and Modbus, allows deep integration into automation architectures without the use of additional network equipment. | Nominal output current I2N | 14.3A
| 40 | Automation and Control | Motors and Drives | Drives | ATV320 VARIABLE SPEED DRIVE 5.5KW 380-500V 3 PHASE BOOK | 2215681 | ATV320U55N4B | SCHNEIDER ELECTRIC | 53550 | https://pim-kvc.soneparsea.com:3443/PictureServer/default.aspx/schneiderelectric-atv320u55n4b_Image1.jpg?A3889C9397807479A2A1C7A8BAA5959DB4AAC6AABE9C93A8C2AEB772B3ABA6678275C97A87A56496AF8EC1A6B99C6162BAB5BB | https://pim-kvc.soneparsea.com:3443/PictureServer/default.aspx/schneider-atv320u55n4b.pdf?A3889C9397807479A2A1C7A8BAA5959DB4AAC672B3ABA6678275C97A87A564967EB5B8AB | ATV320 VARIABLE SPEED DRIVE 5.5KW 380-500V 3 PHASE BOOK | This Schneider Electric Altivar 320 variable speed drive / inverter can feed 3-phase synchronous and asynchronous power motors with a rated power up to 5.5 kilowatts / 7.5 horsepower and a rated voltage from 380 to 500Vac. This variable speed / frequency drive (VSD / VFD) is designed for simple industry and commercial machinery, such as packaging, material handling machinery, mechanical actuators and lifting equipment. Its book form factor allows for reduction of machine footprint, especially when mounted in an electrical cabinet alongside other control devices such as PLCs, I/O units. Its advanced connectivity, including CANopen and Modbus, allows deep integration into automation architectures without the use of additional network equipment. | Max. output at quadratic load at rated output voltage | 0kW
| 40 | Automation and Control | Motors and Drives | Drives | ATV320 VARIABLE SPEED DRIVE 5.5KW 380-500V 3 PHASE BOOK | 2215681 | ATV320U55N4B | SCHNEIDER ELECTRIC | 53550 | https://pim-kvc.soneparsea.com:3443/PictureServer/default.aspx/schneiderelectric-atv320u55n4b_Image1.jpg?A3889C9397807479A2A1C7A8BAA5959DB4AAC6AABE9C93A8C2AEB772B3ABA6678275C97A87A56496AF8EC1A6B99C6162BAB5BB | https://pim-kvc.soneparsea.com:3443/PictureServer/default.aspx/schneider-atv320u55n4b.pdf?A3889C9397807479A2A1C7A8BAA5959DB4AAC672B3ABA6678275C97A87A564967EB5B8AB | ATV320 VARIABLE SPEED DRIVE 5.5KW 380-500V 3 PHASE BOOK | This Schneider Electric Altivar 320 variable speed drive / inverter can feed 3-phase synchronous and asynchronous power motors with a rated power up to 5.5 kilowatts / 7.5 horsepower and a rated voltage from 380 to 500Vac. This variable speed / frequency drive (VSD / VFD) is designed for simple industry and commercial machinery, such as packaging, material handling machinery, mechanical actuators and lifting equipment. Its book form factor allows for reduction of machine footprint, especially when mounted in an electrical cabinet alongside other control devices such as PLCs, I/O units. Its advanced connectivity, including CANopen and Modbus, allows deep integration into automation architectures without the use of additional network equipment. | Max. output at linear load at rated output voltage | 5.5kW
| 40 | Automation and Control | Motors and Drives | Drives | ATV320 VARIABLE SPEED DRIVE 5.5KW 380-500V 3 PHASE BOOK | 2215681 | ATV320U55N4B | SCHNEIDER ELECTRIC | 53550 | https://pim-kvc.soneparsea.com:3443/PictureServer/default.aspx/schneiderelectric-atv320u55n4b_Image1.jpg?A3889C9397807479A2A1C7A8BAA5959DB4AAC6AABE9C93A8C2AEB772B3ABA6678275C97A87A56496AF8EC1A6B99C6162BAB5BB | https://pim-kvc.soneparsea.com:3443/PictureServer/default.aspx/schneider-atv320u55n4b.pdf?A3889C9397807479A2A1C7A8BAA5959DB4AAC672B3ABA6678275C97A87A564967EB5B8AB | ATV320 VARIABLE SPEED DRIVE 5.5KW 380-500V 3 PHASE BOOK | This Schneider Electric Altivar 320 variable speed drive / inverter can feed 3-phase synchronous and asynchronous power motors with a rated power up to 5.5 kilowatts / 7.5 horsepower and a rated voltage from 380 to 500Vac. This variable speed / frequency drive (VSD / VFD) is designed for simple industry and commercial machinery, such as packaging, material handling machinery, mechanical actuators and lifting equipment. Its book form factor allows for reduction of machine footprint, especially when mounted in an electrical cabinet alongside other control devices such as PLCs, I/O units. Its advanced connectivity, including CANopen and Modbus, allows deep integration into automation architectures without the use of additional network equipment. | Relative symmetric net frequency tolerance | 5%
| 40 | Automation and Control | Motors and Drives | Drives | ATV320 VARIABLE SPEED DRIVE 5.5KW 380-500V 3 PHASE BOOK | 2215681 | ATV320U55N4B | SCHNEIDER ELECTRIC | 53550 | https://pim-kvc.soneparsea.com:3443/PictureServer/default.aspx/schneiderelectric-atv320u55n4b_Image1.jpg?A3889C9397807479A2A1C7A8BAA5959DB4AAC6AABE9C93A8C2AEB772B3ABA6678275C97A87A56496AF8EC1A6B99C6162BAB5BB | https://pim-kvc.soneparsea.com:3443/PictureServer/default.aspx/schneider-atv320u55n4b.pdf?A3889C9397807479A2A1C7A8BAA5959DB4AAC672B3ABA6678275C97A87A564967EB5B8AB | ATV320 VARIABLE SPEED DRIVE 5.5KW 380-500V 3 PHASE BOOK | This Schneider Electric Altivar 320 variable speed drive / inverter can feed 3-phase synchronous and asynchronous power motors with a rated power up to 5.5 kilowatts / 7.5 horsepower and a rated voltage from 380 to 500Vac. This variable speed / frequency drive (VSD / VFD) is designed for simple industry and commercial machinery, such as packaging, material handling machinery, mechanical actuators and lifting equipment. Its book form factor allows for reduction of machine footprint, especially when mounted in an electrical cabinet alongside other control devices such as PLCs, I/O units. Its advanced connectivity, including CANopen and Modbus, allows deep integration into automation architectures without the use of additional network equipment. | Relative symmetric net voltage tolerance | 10%
| 40 | Automation and Control | Motors and Drives | Drives | ATV320 VARIABLE SPEED DRIVE 5.5KW 380-500V 3 PHASE BOOK | 2215681 | ATV320U55N4B | SCHNEIDER ELECTRIC | 53550 | https://pim-kvc.soneparsea.com:3443/PictureServer/default.aspx/schneiderelectric-atv320u55n4b_Image1.jpg?A3889C9397807479A2A1C7A8BAA5959DB4AAC6AABE9C93A8C2AEB772B3ABA6678275C97A87A56496AF8EC1A6B99C6162BAB5BB | https://pim-kvc.soneparsea.com:3443/PictureServer/default.aspx/schneider-atv320u55n4b.pdf?A3889C9397807479A2A1C7A8BAA5959DB4AAC672B3ABA6678275C97A87A564967EB5B8AB | ATV320 VARIABLE SPEED DRIVE 5.5KW 380-500V 3 PHASE BOOK | This Schneider Electric Altivar 320 variable speed drive / inverter can feed 3-phase synchronous and asynchronous power motors with a rated power up to 5.5 kilowatts / 7.5 horsepower and a rated voltage from 380 to 500Vac. This variable speed / frequency drive (VSD / VFD) is designed for simple industry and commercial machinery, such as packaging, material handling machinery, mechanical actuators and lifting equipment. Its book form factor allows for reduction of machine footprint, especially when mounted in an electrical cabinet alongside other control devices such as PLCs, I/O units. Its advanced connectivity, including CANopen and Modbus, allows deep integration into automation architectures without the use of additional network equipment. | Number of analogue outputs | 1
| 40 | Automation and Control | Motors and Drives | Drives | ATV320 VARIABLE SPEED DRIVE 5.5KW 380-500V 3 PHASE BOOK | 2215681 | ATV320U55N4B | SCHNEIDER ELECTRIC | 53550 | https://pim-kvc.soneparsea.com:3443/PictureServer/default.aspx/schneiderelectric-atv320u55n4b_Image1.jpg?A3889C9397807479A2A1C7A8BAA5959DB4AAC6AABE9C93A8C2AEB772B3ABA6678275C97A87A56496AF8EC1A6B99C6162BAB5BB | https://pim-kvc.soneparsea.com:3443/PictureServer/default.aspx/schneider-atv320u55n4b.pdf?A3889C9397807479A2A1C7A8BAA5959DB4AAC672B3ABA6678275C97A87A564967EB5B8AB | ATV320 VARIABLE SPEED DRIVE 5.5KW 380-500V 3 PHASE BOOK | This Schneider Electric Altivar 320 variable speed drive / inverter can feed 3-phase synchronous and asynchronous power motors with a rated power up to 5.5 kilowatts / 7.5 horsepower and a rated voltage from 380 to 500Vac. This variable speed / frequency drive (VSD / VFD) is designed for simple industry and commercial machinery, such as packaging, material handling machinery, mechanical actuators and lifting equipment. Its book form factor allows for reduction of machine footprint, especially when mounted in an electrical cabinet alongside other control devices such as PLCs, I/O units. Its advanced connectivity, including CANopen and Modbus, allows deep integration into automation architectures without the use of additional network equipment. | Number of analogue inputs | 3
| 40 | Automation and Control | Motors and Drives | Drives | ATV320 VARIABLE SPEED DRIVE 5.5KW 380-500V 3 PHASE BOOK | 2215681 | ATV320U55N4B | SCHNEIDER ELECTRIC | 53550 | https://pim-kvc.soneparsea.com:3443/PictureServer/default.aspx/schneiderelectric-atv320u55n4b_Image1.jpg?A3889C9397807479A2A1C7A8BAA5959DB4AAC6AABE9C93A8C2AEB772B3ABA6678275C97A87A56496AF8EC1A6B99C6162BAB5BB | https://pim-kvc.soneparsea.com:3443/PictureServer/default.aspx/schneider-atv320u55n4b.pdf?A3889C9397807479A2A1C7A8BAA5959DB4AAC672B3ABA6678275C97A87A564967EB5B8AB | ATV320 VARIABLE SPEED DRIVE 5.5KW 380-500V 3 PHASE BOOK | This Schneider Electric Altivar 320 variable speed drive / inverter can feed 3-phase synchronous and asynchronous power motors with a rated power up to 5.5 kilowatts / 7.5 horsepower and a rated voltage from 380 to 500Vac. This variable speed / frequency drive (VSD / VFD) is designed for simple industry and commercial machinery, such as packaging, material handling machinery, mechanical actuators and lifting equipment. Its book form factor allows for reduction of machine footprint, especially when mounted in an electrical cabinet alongside other control devices such as PLCs, I/O units. Its advanced connectivity, including CANopen and Modbus, allows deep integration into automation architectures without the use of additional network equipment. | Number of digital outputs | 1
| 40 | Automation and Control | Motors and Drives | Drives | ATV320 VARIABLE SPEED DRIVE 5.5KW 380-500V 3 PHASE BOOK | 2215681 | ATV320U55N4B | SCHNEIDER ELECTRIC | 53550 | https://pim-kvc.soneparsea.com:3443/PictureServer/default.aspx/schneiderelectric-atv320u55n4b_Image1.jpg?A3889C9397807479A2A1C7A8BAA5959DB4AAC6AABE9C93A8C2AEB772B3ABA6678275C97A87A56496AF8EC1A6B99C6162BAB5BB | https://pim-kvc.soneparsea.com:3443/PictureServer/default.aspx/schneider-atv320u55n4b.pdf?A3889C9397807479A2A1C7A8BAA5959DB4AAC672B3ABA6678275C97A87A564967EB5B8AB | ATV320 VARIABLE SPEED DRIVE 5.5KW 380-500V 3 PHASE BOOK | This Schneider Electric Altivar 320 variable speed drive / inverter can feed 3-phase synchronous and asynchronous power motors with a rated power up to 5.5 kilowatts / 7.5 horsepower and a rated voltage from 380 to 500Vac. This variable speed / frequency drive (VSD / VFD) is designed for simple industry and commercial machinery, such as packaging, material handling machinery, mechanical actuators and lifting equipment. Its book form factor allows for reduction of machine footprint, especially when mounted in an electrical cabinet alongside other control devices such as PLCs, I/O units. Its advanced connectivity, including CANopen and Modbus, allows deep integration into automation architectures without the use of additional network equipment. | Number of digital inputs | 6
| 40 | Automation and Control | Motors and Drives | Drives | ATV320 VARIABLE SPEED DRIVE 5.5KW 380-500V 3 PHASE BOOK | 2215681 | ATV320U55N4B | SCHNEIDER ELECTRIC | 53550 | https://pim-kvc.soneparsea.com:3443/PictureServer/default.aspx/schneiderelectric-atv320u55n4b_Image1.jpg?A3889C9397807479A2A1C7A8BAA5959DB4AAC6AABE9C93A8C2AEB772B3ABA6678275C97A87A56496AF8EC1A6B99C6162BAB5BB | https://pim-kvc.soneparsea.com:3443/PictureServer/default.aspx/schneider-atv320u55n4b.pdf?A3889C9397807479A2A1C7A8BAA5959DB4AAC672B3ABA6678275C97A87A564967EB5B8AB | ATV320 VARIABLE SPEED DRIVE 5.5KW 380-500V 3 PHASE BOOK | This Schneider Electric Altivar 320 variable speed drive / inverter can feed 3-phase synchronous and asynchronous power motors with a rated power up to 5.5 kilowatts / 7.5 horsepower and a rated voltage from 380 to 500Vac. This variable speed / frequency drive (VSD / VFD) is designed for simple industry and commercial machinery, such as packaging, material handling machinery, mechanical actuators and lifting equipment. Its book form factor allows for reduction of machine footprint, especially when mounted in an electrical cabinet alongside other control devices such as PLCs, I/O units. Its advanced connectivity, including CANopen and Modbus, allows deep integration into automation architectures without the use of additional network equipment. | With control element | yes
| 40 | Automation and Control | Motors and Drives | Drives | ATV320 VARIABLE SPEED DRIVE 5.5KW 380-500V 3 PHASE BOOK | 2215681 | ATV320U55N4B | SCHNEIDER ELECTRIC | 53550 | https://pim-kvc.soneparsea.com:3443/PictureServer/default.aspx/schneiderelectric-atv320u55n4b_Image1.jpg?A3889C9397807479A2A1C7A8BAA5959DB4AAC6AABE9C93A8C2AEB772B3ABA6678275C97A87A56496AF8EC1A6B99C6162BAB5BB | https://pim-kvc.soneparsea.com:3443/PictureServer/default.aspx/schneider-atv320u55n4b.pdf?A3889C9397807479A2A1C7A8BAA5959DB4AAC672B3ABA6678275C97A87A564967EB5B8AB | ATV320 VARIABLE SPEED DRIVE 5.5KW 380-500V 3 PHASE BOOK | This Schneider Electric Altivar 320 variable speed drive / inverter can feed 3-phase synchronous and asynchronous power motors with a rated power up to 5.5 kilowatts / 7.5 horsepower and a rated voltage from 380 to 500Vac. This variable speed / frequency drive (VSD / VFD) is designed for simple industry and commercial machinery, such as packaging, material handling machinery, mechanical actuators and lifting equipment. Its book form factor allows for reduction of machine footprint, especially when mounted in an electrical cabinet alongside other control devices such as PLCs, I/O units. Its advanced connectivity, including CANopen and Modbus, allows deep integration into automation architectures without the use of additional network equipment. | Application in industrial area permitted | yes
| 40 | Automation and Control | Motors and Drives | Drives | ATV320 VARIABLE SPEED DRIVE 5.5KW 380-500V 3 PHASE BOOK | 2215681 | ATV320U55N4B | SCHNEIDER ELECTRIC | 53550 | https://pim-kvc.soneparsea.com:3443/PictureServer/default.aspx/schneiderelectric-atv320u55n4b_Image1.jpg?A3889C9397807479A2A1C7A8BAA5959DB4AAC6AABE9C93A8C2AEB772B3ABA6678275C97A87A56496AF8EC1A6B99C6162BAB5BB | https://pim-kvc.soneparsea.com:3443/PictureServer/default.aspx/schneider-atv320u55n4b.pdf?A3889C9397807479A2A1C7A8BAA5959DB4AAC672B3ABA6678275C97A87A564967EB5B8AB | ATV320 VARIABLE SPEED DRIVE 5.5KW 380-500V 3 PHASE BOOK | This Schneider Electric Altivar 320 variable speed drive / inverter can feed 3-phase synchronous and asynchronous power motors with a rated power up to 5.5 kilowatts / 7.5 horsepower and a rated voltage from 380 to 500Vac. This variable speed / frequency drive (VSD / VFD) is designed for simple industry and commercial machinery, such as packaging, material handling machinery, mechanical actuators and lifting equipment. Its book form factor allows for reduction of machine footprint, especially when mounted in an electrical cabinet alongside other control devices such as PLCs, I/O units. Its advanced connectivity, including CANopen and Modbus, allows deep integration into automation architectures without the use of additional network equipment. | Application in domestic- and commercial area permitted | yes
| 40 | Automation and Control | Motors and Drives | Drives | ATV320 VARIABLE SPEED DRIVE 5.5KW 380-500V 3 PHASE BOOK | 2215681 | ATV320U55N4B | SCHNEIDER ELECTRIC | 53550 | https://pim-kvc.soneparsea.com:3443/PictureServer/default.aspx/schneiderelectric-atv320u55n4b_Image1.jpg?A3889C9397807479A2A1C7A8BAA5959DB4AAC6AABE9C93A8C2AEB772B3ABA6678275C97A87A56496AF8EC1A6B99C6162BAB5BB | https://pim-kvc.soneparsea.com:3443/PictureServer/default.aspx/schneider-atv320u55n4b.pdf?A3889C9397807479A2A1C7A8BAA5959DB4AAC672B3ABA6678275C97A87A564967EB5B8AB | ATV320 VARIABLE SPEED DRIVE 5.5KW 380-500V 3 PHASE BOOK | This Schneider Electric Altivar 320 variable speed drive / inverter can feed 3-phase synchronous and asynchronous power motors with a rated power up to 5.5 kilowatts / 7.5 horsepower and a rated voltage from 380 to 500Vac. This variable speed / frequency drive (VSD / VFD) is designed for simple industry and commercial machinery, such as packaging, material handling machinery, mechanical actuators and lifting equipment. Its book form factor allows for reduction of machine footprint, especially when mounted in an electrical cabinet alongside other control devices such as PLCs, I/O units. Its advanced connectivity, including CANopen and Modbus, allows deep integration into automation architectures without the use of additional network equipment. | Supporting protocol for TCP/IP | no
| 40 | Automation and Control | Motors and Drives | Drives | ATV320 VARIABLE SPEED DRIVE 5.5KW 380-500V 3 PHASE BOOK | 2215681 | ATV320U55N4B | SCHNEIDER ELECTRIC | 53550 | https://pim-kvc.soneparsea.com:3443/PictureServer/default.aspx/schneiderelectric-atv320u55n4b_Image1.jpg?A3889C9397807479A2A1C7A8BAA5959DB4AAC6AABE9C93A8C2AEB772B3ABA6678275C97A87A56496AF8EC1A6B99C6162BAB5BB | https://pim-kvc.soneparsea.com:3443/PictureServer/default.aspx/schneider-atv320u55n4b.pdf?A3889C9397807479A2A1C7A8BAA5959DB4AAC672B3ABA6678275C97A87A564967EB5B8AB | ATV320 VARIABLE SPEED DRIVE 5.5KW 380-500V 3 PHASE BOOK | This Schneider Electric Altivar 320 variable speed drive / inverter can feed 3-phase synchronous and asynchronous power motors with a rated power up to 5.5 kilowatts / 7.5 horsepower and a rated voltage from 380 to 500Vac. This variable speed / frequency drive (VSD / VFD) is designed for simple industry and commercial machinery, such as packaging, material handling machinery, mechanical actuators and lifting equipment. Its book form factor allows for reduction of machine footprint, especially when mounted in an electrical cabinet alongside other control devices such as PLCs, I/O units. Its advanced connectivity, including CANopen and Modbus, allows deep integration into automation architectures without the use of additional network equipment. | Supporting protocol for PROFIBUS | yes
| 41 | Automation and Control | Motors and Drives | Drives | MOTION SERVO DRIVE LEXIUM 32 SINGLE PHASE 115/230V | 2218139 | LXM32MD18M2 | SCHNEIDER ELECTRIC | 45350 | https://pim-kvc.soneparsea.com:3443/PictureServer/default.aspx/schneider-LXM32MD18M2_Image1.jpg?A3889C9397807479A2A1C7A8BAA5959DB4AAC6729E8F7D67829298768A84629399B2B5ACB7685E9EC0AC | 0 | MOTION SERVO DRIVE LEXIUM 32 SINGLE PHASE SUPPLYVOLTAGE 115/230V | Lexium 32 is a servo drive range with four servo drive models and two servo motor families plus an intelligent selection of options. It provides you with the drive and motor combination that has exactly the right power, performance and functionality. The Lexium 32 range of servo drives includes four servo drive models with power ratings from 0.15 to 11 kW and the servo motor ranges BMH and BSH series. | Mains voltage | 115...230V
| 41 | Automation and Control | Motors and Drives | Drives | MOTION SERVO DRIVE LEXIUM 32 SINGLE PHASE 115/230V | 2218139 | LXM32MD18M2 | SCHNEIDER ELECTRIC | 45350 | https://pim-kvc.soneparsea.com:3443/PictureServer/default.aspx/schneider-LXM32MD18M2_Image1.jpg?A3889C9397807479A2A1C7A8BAA5959DB4AAC6729E8F7D67829298768A84629399B2B5ACB7685E9EC0AC | 0 | MOTION SERVO DRIVE LEXIUM 32 SINGLE PHASE SUPPLYVOLTAGE 115/230V | Lexium 32 is a servo drive range with four servo drive models and two servo motor families plus an intelligent selection of options. It provides you with the drive and motor combination that has exactly the right power, performance and functionality. The Lexium 32 range of servo drives includes four servo drive models with power ratings from 0.15 to 11 kW and the servo motor ranges BMH and BSH series. | Mains frequency | 50/60 Hz
| 41 | Automation and Control | Motors and Drives | Drives | MOTION SERVO DRIVE LEXIUM 32 SINGLE PHASE 115/230V | 2218139 | LXM32MD18M2 | SCHNEIDER ELECTRIC | 45350 | https://pim-kvc.soneparsea.com:3443/PictureServer/default.aspx/schneider-LXM32MD18M2_Image1.jpg?A3889C9397807479A2A1C7A8BAA5959DB4AAC6729E8F7D67829298768A84629399B2B5ACB7685E9EC0AC | 0 | MOTION SERVO DRIVE LEXIUM 32 SINGLE PHASE SUPPLYVOLTAGE 115/230V | Lexium 32 is a servo drive range with four servo drive models and two servo motor families plus an intelligent selection of options. It provides you with the drive and motor combination that has exactly the right power, performance and functionality. The Lexium 32 range of servo drives includes four servo drive models with power ratings from 0.15 to 11 kW and the servo motor ranges BMH and BSH series. | Number of phases input | 1
| 41 | Automation and Control | Motors and Drives | Drives | MOTION SERVO DRIVE LEXIUM 32 SINGLE PHASE 115/230V | 2218139 | LXM32MD18M2 | SCHNEIDER ELECTRIC | 45350 | https://pim-kvc.soneparsea.com:3443/PictureServer/default.aspx/schneider-LXM32MD18M2_Image1.jpg?A3889C9397807479A2A1C7A8BAA5959DB4AAC6729E8F7D67829298768A84629399B2B5ACB7685E9EC0AC | 0 | MOTION SERVO DRIVE LEXIUM 32 SINGLE PHASE SUPPLYVOLTAGE 115/230V | Lexium 32 is a servo drive range with four servo drive models and two servo motor families plus an intelligent selection of options. It provides you with the drive and motor combination that has exactly the right power, performance and functionality. The Lexium 32 range of servo drives includes four servo drive models with power ratings from 0.15 to 11 kW and the servo motor ranges BMH and BSH series. | Number of phases output | Other
| 41 | Automation and Control | Motors and Drives | Drives | MOTION SERVO DRIVE LEXIUM 32 SINGLE PHASE 115/230V | 2218139 | LXM32MD18M2 | SCHNEIDER ELECTRIC | 45350 | https://pim-kvc.soneparsea.com:3443/PictureServer/default.aspx/schneider-LXM32MD18M2_Image1.jpg?A3889C9397807479A2A1C7A8BAA5959DB4AAC6729E8F7D67829298768A84629399B2B5ACB7685E9EC0AC | 0 | MOTION SERVO DRIVE LEXIUM 32 SINGLE PHASE SUPPLYVOLTAGE 115/230V | Lexium 32 is a servo drive range with four servo drive models and two servo motor families plus an intelligent selection of options. It provides you with the drive and motor combination that has exactly the right power, performance and functionality. The Lexium 32 range of servo drives includes four servo drive models with power ratings from 0.15 to 11 kW and the servo motor ranges BMH and BSH series. | Max. output frequency | 0Hz
| 41 | Automation and Control | Motors and Drives | Drives | MOTION SERVO DRIVE LEXIUM 32 SINGLE PHASE 115/230V | 2218139 | LXM32MD18M2 | SCHNEIDER ELECTRIC | 45350 | https://pim-kvc.soneparsea.com:3443/PictureServer/default.aspx/schneider-LXM32MD18M2_Image1.jpg?A3889C9397807479A2A1C7A8BAA5959DB4AAC6729E8F7D67829298768A84629399B2B5ACB7685E9EC0AC | 0 | MOTION SERVO DRIVE LEXIUM 32 SINGLE PHASE SUPPLYVOLTAGE 115/230V | Lexium 32 is a servo drive range with four servo drive models and two servo motor families plus an intelligent selection of options. It provides you with the drive and motor combination that has exactly the right power, performance and functionality. The Lexium 32 range of servo drives includes four servo drive models with power ratings from 0.15 to 11 kW and the servo motor ranges BMH and BSH series. | Max. output voltage | 400V
| 41 | Automation and Control | Motors and Drives | Drives | MOTION SERVO DRIVE LEXIUM 32 SINGLE PHASE 115/230V | 2218139 | LXM32MD18M2 | SCHNEIDER ELECTRIC | 45350 | https://pim-kvc.soneparsea.com:3443/PictureServer/default.aspx/schneider-LXM32MD18M2_Image1.jpg?A3889C9397807479A2A1C7A8BAA5959DB4AAC6729E8F7D67829298768A84629399B2B5ACB7685E9EC0AC | 0 | MOTION SERVO DRIVE LEXIUM 32 SINGLE PHASE SUPPLYVOLTAGE 115/230V | Lexium 32 is a servo drive range with four servo drive models and two servo motor families plus an intelligent selection of options. It provides you with the drive and motor combination that has exactly the right power, performance and functionality. The Lexium 32 range of servo drives includes four servo drive models with power ratings from 0.15 to 11 kW and the servo motor ranges BMH and BSH series. | Nominal output current I2N | 6A
| 41 | Automation and Control | Motors and Drives | Drives | MOTION SERVO DRIVE LEXIUM 32 SINGLE PHASE 115/230V | 2218139 | LXM32MD18M2 | SCHNEIDER ELECTRIC | 45350 | https://pim-kvc.soneparsea.com:3443/PictureServer/default.aspx/schneider-LXM32MD18M2_Image1.jpg?A3889C9397807479A2A1C7A8BAA5959DB4AAC6729E8F7D67829298768A84629399B2B5ACB7685E9EC0AC | 0 | MOTION SERVO DRIVE LEXIUM 32 SINGLE PHASE SUPPLYVOLTAGE 115/230V | Lexium 32 is a servo drive range with four servo drive models and two servo motor families plus an intelligent selection of options. It provides you with the drive and motor combination that has exactly the right power, performance and functionality. The Lexium 32 range of servo drives includes four servo drive models with power ratings from 0.15 to 11 kW and the servo motor ranges BMH and BSH series. | Max. output at quadratic load at rated output voltage | 0kW
| 41 | Automation and Control | Motors and Drives | Drives | MOTION SERVO DRIVE LEXIUM 32 SINGLE PHASE 115/230V | 2218139 | LXM32MD18M2 | SCHNEIDER ELECTRIC | 45350 | https://pim-kvc.soneparsea.com:3443/PictureServer/default.aspx/schneider-LXM32MD18M2_Image1.jpg?A3889C9397807479A2A1C7A8BAA5959DB4AAC6729E8F7D67829298768A84629399B2B5ACB7685E9EC0AC | 0 | MOTION SERVO DRIVE LEXIUM 32 SINGLE PHASE SUPPLYVOLTAGE 115/230V | Lexium 32 is a servo drive range with four servo drive models and two servo motor families plus an intelligent selection of options. It provides you with the drive and motor combination that has exactly the right power, performance and functionality. The Lexium 32 range of servo drives includes four servo drive models with power ratings from 0.15 to 11 kW and the servo motor ranges BMH and BSH series. | Max. output at linear load at rated output voltage | 0.5kW
| 41 | Automation and Control | Motors and Drives | Drives | MOTION SERVO DRIVE LEXIUM 32 SINGLE PHASE 115/230V | 2218139 | LXM32MD18M2 | SCHNEIDER ELECTRIC | 45350 | https://pim-kvc.soneparsea.com:3443/PictureServer/default.aspx/schneider-LXM32MD18M2_Image1.jpg?A3889C9397807479A2A1C7A8BAA5959DB4AAC6729E8F7D67829298768A84629399B2B5ACB7685E9EC0AC | 0 | MOTION SERVO DRIVE LEXIUM 32 SINGLE PHASE SUPPLYVOLTAGE 115/230V | Lexium 32 is a servo drive range with four servo drive models and two servo motor families plus an intelligent selection of options. It provides you with the drive and motor combination that has exactly the right power, performance and functionality. The Lexium 32 range of servo drives includes four servo drive models with power ratings from 0.15 to 11 kW and the servo motor ranges BMH and BSH series. | Relative symmetric net frequency tolerance | 0%
| 41 | Automation and Control | Motors and Drives | Drives | MOTION SERVO DRIVE LEXIUM 32 SINGLE PHASE 115/230V | 2218139 | LXM32MD18M2 | SCHNEIDER ELECTRIC | 45350 | https://pim-kvc.soneparsea.com:3443/PictureServer/default.aspx/schneider-LXM32MD18M2_Image1.jpg?A3889C9397807479A2A1C7A8BAA5959DB4AAC6729E8F7D67829298768A84629399B2B5ACB7685E9EC0AC | 0 | MOTION SERVO DRIVE LEXIUM 32 SINGLE PHASE SUPPLYVOLTAGE 115/230V | Lexium 32 is a servo drive range with four servo drive models and two servo motor families plus an intelligent selection of options. It provides you with the drive and motor combination that has exactly the right power, performance and functionality. The Lexium 32 range of servo drives includes four servo drive models with power ratings from 0.15 to 11 kW and the servo motor ranges BMH and BSH series. | Relative symmetric net voltage tolerance | 0%
| 41 | Automation and Control | Motors and Drives | Drives | MOTION SERVO DRIVE LEXIUM 32 SINGLE PHASE 115/230V | 2218139 | LXM32MD18M2 | SCHNEIDER ELECTRIC | 45350 | https://pim-kvc.soneparsea.com:3443/PictureServer/default.aspx/schneider-LXM32MD18M2_Image1.jpg?A3889C9397807479A2A1C7A8BAA5959DB4AAC6729E8F7D67829298768A84629399B2B5ACB7685E9EC0AC | 0 | MOTION SERVO DRIVE LEXIUM 32 SINGLE PHASE SUPPLYVOLTAGE 115/230V | Lexium 32 is a servo drive range with four servo drive models and two servo motor families plus an intelligent selection of options. It provides you with the drive and motor combination that has exactly the right power, performance and functionality. The Lexium 32 range of servo drives includes four servo drive models with power ratings from 0.15 to 11 kW and the servo motor ranges BMH and BSH series. | Number of analogue outputs | 1
| 41 | Automation and Control | Motors and Drives | Drives | MOTION SERVO DRIVE LEXIUM 32 SINGLE PHASE 115/230V | 2218139 | LXM32MD18M2 | SCHNEIDER ELECTRIC | 45350 | https://pim-kvc.soneparsea.com:3443/PictureServer/default.aspx/schneider-LXM32MD18M2_Image1.jpg?A3889C9397807479A2A1C7A8BAA5959DB4AAC6729E8F7D67829298768A84629399B2B5ACB7685E9EC0AC | 0 | MOTION SERVO DRIVE LEXIUM 32 SINGLE PHASE SUPPLYVOLTAGE 115/230V | Lexium 32 is a servo drive range with four servo drive models and two servo motor families plus an intelligent selection of options. It provides you with the drive and motor combination that has exactly the right power, performance and functionality. The Lexium 32 range of servo drives includes four servo drive models with power ratings from 0.15 to 11 kW and the servo motor ranges BMH and BSH series. | Number of analogue inputs | 3
| 41 | Automation and Control | Motors and Drives | Drives | MOTION SERVO DRIVE LEXIUM 32 SINGLE PHASE 115/230V | 2218139 | LXM32MD18M2 | SCHNEIDER ELECTRIC | 45350 | https://pim-kvc.soneparsea.com:3443/PictureServer/default.aspx/schneider-LXM32MD18M2_Image1.jpg?A3889C9397807479A2A1C7A8BAA5959DB4AAC6729E8F7D67829298768A84629399B2B5ACB7685E9EC0AC | 0 | MOTION SERVO DRIVE LEXIUM 32 SINGLE PHASE SUPPLYVOLTAGE 115/230V | Lexium 32 is a servo drive range with four servo drive models and two servo motor families plus an intelligent selection of options. It provides you with the drive and motor combination that has exactly the right power, performance and functionality. The Lexium 32 range of servo drives includes four servo drive models with power ratings from 0.15 to 11 kW and the servo motor ranges BMH and BSH series. | Number of digital outputs | 2
| 41 | Automation and Control | Motors and Drives | Drives | MOTION SERVO DRIVE LEXIUM 32 SINGLE PHASE 115/230V | 2218139 | LXM32MD18M2 | SCHNEIDER ELECTRIC | 45350 | https://pim-kvc.soneparsea.com:3443/PictureServer/default.aspx/schneider-LXM32MD18M2_Image1.jpg?A3889C9397807479A2A1C7A8BAA5959DB4AAC6729E8F7D67829298768A84629399B2B5ACB7685E9EC0AC | 0 | MOTION SERVO DRIVE LEXIUM 32 SINGLE PHASE SUPPLYVOLTAGE 115/230V | Lexium 32 is a servo drive range with four servo drive models and two servo motor families plus an intelligent selection of options. It provides you with the drive and motor combination that has exactly the right power, performance and functionality. The Lexium 32 range of servo drives includes four servo drive models with power ratings from 0.15 to 11 kW and the servo motor ranges BMH and BSH series. | Number of digital inputs | 6
| 41 | Automation and Control | Motors and Drives | Drives | MOTION SERVO DRIVE LEXIUM 32 SINGLE PHASE 115/230V | 2218139 | LXM32MD18M2 | SCHNEIDER ELECTRIC | 45350 | https://pim-kvc.soneparsea.com:3443/PictureServer/default.aspx/schneider-LXM32MD18M2_Image1.jpg?A3889C9397807479A2A1C7A8BAA5959DB4AAC6729E8F7D67829298768A84629399B2B5ACB7685E9EC0AC | 0 | MOTION SERVO DRIVE LEXIUM 32 SINGLE PHASE SUPPLYVOLTAGE 115/230V | Lexium 32 is a servo drive range with four servo drive models and two servo motor families plus an intelligent selection of options. It provides you with the drive and motor combination that has exactly the right power, performance and functionality. The Lexium 32 range of servo drives includes four servo drive models with power ratings from 0.15 to 11 kW and the servo motor ranges BMH and BSH series. | With control element | yes
| 41 | Automation and Control | Motors and Drives | Drives | MOTION SERVO DRIVE LEXIUM 32 SINGLE PHASE 115/230V | 2218139 | LXM32MD18M2 | SCHNEIDER ELECTRIC | 45350 | https://pim-kvc.soneparsea.com:3443/PictureServer/default.aspx/schneider-LXM32MD18M2_Image1.jpg?A3889C9397807479A2A1C7A8BAA5959DB4AAC6729E8F7D67829298768A84629399B2B5ACB7685E9EC0AC | 0 | MOTION SERVO DRIVE LEXIUM 32 SINGLE PHASE SUPPLYVOLTAGE 115/230V | Lexium 32 is a servo drive range with four servo drive models and two servo motor families plus an intelligent selection of options. It provides you with the drive and motor combination that has exactly the right power, performance and functionality. The Lexium 32 range of servo drives includes four servo drive models with power ratings from 0.15 to 11 kW and the servo motor ranges BMH and BSH series. | Application in industrial area permitted | yes
| 41 | Automation and Control | Motors and Drives | Drives | MOTION SERVO DRIVE LEXIUM 32 SINGLE PHASE 115/230V | 2218139 | LXM32MD18M2 | SCHNEIDER ELECTRIC | 45350 | https://pim-kvc.soneparsea.com:3443/PictureServer/default.aspx/schneider-LXM32MD18M2_Image1.jpg?A3889C9397807479A2A1C7A8BAA5959DB4AAC6729E8F7D67829298768A84629399B2B5ACB7685E9EC0AC | 0 | MOTION SERVO DRIVE LEXIUM 32 SINGLE PHASE SUPPLYVOLTAGE 115/230V | Lexium 32 is a servo drive range with four servo drive models and two servo motor families plus an intelligent selection of options. It provides you with the drive and motor combination that has exactly the right power, performance and functionality. The Lexium 32 range of servo drives includes four servo drive models with power ratings from 0.15 to 11 kW and the servo motor ranges BMH and BSH series. | Application in domestic- and commercial area permitted | yes
| 41 | Automation and Control | Motors and Drives | Drives | MOTION SERVO DRIVE LEXIUM 32 SINGLE PHASE 115/230V | 2218139 | LXM32MD18M2 | SCHNEIDER ELECTRIC | 45350 | https://pim-kvc.soneparsea.com:3443/PictureServer/default.aspx/schneider-LXM32MD18M2_Image1.jpg?A3889C9397807479A2A1C7A8BAA5959DB4AAC6729E8F7D67829298768A84629399B2B5ACB7685E9EC0AC | 0 | MOTION SERVO DRIVE LEXIUM 32 SINGLE PHASE SUPPLYVOLTAGE 115/230V | Lexium 32 is a servo drive range with four servo drive models and two servo motor families plus an intelligent selection of options. It provides you with the drive and motor combination that has exactly the right power, performance and functionality. The Lexium 32 range of servo drives includes four servo drive models with power ratings from 0.15 to 11 kW and the servo motor ranges BMH and BSH series. | Supporting protocol for TCP/IP | no
| 41 | Automation and Control | Motors and Drives | Drives | MOTION SERVO DRIVE LEXIUM 32 SINGLE PHASE 115/230V | 2218139 | LXM32MD18M2 | SCHNEIDER ELECTRIC | 45350 | https://pim-kvc.soneparsea.com:3443/PictureServer/default.aspx/schneider-LXM32MD18M2_Image1.jpg?A3889C9397807479A2A1C7A8BAA5959DB4AAC6729E8F7D67829298768A84629399B2B5ACB7685E9EC0AC | 0 | MOTION SERVO DRIVE LEXIUM 32 SINGLE PHASE SUPPLYVOLTAGE 115/230V | Lexium 32 is a servo drive range with four servo drive models and two servo motor families plus an intelligent selection of options. It provides you with the drive and motor combination that has exactly the right power, performance and functionality. The Lexium 32 range of servo drives includes four servo drive models with power ratings from 0.15 to 11 kW and the servo motor ranges BMH and BSH series. | Supporting protocol for PROFIBUS | yes
| 42 | Automation and Control | Motors and Drives | Motor Starter Combinations | TESYS LE ENCLOSED DOL STARTER 1.8-2.6A 220VAC COIL | 2220649 | LE1M35M708 | SCHNEIDER ELECTRIC | 3115 | https://pim-kvc.soneparsea.com:3443/PictureServer/default.aspx/schneider-LE1M35M708_Image1.jpg?A3889C9397807479A2A1C7A8BAA5959DB4AAC6729E7C6181837AA17C826F8F7DBDA6BBAA83659AA4B7 | https://pim-kvc.soneparsea.com:3443/PictureServer/default.aspx/schneider-LE1M35M708_Datasheet1.pdf?A3889C9397807479A2A1C7A8BAA5959DB4AAC6729E7C6181837AA17C826F8F78B1B9B5B8BA9C95A88173C4A9B8 | TESYS LE ENCLOSED DOL STARTER 1.8-2.6A 220VAC COIL | Motor starters and contactors offers charging stations for home or private properties (indoors or outdoors). With TeSys™ offers, protect and control direct on-line or reversing motor starters. It is easy and simple direct mounting beetween contactor and circuit breaker, according to EverLink terminal block (from 40 to 65 A). | Type of motor starter | Direct online starter (DOL)
| 42 | Automation and Control | Motors and Drives | Motor Starter Combinations | TESYS LE ENCLOSED DOL STARTER 1.8-2.6A 220VAC COIL | 2220649 | LE1M35M708 | SCHNEIDER ELECTRIC | 3115 | https://pim-kvc.soneparsea.com:3443/PictureServer/default.aspx/schneider-LE1M35M708_Image1.jpg?A3889C9397807479A2A1C7A8BAA5959DB4AAC6729E7C6181837AA17C826F8F7DBDA6BBAA83659AA4B7 | https://pim-kvc.soneparsea.com:3443/PictureServer/default.aspx/schneider-LE1M35M708_Datasheet1.pdf?A3889C9397807479A2A1C7A8BAA5959DB4AAC6729E7C6181837AA17C826F8F78B1B9B5B8BA9C95A88173C4A9B8 | TESYS LE ENCLOSED DOL STARTER 1.8-2.6A 220VAC COIL | Motor starters and contactors offers charging stations for home or private properties (indoors or outdoors). With TeSys™ offers, protect and control direct on-line or reversing motor starters. It is easy and simple direct mounting beetween contactor and circuit breaker, according to EverLink terminal block (from 40 to 65 A). | With short-circuit release | no
| 42 | Automation and Control | Motors and Drives | Motor Starter Combinations | TESYS LE ENCLOSED DOL STARTER 1.8-2.6A 220VAC COIL | 2220649 | LE1M35M708 | SCHNEIDER ELECTRIC | 3115 | https://pim-kvc.soneparsea.com:3443/PictureServer/default.aspx/schneider-LE1M35M708_Image1.jpg?A3889C9397807479A2A1C7A8BAA5959DB4AAC6729E7C6181837AA17C826F8F7DBDA6BBAA83659AA4B7 | https://pim-kvc.soneparsea.com:3443/PictureServer/default.aspx/schneider-LE1M35M708_Datasheet1.pdf?A3889C9397807479A2A1C7A8BAA5959DB4AAC6729E7C6181837AA17C826F8F78B1B9B5B8BA9C95A88173C4A9B8 | TESYS LE ENCLOSED DOL STARTER 1.8-2.6A 220VAC COIL | Motor starters and contactors offers charging stations for home or private properties (indoors or outdoors). With TeSys™ offers, protect and control direct on-line or reversing motor starters. It is easy and simple direct mounting beetween contactor and circuit breaker, according to EverLink terminal block (from 40 to 65 A). | Rated control supply voltage Us at AC 50HZ | 220...220V
| 42 | Automation and Control | Motors and Drives | Motor Starter Combinations | TESYS LE ENCLOSED DOL STARTER 1.8-2.6A 220VAC COIL | 2220649 | LE1M35M708 | SCHNEIDER ELECTRIC | 3115 | https://pim-kvc.soneparsea.com:3443/PictureServer/default.aspx/schneider-LE1M35M708_Image1.jpg?A3889C9397807479A2A1C7A8BAA5959DB4AAC6729E7C6181837AA17C826F8F7DBDA6BBAA83659AA4B7 | https://pim-kvc.soneparsea.com:3443/PictureServer/default.aspx/schneider-LE1M35M708_Datasheet1.pdf?A3889C9397807479A2A1C7A8BAA5959DB4AAC6729E7C6181837AA17C826F8F78B1B9B5B8BA9C95A88173C4A9B8 | TESYS LE ENCLOSED DOL STARTER 1.8-2.6A 220VAC COIL | Motor starters and contactors offers charging stations for home or private properties (indoors or outdoors). With TeSys™ offers, protect and control direct on-line or reversing motor starters. It is easy and simple direct mounting beetween contactor and circuit breaker, according to EverLink terminal block (from 40 to 65 A). | Rated control supply voltage Us at AC 60HZ | 220...220V
| 42 | Automation and Control | Motors and Drives | Motor Starter Combinations | TESYS LE ENCLOSED DOL STARTER 1.8-2.6A 220VAC COIL | 2220649 | LE1M35M708 | SCHNEIDER ELECTRIC | 3115 | https://pim-kvc.soneparsea.com:3443/PictureServer/default.aspx/schneider-LE1M35M708_Image1.jpg?A3889C9397807479A2A1C7A8BAA5959DB4AAC6729E7C6181837AA17C826F8F7DBDA6BBAA83659AA4B7 | https://pim-kvc.soneparsea.com:3443/PictureServer/default.aspx/schneider-LE1M35M708_Datasheet1.pdf?A3889C9397807479A2A1C7A8BAA5959DB4AAC6729E7C6181837AA17C826F8F78B1B9B5B8BA9C95A88173C4A9B8 | TESYS LE ENCLOSED DOL STARTER 1.8-2.6A 220VAC COIL | Motor starters and contactors offers charging stations for home or private properties (indoors or outdoors). With TeSys™ offers, protect and control direct on-line or reversing motor starters. It is easy and simple direct mounting beetween contactor and circuit breaker, according to EverLink terminal block (from 40 to 65 A). | Rated control supply voltage Us at DC | 0...0V
| 42 | Automation and Control | Motors and Drives | Motor Starter Combinations | TESYS LE ENCLOSED DOL STARTER 1.8-2.6A 220VAC COIL | 2220649 | LE1M35M708 | SCHNEIDER ELECTRIC | 3115 | https://pim-kvc.soneparsea.com:3443/PictureServer/default.aspx/schneider-LE1M35M708_Image1.jpg?A3889C9397807479A2A1C7A8BAA5959DB4AAC6729E7C6181837AA17C826F8F7DBDA6BBAA83659AA4B7 | https://pim-kvc.soneparsea.com:3443/PictureServer/default.aspx/schneider-LE1M35M708_Datasheet1.pdf?A3889C9397807479A2A1C7A8BAA5959DB4AAC6729E7C6181837AA17C826F8F78B1B9B5B8BA9C95A88173C4A9B8 | TESYS LE ENCLOSED DOL STARTER 1.8-2.6A 220VAC COIL | Motor starters and contactors offers charging stations for home or private properties (indoors or outdoors). With TeSys™ offers, protect and control direct on-line or reversing motor starters. It is easy and simple direct mounting beetween contactor and circuit breaker, according to EverLink terminal block (from 40 to 65 A). | Voltage type for actuating | AC
| 42 | Automation and Control | Motors and Drives | Motor Starter Combinations | TESYS LE ENCLOSED DOL STARTER 1.8-2.6A 220VAC COIL | 2220649 | LE1M35M708 | SCHNEIDER ELECTRIC | 3115 | https://pim-kvc.soneparsea.com:3443/PictureServer/default.aspx/schneider-LE1M35M708_Image1.jpg?A3889C9397807479A2A1C7A8BAA5959DB4AAC6729E7C6181837AA17C826F8F7DBDA6BBAA83659AA4B7 | https://pim-kvc.soneparsea.com:3443/PictureServer/default.aspx/schneider-LE1M35M708_Datasheet1.pdf?A3889C9397807479A2A1C7A8BAA5959DB4AAC6729E7C6181837AA17C826F8F78B1B9B5B8BA9C95A88173C4A9B8 | TESYS LE ENCLOSED DOL STARTER 1.8-2.6A 220VAC COIL | Motor starters and contactors offers charging stations for home or private properties (indoors or outdoors). With TeSys™ offers, protect and control direct on-line or reversing motor starters. It is easy and simple direct mounting beetween contactor and circuit breaker, according to EverLink terminal block (from 40 to 65 A). | Rated operation power at AC-3, 230 V, 3-phase | 0.37kW
| 42 | Automation and Control | Motors and Drives | Motor Starter Combinations | TESYS LE ENCLOSED DOL STARTER 1.8-2.6A 220VAC COIL | 2220649 | LE1M35M708 | SCHNEIDER ELECTRIC | 3115 | https://pim-kvc.soneparsea.com:3443/PictureServer/default.aspx/schneider-LE1M35M708_Image1.jpg?A3889C9397807479A2A1C7A8BAA5959DB4AAC6729E7C6181837AA17C826F8F7DBDA6BBAA83659AA4B7 | https://pim-kvc.soneparsea.com:3443/PictureServer/default.aspx/schneider-LE1M35M708_Datasheet1.pdf?A3889C9397807479A2A1C7A8BAA5959DB4AAC6729E7C6181837AA17C826F8F78B1B9B5B8BA9C95A88173C4A9B8 | TESYS LE ENCLOSED DOL STARTER 1.8-2.6A 220VAC COIL | Motor starters and contactors offers charging stations for home or private properties (indoors or outdoors). With TeSys™ offers, protect and control direct on-line or reversing motor starters. It is easy and simple direct mounting beetween contactor and circuit breaker, according to EverLink terminal block (from 40 to 65 A). | Rated operation power at AC-3, 400 V | 1.1kW
| 42 | Automation and Control | Motors and Drives | Motor Starter Combinations | TESYS LE ENCLOSED DOL STARTER 1.8-2.6A 220VAC COIL | 2220649 | LE1M35M708 | SCHNEIDER ELECTRIC | 3115 | https://pim-kvc.soneparsea.com:3443/PictureServer/default.aspx/schneider-LE1M35M708_Image1.jpg?A3889C9397807479A2A1C7A8BAA5959DB4AAC6729E7C6181837AA17C826F8F7DBDA6BBAA83659AA4B7 | https://pim-kvc.soneparsea.com:3443/PictureServer/default.aspx/schneider-LE1M35M708_Datasheet1.pdf?A3889C9397807479A2A1C7A8BAA5959DB4AAC6729E7C6181837AA17C826F8F78B1B9B5B8BA9C95A88173C4A9B8 | TESYS LE ENCLOSED DOL STARTER 1.8-2.6A 220VAC COIL | Motor starters and contactors offers charging stations for home or private properties (indoors or outdoors). With TeSys™ offers, protect and control direct on-line or reversing motor starters. It is easy and simple direct mounting beetween contactor and circuit breaker, according to EverLink terminal block (from 40 to 65 A). | Rated power, 460 V, 60 Hz, 3-phase | 0.75kW
| 42 | Automation and Control | Motors and Drives | Motor Starter Combinations | TESYS LE ENCLOSED DOL STARTER 1.8-2.6A 220VAC COIL | 2220649 | LE1M35M708 | SCHNEIDER ELECTRIC | 3115 | https://pim-kvc.soneparsea.com:3443/PictureServer/default.aspx/schneider-LE1M35M708_Image1.jpg?A3889C9397807479A2A1C7A8BAA5959DB4AAC6729E7C6181837AA17C826F8F7DBDA6BBAA83659AA4B7 | https://pim-kvc.soneparsea.com:3443/PictureServer/default.aspx/schneider-LE1M35M708_Datasheet1.pdf?A3889C9397807479A2A1C7A8BAA5959DB4AAC6729E7C6181837AA17C826F8F78B1B9B5B8BA9C95A88173C4A9B8 | TESYS LE ENCLOSED DOL STARTER 1.8-2.6A 220VAC COIL | Motor starters and contactors offers charging stations for home or private properties (indoors or outdoors). With TeSys™ offers, protect and control direct on-line or reversing motor starters. It is easy and simple direct mounting beetween contactor and circuit breaker, according to EverLink terminal block (from 40 to 65 A). | Rated power, 575 V, 60 Hz, 3-phase | 1.1kW
| 42 | Automation and Control | Motors and Drives | Motor Starter Combinations | TESYS LE ENCLOSED DOL STARTER 1.8-2.6A 220VAC COIL | 2220649 | LE1M35M708 | SCHNEIDER ELECTRIC | 3115 | https://pim-kvc.soneparsea.com:3443/PictureServer/default.aspx/schneider-LE1M35M708_Image1.jpg?A3889C9397807479A2A1C7A8BAA5959DB4AAC6729E7C6181837AA17C826F8F7DBDA6BBAA83659AA4B7 | https://pim-kvc.soneparsea.com:3443/PictureServer/default.aspx/schneider-LE1M35M708_Datasheet1.pdf?A3889C9397807479A2A1C7A8BAA5959DB4AAC6729E7C6181837AA17C826F8F78B1B9B5B8BA9C95A88173C4A9B8 | TESYS LE ENCLOSED DOL STARTER 1.8-2.6A 220VAC COIL | Motor starters and contactors offers charging stations for home or private properties (indoors or outdoors). With TeSys™ offers, protect and control direct on-line or reversing motor starters. It is easy and simple direct mounting beetween contactor and circuit breaker, according to EverLink terminal block (from 40 to 65 A). | Rated operation current Ie | 2.6A
| 42 | Automation and Control | Motors and Drives | Motor Starter Combinations | TESYS LE ENCLOSED DOL STARTER 1.8-2.6A 220VAC COIL | 2220649 | LE1M35M708 | SCHNEIDER ELECTRIC | 3115 | https://pim-kvc.soneparsea.com:3443/PictureServer/default.aspx/schneider-LE1M35M708_Image1.jpg?A3889C9397807479A2A1C7A8BAA5959DB4AAC6729E7C6181837AA17C826F8F7DBDA6BBAA83659AA4B7 | https://pim-kvc.soneparsea.com:3443/PictureServer/default.aspx/schneider-LE1M35M708_Datasheet1.pdf?A3889C9397807479A2A1C7A8BAA5959DB4AAC6729E7C6181837AA17C826F8F78B1B9B5B8BA9C95A88173C4A9B8 | TESYS LE ENCLOSED DOL STARTER 1.8-2.6A 220VAC COIL | Motor starters and contactors offers charging stations for home or private properties (indoors or outdoors). With TeSys™ offers, protect and control direct on-line or reversing motor starters. It is easy and simple direct mounting beetween contactor and circuit breaker, according to EverLink terminal block (from 40 to 65 A). | Rated operation current at AC-3, 400 V | 2.6A
| 42 | Automation and Control | Motors and Drives | Motor Starter Combinations | TESYS LE ENCLOSED DOL STARTER 1.8-2.6A 220VAC COIL | 2220649 | LE1M35M708 | SCHNEIDER ELECTRIC | 3115 | https://pim-kvc.soneparsea.com:3443/PictureServer/default.aspx/schneider-LE1M35M708_Image1.jpg?A3889C9397807479A2A1C7A8BAA5959DB4AAC6729E7C6181837AA17C826F8F7DBDA6BBAA83659AA4B7 | https://pim-kvc.soneparsea.com:3443/PictureServer/default.aspx/schneider-LE1M35M708_Datasheet1.pdf?A3889C9397807479A2A1C7A8BAA5959DB4AAC6729E7C6181837AA17C826F8F78B1B9B5B8BA9C95A88173C4A9B8 | TESYS LE ENCLOSED DOL STARTER 1.8-2.6A 220VAC COIL | Motor starters and contactors offers charging stations for home or private properties (indoors or outdoors). With TeSys™ offers, protect and control direct on-line or reversing motor starters. It is easy and simple direct mounting beetween contactor and circuit breaker, according to EverLink terminal block (from 40 to 65 A). | Overload release current setting | 1.8...2.6A
| 42 | Automation and Control | Motors and Drives | Motor Starter Combinations | TESYS LE ENCLOSED DOL STARTER 1.8-2.6A 220VAC COIL | 2220649 | LE1M35M708 | SCHNEIDER ELECTRIC | 3115 | https://pim-kvc.soneparsea.com:3443/PictureServer/default.aspx/schneider-LE1M35M708_Image1.jpg?A3889C9397807479A2A1C7A8BAA5959DB4AAC6729E7C6181837AA17C826F8F7DBDA6BBAA83659AA4B7 | https://pim-kvc.soneparsea.com:3443/PictureServer/default.aspx/schneider-LE1M35M708_Datasheet1.pdf?A3889C9397807479A2A1C7A8BAA5959DB4AAC6729E7C6181837AA17C826F8F78B1B9B5B8BA9C95A88173C4A9B8 | TESYS LE ENCLOSED DOL STARTER 1.8-2.6A 220VAC COIL | Motor starters and contactors offers charging stations for home or private properties (indoors or outdoors). With TeSys™ offers, protect and control direct on-line or reversing motor starters. It is easy and simple direct mounting beetween contactor and circuit breaker, according to EverLink terminal block (from 40 to 65 A). | Number of auxiliary contacts as normally open contact | 0
| 42 | Automation and Control | Motors and Drives | Motor Starter Combinations | TESYS LE ENCLOSED DOL STARTER 1.8-2.6A 220VAC COIL | 2220649 | LE1M35M708 | SCHNEIDER ELECTRIC | 3115 | https://pim-kvc.soneparsea.com:3443/PictureServer/default.aspx/schneider-LE1M35M708_Image1.jpg?A3889C9397807479A2A1C7A8BAA5959DB4AAC6729E7C6181837AA17C826F8F7DBDA6BBAA83659AA4B7 | https://pim-kvc.soneparsea.com:3443/PictureServer/default.aspx/schneider-LE1M35M708_Datasheet1.pdf?A3889C9397807479A2A1C7A8BAA5959DB4AAC6729E7C6181837AA17C826F8F78B1B9B5B8BA9C95A88173C4A9B8 | TESYS LE ENCLOSED DOL STARTER 1.8-2.6A 220VAC COIL | Motor starters and contactors offers charging stations for home or private properties (indoors or outdoors). With TeSys™ offers, protect and control direct on-line or reversing motor starters. It is easy and simple direct mounting beetween contactor and circuit breaker, according to EverLink terminal block (from 40 to 65 A). | Number of auxiliary contacts as normally closed contact | 0
| 42 | Automation and Control | Motors and Drives | Motor Starter Combinations | TESYS LE ENCLOSED DOL STARTER 1.8-2.6A 220VAC COIL | 2220649 | LE1M35M708 | SCHNEIDER ELECTRIC | 3115 | https://pim-kvc.soneparsea.com:3443/PictureServer/default.aspx/schneider-LE1M35M708_Image1.jpg?A3889C9397807479A2A1C7A8BAA5959DB4AAC6729E7C6181837AA17C826F8F7DBDA6BBAA83659AA4B7 | https://pim-kvc.soneparsea.com:3443/PictureServer/default.aspx/schneider-LE1M35M708_Datasheet1.pdf?A3889C9397807479A2A1C7A8BAA5959DB4AAC6729E7C6181837AA17C826F8F78B1B9B5B8BA9C95A88173C4A9B8 | TESYS LE ENCLOSED DOL STARTER 1.8-2.6A 220VAC COIL | Motor starters and contactors offers charging stations for home or private properties (indoors or outdoors). With TeSys™ offers, protect and control direct on-line or reversing motor starters. It is easy and simple direct mounting beetween contactor and circuit breaker, according to EverLink terminal block (from 40 to 65 A). | Ambient temperature, upper operating limit | 40°C
| 42 | Automation and Control | Motors and Drives | Motor Starter Combinations | TESYS LE ENCLOSED DOL STARTER 1.8-2.6A 220VAC COIL | 2220649 | LE1M35M708 | SCHNEIDER ELECTRIC | 3115 | https://pim-kvc.soneparsea.com:3443/PictureServer/default.aspx/schneider-LE1M35M708_Image1.jpg?A3889C9397807479A2A1C7A8BAA5959DB4AAC6729E7C6181837AA17C826F8F7DBDA6BBAA83659AA4B7 | https://pim-kvc.soneparsea.com:3443/PictureServer/default.aspx/schneider-LE1M35M708_Datasheet1.pdf?A3889C9397807479A2A1C7A8BAA5959DB4AAC6729E7C6181837AA17C826F8F78B1B9B5B8BA9C95A88173C4A9B8 | TESYS LE ENCLOSED DOL STARTER 1.8-2.6A 220VAC COIL | Motor starters and contactors offers charging stations for home or private properties (indoors or outdoors). With TeSys™ offers, protect and control direct on-line or reversing motor starters. It is easy and simple direct mounting beetween contactor and circuit breaker, according to EverLink terminal block (from 40 to 65 A). | Temperature compensated overload protection | yes
| 42 | Automation and Control | Motors and Drives | Motor Starter Combinations | TESYS LE ENCLOSED DOL STARTER 1.8-2.6A 220VAC COIL | 2220649 | LE1M35M708 | SCHNEIDER ELECTRIC | 3115 | https://pim-kvc.soneparsea.com:3443/PictureServer/default.aspx/schneider-LE1M35M708_Image1.jpg?A3889C9397807479A2A1C7A8BAA5959DB4AAC6729E7C6181837AA17C826F8F7DBDA6BBAA83659AA4B7 | https://pim-kvc.soneparsea.com:3443/PictureServer/default.aspx/schneider-LE1M35M708_Datasheet1.pdf?A3889C9397807479A2A1C7A8BAA5959DB4AAC6729E7C6181837AA17C826F8F78B1B9B5B8BA9C95A88173C4A9B8 | TESYS LE ENCLOSED DOL STARTER 1.8-2.6A 220VAC COIL | Motor starters and contactors offers charging stations for home or private properties (indoors or outdoors). With TeSys™ offers, protect and control direct on-line or reversing motor starters. It is easy and simple direct mounting beetween contactor and circuit breaker, according to EverLink terminal block (from 40 to 65 A). | Release class | CLASS 10 A
| 42 | Automation and Control | Motors and Drives | Motor Starter Combinations | TESYS LE ENCLOSED DOL STARTER 1.8-2.6A 220VAC COIL | 2220649 | LE1M35M708 | SCHNEIDER ELECTRIC | 3115 | https://pim-kvc.soneparsea.com:3443/PictureServer/default.aspx/schneider-LE1M35M708_Image1.jpg?A3889C9397807479A2A1C7A8BAA5959DB4AAC6729E7C6181837AA17C826F8F7DBDA6BBAA83659AA4B7 | https://pim-kvc.soneparsea.com:3443/PictureServer/default.aspx/schneider-LE1M35M708_Datasheet1.pdf?A3889C9397807479A2A1C7A8BAA5959DB4AAC6729E7C6181837AA17C826F8F78B1B9B5B8BA9C95A88173C4A9B8 | TESYS LE ENCLOSED DOL STARTER 1.8-2.6A 220VAC COIL | Motor starters and contactors offers charging stations for home or private properties (indoors or outdoors). With TeSys™ offers, protect and control direct on-line or reversing motor starters. It is easy and simple direct mounting beetween contactor and circuit breaker, according to EverLink terminal block (from 40 to 65 A). | Type of electrical connection of main circuit | Screw connection
| 42 | Automation and Control | Motors and Drives | Motor Starter Combinations | TESYS LE ENCLOSED DOL STARTER 1.8-2.6A 220VAC COIL | 2220649 | LE1M35M708 | SCHNEIDER ELECTRIC | 3115 | https://pim-kvc.soneparsea.com:3443/PictureServer/default.aspx/schneider-LE1M35M708_Image1.jpg?A3889C9397807479A2A1C7A8BAA5959DB4AAC6729E7C6181837AA17C826F8F7DBDA6BBAA83659AA4B7 | https://pim-kvc.soneparsea.com:3443/PictureServer/default.aspx/schneider-LE1M35M708_Datasheet1.pdf?A3889C9397807479A2A1C7A8BAA5959DB4AAC6729E7C6181837AA17C826F8F78B1B9B5B8BA9C95A88173C4A9B8 | TESYS LE ENCLOSED DOL STARTER 1.8-2.6A 220VAC COIL | Motor starters and contactors offers charging stations for home or private properties (indoors or outdoors). With TeSys™ offers, protect and control direct on-line or reversing motor starters. It is easy and simple direct mounting beetween contactor and circuit breaker, according to EverLink terminal block (from 40 to 65 A). | Type of electrical connection for auxiliary- and control current circuit | Screw connection
| 43 | Automation and Control | Motors and Drives | Motor Starter Combinations | STARTER | 2220650 | LE1M35Q705 | SCHNEIDER ELECTRIC | 3500 | https://pim-kvc.soneparsea.com:3443/PictureServer/default.aspx/schneider-LE1M35Q705_Image1.jpg?A3889C9397807479A2A1C7A8BAA5959DB4AAC6729E7C6181837AA57C826C8F7DBDA6BBAA83659AA4B7 | https://pim-kvc.soneparsea.com:3443/PictureServer/default.aspx/schneider-LE1M35Q705_Datasheet1.pdf?A3889C9397807479A2A1C7A8BAA5959DB4AAC6729E7C6181837AA57C826C8F78B1B9B5B8BA9C95A88173C4A9B8 | STARTER | Motor starters and contactors offers charging stations for home or private properties (indoors or outdoors). With TeSys™ offers, protect and control direct on-line or reversing motor starters. It is easy and simple direct mounting beetween contactor and circuit breaker, according to EverLink terminal block (from 40 to 65 A). | Type of motor starter | Direct online starter (DOL)
| 43 | Automation and Control | Motors and Drives | Motor Starter Combinations | STARTER | 2220650 | LE1M35Q705 | SCHNEIDER ELECTRIC | 3500 | https://pim-kvc.soneparsea.com:3443/PictureServer/default.aspx/schneider-LE1M35Q705_Image1.jpg?A3889C9397807479A2A1C7A8BAA5959DB4AAC6729E7C6181837AA57C826C8F7DBDA6BBAA83659AA4B7 | https://pim-kvc.soneparsea.com:3443/PictureServer/default.aspx/schneider-LE1M35Q705_Datasheet1.pdf?A3889C9397807479A2A1C7A8BAA5959DB4AAC6729E7C6181837AA57C826C8F78B1B9B5B8BA9C95A88173C4A9B8 | STARTER | Motor starters and contactors offers charging stations for home or private properties (indoors or outdoors). With TeSys™ offers, protect and control direct on-line or reversing motor starters. It is easy and simple direct mounting beetween contactor and circuit breaker, according to EverLink terminal block (from 40 to 65 A). | With short-circuit release | no
| 43 | Automation and Control | Motors and Drives | Motor Starter Combinations | STARTER | 2220650 | LE1M35Q705 | SCHNEIDER ELECTRIC | 3500 | https://pim-kvc.soneparsea.com:3443/PictureServer/default.aspx/schneider-LE1M35Q705_Image1.jpg?A3889C9397807479A2A1C7A8BAA5959DB4AAC6729E7C6181837AA57C826C8F7DBDA6BBAA83659AA4B7 | https://pim-kvc.soneparsea.com:3443/PictureServer/default.aspx/schneider-LE1M35Q705_Datasheet1.pdf?A3889C9397807479A2A1C7A8BAA5959DB4AAC6729E7C6181837AA57C826C8F78B1B9B5B8BA9C95A88173C4A9B8 | STARTER | Motor starters and contactors offers charging stations for home or private properties (indoors or outdoors). With TeSys™ offers, protect and control direct on-line or reversing motor starters. It is easy and simple direct mounting beetween contactor and circuit breaker, according to EverLink terminal block (from 40 to 65 A). | Rated control supply voltage Us at AC 50HZ | 380...380V
| 43 | Automation and Control | Motors and Drives | Motor Starter Combinations | STARTER | 2220650 | LE1M35Q705 | SCHNEIDER ELECTRIC | 3500 | https://pim-kvc.soneparsea.com:3443/PictureServer/default.aspx/schneider-LE1M35Q705_Image1.jpg?A3889C9397807479A2A1C7A8BAA5959DB4AAC6729E7C6181837AA57C826C8F7DBDA6BBAA83659AA4B7 | https://pim-kvc.soneparsea.com:3443/PictureServer/default.aspx/schneider-LE1M35Q705_Datasheet1.pdf?A3889C9397807479A2A1C7A8BAA5959DB4AAC6729E7C6181837AA57C826C8F78B1B9B5B8BA9C95A88173C4A9B8 | STARTER | Motor starters and contactors offers charging stations for home or private properties (indoors or outdoors). With TeSys™ offers, protect and control direct on-line or reversing motor starters. It is easy and simple direct mounting beetween contactor and circuit breaker, according to EverLink terminal block (from 40 to 65 A). | Rated control supply voltage Us at AC 60HZ | 380...380V
| 43 | Automation and Control | Motors and Drives | Motor Starter Combinations | STARTER | 2220650 | LE1M35Q705 | SCHNEIDER ELECTRIC | 3500 | https://pim-kvc.soneparsea.com:3443/PictureServer/default.aspx/schneider-LE1M35Q705_Image1.jpg?A3889C9397807479A2A1C7A8BAA5959DB4AAC6729E7C6181837AA57C826C8F7DBDA6BBAA83659AA4B7 | https://pim-kvc.soneparsea.com:3443/PictureServer/default.aspx/schneider-LE1M35Q705_Datasheet1.pdf?A3889C9397807479A2A1C7A8BAA5959DB4AAC6729E7C6181837AA57C826C8F78B1B9B5B8BA9C95A88173C4A9B8 | STARTER | Motor starters and contactors offers charging stations for home or private properties (indoors or outdoors). With TeSys™ offers, protect and control direct on-line or reversing motor starters. It is easy and simple direct mounting beetween contactor and circuit breaker, according to EverLink terminal block (from 40 to 65 A). | Rated control supply voltage Us at DC | 0...0V
| 43 | Automation and Control | Motors and Drives | Motor Starter Combinations | STARTER | 2220650 | LE1M35Q705 | SCHNEIDER ELECTRIC | 3500 | https://pim-kvc.soneparsea.com:3443/PictureServer/default.aspx/schneider-LE1M35Q705_Image1.jpg?A3889C9397807479A2A1C7A8BAA5959DB4AAC6729E7C6181837AA57C826C8F7DBDA6BBAA83659AA4B7 | https://pim-kvc.soneparsea.com:3443/PictureServer/default.aspx/schneider-LE1M35Q705_Datasheet1.pdf?A3889C9397807479A2A1C7A8BAA5959DB4AAC6729E7C6181837AA57C826C8F78B1B9B5B8BA9C95A88173C4A9B8 | STARTER | Motor starters and contactors offers charging stations for home or private properties (indoors or outdoors). With TeSys™ offers, protect and control direct on-line or reversing motor starters. It is easy and simple direct mounting beetween contactor and circuit breaker, according to EverLink terminal block (from 40 to 65 A). | Voltage type for actuating | AC
| 43 | Automation and Control | Motors and Drives | Motor Starter Combinations | STARTER | 2220650 | LE1M35Q705 | SCHNEIDER ELECTRIC | 3500 | https://pim-kvc.soneparsea.com:3443/PictureServer/default.aspx/schneider-LE1M35Q705_Image1.jpg?A3889C9397807479A2A1C7A8BAA5959DB4AAC6729E7C6181837AA57C826C8F7DBDA6BBAA83659AA4B7 | https://pim-kvc.soneparsea.com:3443/PictureServer/default.aspx/schneider-LE1M35Q705_Datasheet1.pdf?A3889C9397807479A2A1C7A8BAA5959DB4AAC6729E7C6181837AA57C826C8F78B1B9B5B8BA9C95A88173C4A9B8 | STARTER | Motor starters and contactors offers charging stations for home or private properties (indoors or outdoors). With TeSys™ offers, protect and control direct on-line or reversing motor starters. It is easy and simple direct mounting beetween contactor and circuit breaker, according to EverLink terminal block (from 40 to 65 A). | Rated operation power at AC-3, 230 V, 3-phase | 0.12kW
| 43 | Automation and Control | Motors and Drives | Motor Starter Combinations | STARTER | 2220650 | LE1M35Q705 | SCHNEIDER ELECTRIC | 3500 | https://pim-kvc.soneparsea.com:3443/PictureServer/default.aspx/schneider-LE1M35Q705_Image1.jpg?A3889C9397807479A2A1C7A8BAA5959DB4AAC6729E7C6181837AA57C826C8F7DBDA6BBAA83659AA4B7 | https://pim-kvc.soneparsea.com:3443/PictureServer/default.aspx/schneider-LE1M35Q705_Datasheet1.pdf?A3889C9397807479A2A1C7A8BAA5959DB4AAC6729E7C6181837AA57C826C8F78B1B9B5B8BA9C95A88173C4A9B8 | STARTER | Motor starters and contactors offers charging stations for home or private properties (indoors or outdoors). With TeSys™ offers, protect and control direct on-line or reversing motor starters. It is easy and simple direct mounting beetween contactor and circuit breaker, according to EverLink terminal block (from 40 to 65 A). | Rated operation power at AC-3, 400 V | 0.25kW
| 43 | Automation and Control | Motors and Drives | Motor Starter Combinations | STARTER | 2220650 | LE1M35Q705 | SCHNEIDER ELECTRIC | 3500 | https://pim-kvc.soneparsea.com:3443/PictureServer/default.aspx/schneider-LE1M35Q705_Image1.jpg?A3889C9397807479A2A1C7A8BAA5959DB4AAC6729E7C6181837AA57C826C8F7DBDA6BBAA83659AA4B7 | https://pim-kvc.soneparsea.com:3443/PictureServer/default.aspx/schneider-LE1M35Q705_Datasheet1.pdf?A3889C9397807479A2A1C7A8BAA5959DB4AAC6729E7C6181837AA57C826C8F78B1B9B5B8BA9C95A88173C4A9B8 | STARTER | Motor starters and contactors offers charging stations for home or private properties (indoors or outdoors). With TeSys™ offers, protect and control direct on-line or reversing motor starters. It is easy and simple direct mounting beetween contactor and circuit breaker, according to EverLink terminal block (from 40 to 65 A). | Rated power, 460 V, 60 Hz, 3-phase | 0.25kW
| 43 | Automation and Control | Motors and Drives | Motor Starter Combinations | STARTER | 2220650 | LE1M35Q705 | SCHNEIDER ELECTRIC | 3500 | https://pim-kvc.soneparsea.com:3443/PictureServer/default.aspx/schneider-LE1M35Q705_Image1.jpg?A3889C9397807479A2A1C7A8BAA5959DB4AAC6729E7C6181837AA57C826C8F7DBDA6BBAA83659AA4B7 | https://pim-kvc.soneparsea.com:3443/PictureServer/default.aspx/schneider-LE1M35Q705_Datasheet1.pdf?A3889C9397807479A2A1C7A8BAA5959DB4AAC6729E7C6181837AA57C826C8F78B1B9B5B8BA9C95A88173C4A9B8 | STARTER | Motor starters and contactors offers charging stations for home or private properties (indoors or outdoors). With TeSys™ offers, protect and control direct on-line or reversing motor starters. It is easy and simple direct mounting beetween contactor and circuit breaker, according to EverLink terminal block (from 40 to 65 A). | Rated power, 575 V, 60 Hz, 3-phase | 0.25kW
| 43 | Automation and Control | Motors and Drives | Motor Starter Combinations | STARTER | 2220650 | LE1M35Q705 | SCHNEIDER ELECTRIC | 3500 | https://pim-kvc.soneparsea.com:3443/PictureServer/default.aspx/schneider-LE1M35Q705_Image1.jpg?A3889C9397807479A2A1C7A8BAA5959DB4AAC6729E7C6181837AA57C826C8F7DBDA6BBAA83659AA4B7 | https://pim-kvc.soneparsea.com:3443/PictureServer/default.aspx/schneider-LE1M35Q705_Datasheet1.pdf?A3889C9397807479A2A1C7A8BAA5959DB4AAC6729E7C6181837AA57C826C8F78B1B9B5B8BA9C95A88173C4A9B8 | STARTER | Motor starters and contactors offers charging stations for home or private properties (indoors or outdoors). With TeSys™ offers, protect and control direct on-line or reversing motor starters. It is easy and simple direct mounting beetween contactor and circuit breaker, according to EverLink terminal block (from 40 to 65 A). | Rated operation current Ie | 0.8A
| 43 | Automation and Control | Motors and Drives | Motor Starter Combinations | STARTER | 2220650 | LE1M35Q705 | SCHNEIDER ELECTRIC | 3500 | https://pim-kvc.soneparsea.com:3443/PictureServer/default.aspx/schneider-LE1M35Q705_Image1.jpg?A3889C9397807479A2A1C7A8BAA5959DB4AAC6729E7C6181837AA57C826C8F7DBDA6BBAA83659AA4B7 | https://pim-kvc.soneparsea.com:3443/PictureServer/default.aspx/schneider-LE1M35Q705_Datasheet1.pdf?A3889C9397807479A2A1C7A8BAA5959DB4AAC6729E7C6181837AA57C826C8F78B1B9B5B8BA9C95A88173C4A9B8 | STARTER | Motor starters and contactors offers charging stations for home or private properties (indoors or outdoors). With TeSys™ offers, protect and control direct on-line or reversing motor starters. It is easy and simple direct mounting beetween contactor and circuit breaker, according to EverLink terminal block (from 40 to 65 A). | Rated operation current at AC-3, 400 V | 0.8A
| 43 | Automation and Control | Motors and Drives | Motor Starter Combinations | STARTER | 2220650 | LE1M35Q705 | SCHNEIDER ELECTRIC | 3500 | https://pim-kvc.soneparsea.com:3443/PictureServer/default.aspx/schneider-LE1M35Q705_Image1.jpg?A3889C9397807479A2A1C7A8BAA5959DB4AAC6729E7C6181837AA57C826C8F7DBDA6BBAA83659AA4B7 | https://pim-kvc.soneparsea.com:3443/PictureServer/default.aspx/schneider-LE1M35Q705_Datasheet1.pdf?A3889C9397807479A2A1C7A8BAA5959DB4AAC6729E7C6181837AA57C826C8F78B1B9B5B8BA9C95A88173C4A9B8 | STARTER | Motor starters and contactors offers charging stations for home or private properties (indoors or outdoors). With TeSys™ offers, protect and control direct on-line or reversing motor starters. It is easy and simple direct mounting beetween contactor and circuit breaker, according to EverLink terminal block (from 40 to 65 A). | Overload release current setting | 0.54...0.8A
| 43 | Automation and Control | Motors and Drives | Motor Starter Combinations | STARTER | 2220650 | LE1M35Q705 | SCHNEIDER ELECTRIC | 3500 | https://pim-kvc.soneparsea.com:3443/PictureServer/default.aspx/schneider-LE1M35Q705_Image1.jpg?A3889C9397807479A2A1C7A8BAA5959DB4AAC6729E7C6181837AA57C826C8F7DBDA6BBAA83659AA4B7 | https://pim-kvc.soneparsea.com:3443/PictureServer/default.aspx/schneider-LE1M35Q705_Datasheet1.pdf?A3889C9397807479A2A1C7A8BAA5959DB4AAC6729E7C6181837AA57C826C8F78B1B9B5B8BA9C95A88173C4A9B8 | STARTER | Motor starters and contactors offers charging stations for home or private properties (indoors or outdoors). With TeSys™ offers, protect and control direct on-line or reversing motor starters. It is easy and simple direct mounting beetween contactor and circuit breaker, according to EverLink terminal block (from 40 to 65 A). | Rated conditional short-circuit current, type 1, 480 Y/277 V | 0A
| 43 | Automation and Control | Motors and Drives | Motor Starter Combinations | STARTER | 2220650 | LE1M35Q705 | SCHNEIDER ELECTRIC | 3500 | https://pim-kvc.soneparsea.com:3443/PictureServer/default.aspx/schneider-LE1M35Q705_Image1.jpg?A3889C9397807479A2A1C7A8BAA5959DB4AAC6729E7C6181837AA57C826C8F7DBDA6BBAA83659AA4B7 | https://pim-kvc.soneparsea.com:3443/PictureServer/default.aspx/schneider-LE1M35Q705_Datasheet1.pdf?A3889C9397807479A2A1C7A8BAA5959DB4AAC6729E7C6181837AA57C826C8F78B1B9B5B8BA9C95A88173C4A9B8 | STARTER | Motor starters and contactors offers charging stations for home or private properties (indoors or outdoors). With TeSys™ offers, protect and control direct on-line or reversing motor starters. It is easy and simple direct mounting beetween contactor and circuit breaker, according to EverLink terminal block (from 40 to 65 A). | Rated conditional short-circuit current, type 1, 600 Y/347 V | 0A
| 43 | Automation and Control | Motors and Drives | Motor Starter Combinations | STARTER | 2220650 | LE1M35Q705 | SCHNEIDER ELECTRIC | 3500 | https://pim-kvc.soneparsea.com:3443/PictureServer/default.aspx/schneider-LE1M35Q705_Image1.jpg?A3889C9397807479A2A1C7A8BAA5959DB4AAC6729E7C6181837AA57C826C8F7DBDA6BBAA83659AA4B7 | https://pim-kvc.soneparsea.com:3443/PictureServer/default.aspx/schneider-LE1M35Q705_Datasheet1.pdf?A3889C9397807479A2A1C7A8BAA5959DB4AAC6729E7C6181837AA57C826C8F78B1B9B5B8BA9C95A88173C4A9B8 | STARTER | Motor starters and contactors offers charging stations for home or private properties (indoors or outdoors). With TeSys™ offers, protect and control direct on-line or reversing motor starters. It is easy and simple direct mounting beetween contactor and circuit breaker, according to EverLink terminal block (from 40 to 65 A). | Rated conditional short-circuit current, type 2, 230 V | 0A
| 43 | Automation and Control | Motors and Drives | Motor Starter Combinations | STARTER | 2220650 | LE1M35Q705 | SCHNEIDER ELECTRIC | 3500 | https://pim-kvc.soneparsea.com:3443/PictureServer/default.aspx/schneider-LE1M35Q705_Image1.jpg?A3889C9397807479A2A1C7A8BAA5959DB4AAC6729E7C6181837AA57C826C8F7DBDA6BBAA83659AA4B7 | https://pim-kvc.soneparsea.com:3443/PictureServer/default.aspx/schneider-LE1M35Q705_Datasheet1.pdf?A3889C9397807479A2A1C7A8BAA5959DB4AAC6729E7C6181837AA57C826C8F78B1B9B5B8BA9C95A88173C4A9B8 | STARTER | Motor starters and contactors offers charging stations for home or private properties (indoors or outdoors). With TeSys™ offers, protect and control direct on-line or reversing motor starters. It is easy and simple direct mounting beetween contactor and circuit breaker, according to EverLink terminal block (from 40 to 65 A). | Rated conditional short-circuit current, type 2, 400 V | 0A
| 43 | Automation and Control | Motors and Drives | Motor Starter Combinations | STARTER | 2220650 | LE1M35Q705 | SCHNEIDER ELECTRIC | 3500 | https://pim-kvc.soneparsea.com:3443/PictureServer/default.aspx/schneider-LE1M35Q705_Image1.jpg?A3889C9397807479A2A1C7A8BAA5959DB4AAC6729E7C6181837AA57C826C8F7DBDA6BBAA83659AA4B7 | https://pim-kvc.soneparsea.com:3443/PictureServer/default.aspx/schneider-LE1M35Q705_Datasheet1.pdf?A3889C9397807479A2A1C7A8BAA5959DB4AAC6729E7C6181837AA57C826C8F78B1B9B5B8BA9C95A88173C4A9B8 | STARTER | Motor starters and contactors offers charging stations for home or private properties (indoors or outdoors). With TeSys™ offers, protect and control direct on-line or reversing motor starters. It is easy and simple direct mounting beetween contactor and circuit breaker, according to EverLink terminal block (from 40 to 65 A). | Number of auxiliary contacts as normally open contact | 0
| 43 | Automation and Control | Motors and Drives | Motor Starter Combinations | STARTER | 2220650 | LE1M35Q705 | SCHNEIDER ELECTRIC | 3500 | https://pim-kvc.soneparsea.com:3443/PictureServer/default.aspx/schneider-LE1M35Q705_Image1.jpg?A3889C9397807479A2A1C7A8BAA5959DB4AAC6729E7C6181837AA57C826C8F7DBDA6BBAA83659AA4B7 | https://pim-kvc.soneparsea.com:3443/PictureServer/default.aspx/schneider-LE1M35Q705_Datasheet1.pdf?A3889C9397807479A2A1C7A8BAA5959DB4AAC6729E7C6181837AA57C826C8F78B1B9B5B8BA9C95A88173C4A9B8 | STARTER | Motor starters and contactors offers charging stations for home or private properties (indoors or outdoors). With TeSys™ offers, protect and control direct on-line or reversing motor starters. It is easy and simple direct mounting beetween contactor and circuit breaker, according to EverLink terminal block (from 40 to 65 A). | Number of auxiliary contacts as normally closed contact | 0
| 43 | Automation and Control | Motors and Drives | Motor Starter Combinations | STARTER | 2220650 | LE1M35Q705 | SCHNEIDER ELECTRIC | 3500 | https://pim-kvc.soneparsea.com:3443/PictureServer/default.aspx/schneider-LE1M35Q705_Image1.jpg?A3889C9397807479A2A1C7A8BAA5959DB4AAC6729E7C6181837AA57C826C8F7DBDA6BBAA83659AA4B7 | https://pim-kvc.soneparsea.com:3443/PictureServer/default.aspx/schneider-LE1M35Q705_Datasheet1.pdf?A3889C9397807479A2A1C7A8BAA5959DB4AAC6729E7C6181837AA57C826C8F78B1B9B5B8BA9C95A88173C4A9B8 | STARTER | Motor starters and contactors offers charging stations for home or private properties (indoors or outdoors). With TeSys™ offers, protect and control direct on-line or reversing motor starters. It is easy and simple direct mounting beetween contactor and circuit breaker, according to EverLink terminal block (from 40 to 65 A). | Ambient temperature, upper operating limit | 40°C
| 44 | Automation and Control | Motors and Drives | Motor Starter Combinations | STARTER | 2220651 | LE1M35Q707 | SCHNEIDER ELECTRIC | 3500 | https://pim-kvc.soneparsea.com:3443/PictureServer/default.aspx/schneider-LE1M35Q707_Image1.jpg?A3889C9397807479A2A1C7A8BAA5959DB4AAC6729E7C6181837AA57C826E8F7DBDA6BBAA83659AA4B7 | https://pim-kvc.soneparsea.com:3443/PictureServer/default.aspx/schneider-LE1M35Q707_Datasheet1.pdf?A3889C9397807479A2A1C7A8BAA5959DB4AAC6729E7C6181837AA57C826E8F78B1B9B5B8BA9C95A88173C4A9B8 | STARTER | Motor starters and contactors offers charging stations for home or private properties (indoors or outdoors). With TeSys™ offers, protect and control direct on-line or reversing motor starters. It is easy and simple direct mounting beetween contactor and circuit breaker, according to EverLink terminal block (from 40 to 65 A). | Type of motor starter | Direct online starter (DOL)
| 44 | Automation and Control | Motors and Drives | Motor Starter Combinations | STARTER | 2220651 | LE1M35Q707 | SCHNEIDER ELECTRIC | 3500 | https://pim-kvc.soneparsea.com:3443/PictureServer/default.aspx/schneider-LE1M35Q707_Image1.jpg?A3889C9397807479A2A1C7A8BAA5959DB4AAC6729E7C6181837AA57C826E8F7DBDA6BBAA83659AA4B7 | https://pim-kvc.soneparsea.com:3443/PictureServer/default.aspx/schneider-LE1M35Q707_Datasheet1.pdf?A3889C9397807479A2A1C7A8BAA5959DB4AAC6729E7C6181837AA57C826E8F78B1B9B5B8BA9C95A88173C4A9B8 | STARTER | Motor starters and contactors offers charging stations for home or private properties (indoors or outdoors). With TeSys™ offers, protect and control direct on-line or reversing motor starters. It is easy and simple direct mounting beetween contactor and circuit breaker, according to EverLink terminal block (from 40 to 65 A). | With short-circuit release | no
| 44 | Automation and Control | Motors and Drives | Motor Starter Combinations | STARTER | 2220651 | LE1M35Q707 | SCHNEIDER ELECTRIC | 3500 | https://pim-kvc.soneparsea.com:3443/PictureServer/default.aspx/schneider-LE1M35Q707_Image1.jpg?A3889C9397807479A2A1C7A8BAA5959DB4AAC6729E7C6181837AA57C826E8F7DBDA6BBAA83659AA4B7 | https://pim-kvc.soneparsea.com:3443/PictureServer/default.aspx/schneider-LE1M35Q707_Datasheet1.pdf?A3889C9397807479A2A1C7A8BAA5959DB4AAC6729E7C6181837AA57C826E8F78B1B9B5B8BA9C95A88173C4A9B8 | STARTER | Motor starters and contactors offers charging stations for home or private properties (indoors or outdoors). With TeSys™ offers, protect and control direct on-line or reversing motor starters. It is easy and simple direct mounting beetween contactor and circuit breaker, according to EverLink terminal block (from 40 to 65 A). | Rated control supply voltage Us at AC 50HZ | 380...400V
| 44 | Automation and Control | Motors and Drives | Motor Starter Combinations | STARTER | 2220651 | LE1M35Q707 | SCHNEIDER ELECTRIC | 3500 | https://pim-kvc.soneparsea.com:3443/PictureServer/default.aspx/schneider-LE1M35Q707_Image1.jpg?A3889C9397807479A2A1C7A8BAA5959DB4AAC6729E7C6181837AA57C826E8F7DBDA6BBAA83659AA4B7 | https://pim-kvc.soneparsea.com:3443/PictureServer/default.aspx/schneider-LE1M35Q707_Datasheet1.pdf?A3889C9397807479A2A1C7A8BAA5959DB4AAC6729E7C6181837AA57C826E8F78B1B9B5B8BA9C95A88173C4A9B8 | STARTER | Motor starters and contactors offers charging stations for home or private properties (indoors or outdoors). With TeSys™ offers, protect and control direct on-line or reversing motor starters. It is easy and simple direct mounting beetween contactor and circuit breaker, according to EverLink terminal block (from 40 to 65 A). | Rated control supply voltage Us at AC 60HZ | 380...400V
| 44 | Automation and Control | Motors and Drives | Motor Starter Combinations | STARTER | 2220651 | LE1M35Q707 | SCHNEIDER ELECTRIC | 3500 | https://pim-kvc.soneparsea.com:3443/PictureServer/default.aspx/schneider-LE1M35Q707_Image1.jpg?A3889C9397807479A2A1C7A8BAA5959DB4AAC6729E7C6181837AA57C826E8F7DBDA6BBAA83659AA4B7 | https://pim-kvc.soneparsea.com:3443/PictureServer/default.aspx/schneider-LE1M35Q707_Datasheet1.pdf?A3889C9397807479A2A1C7A8BAA5959DB4AAC6729E7C6181837AA57C826E8F78B1B9B5B8BA9C95A88173C4A9B8 | STARTER | Motor starters and contactors offers charging stations for home or private properties (indoors or outdoors). With TeSys™ offers, protect and control direct on-line or reversing motor starters. It is easy and simple direct mounting beetween contactor and circuit breaker, according to EverLink terminal block (from 40 to 65 A). | Rated control supply voltage Us at DC | 0...0V
| 44 | Automation and Control | Motors and Drives | Motor Starter Combinations | STARTER | 2220651 | LE1M35Q707 | SCHNEIDER ELECTRIC | 3500 | https://pim-kvc.soneparsea.com:3443/PictureServer/default.aspx/schneider-LE1M35Q707_Image1.jpg?A3889C9397807479A2A1C7A8BAA5959DB4AAC6729E7C6181837AA57C826E8F7DBDA6BBAA83659AA4B7 | https://pim-kvc.soneparsea.com:3443/PictureServer/default.aspx/schneider-LE1M35Q707_Datasheet1.pdf?A3889C9397807479A2A1C7A8BAA5959DB4AAC6729E7C6181837AA57C826E8F78B1B9B5B8BA9C95A88173C4A9B8 | STARTER | Motor starters and contactors offers charging stations for home or private properties (indoors or outdoors). With TeSys™ offers, protect and control direct on-line or reversing motor starters. It is easy and simple direct mounting beetween contactor and circuit breaker, according to EverLink terminal block (from 40 to 65 A). | Voltage type for actuating | AC
| 44 | Automation and Control | Motors and Drives | Motor Starter Combinations | STARTER | 2220651 | LE1M35Q707 | SCHNEIDER ELECTRIC | 3500 | https://pim-kvc.soneparsea.com:3443/PictureServer/default.aspx/schneider-LE1M35Q707_Image1.jpg?A3889C9397807479A2A1C7A8BAA5959DB4AAC6729E7C6181837AA57C826E8F7DBDA6BBAA83659AA4B7 | https://pim-kvc.soneparsea.com:3443/PictureServer/default.aspx/schneider-LE1M35Q707_Datasheet1.pdf?A3889C9397807479A2A1C7A8BAA5959DB4AAC6729E7C6181837AA57C826E8F78B1B9B5B8BA9C95A88173C4A9B8 | STARTER | Motor starters and contactors offers charging stations for home or private properties (indoors or outdoors). With TeSys™ offers, protect and control direct on-line or reversing motor starters. It is easy and simple direct mounting beetween contactor and circuit breaker, according to EverLink terminal block (from 40 to 65 A). | Rated operation power at AC-3, 230 V, 3-phase | 0.25kW
| 44 | Automation and Control | Motors and Drives | Motor Starter Combinations | STARTER | 2220651 | LE1M35Q707 | SCHNEIDER ELECTRIC | 3500 | https://pim-kvc.soneparsea.com:3443/PictureServer/default.aspx/schneider-LE1M35Q707_Image1.jpg?A3889C9397807479A2A1C7A8BAA5959DB4AAC6729E7C6181837AA57C826E8F7DBDA6BBAA83659AA4B7 | https://pim-kvc.soneparsea.com:3443/PictureServer/default.aspx/schneider-LE1M35Q707_Datasheet1.pdf?A3889C9397807479A2A1C7A8BAA5959DB4AAC6729E7C6181837AA57C826E8F78B1B9B5B8BA9C95A88173C4A9B8 | STARTER | Motor starters and contactors offers charging stations for home or private properties (indoors or outdoors). With TeSys™ offers, protect and control direct on-line or reversing motor starters. It is easy and simple direct mounting beetween contactor and circuit breaker, according to EverLink terminal block (from 40 to 65 A). | Rated operation power at AC-3, 400 V | 0.55kW
| 44 | Automation and Control | Motors and Drives | Motor Starter Combinations | STARTER | 2220651 | LE1M35Q707 | SCHNEIDER ELECTRIC | 3500 | https://pim-kvc.soneparsea.com:3443/PictureServer/default.aspx/schneider-LE1M35Q707_Image1.jpg?A3889C9397807479A2A1C7A8BAA5959DB4AAC6729E7C6181837AA57C826E8F7DBDA6BBAA83659AA4B7 | https://pim-kvc.soneparsea.com:3443/PictureServer/default.aspx/schneider-LE1M35Q707_Datasheet1.pdf?A3889C9397807479A2A1C7A8BAA5959DB4AAC6729E7C6181837AA57C826E8F78B1B9B5B8BA9C95A88173C4A9B8 | STARTER | Motor starters and contactors offers charging stations for home or private properties (indoors or outdoors). With TeSys™ offers, protect and control direct on-line or reversing motor starters. It is easy and simple direct mounting beetween contactor and circuit breaker, according to EverLink terminal block (from 40 to 65 A). | Rated power, 460 V, 60 Hz, 3-phase | 0kW
| 44 | Automation and Control | Motors and Drives | Motor Starter Combinations | STARTER | 2220651 | LE1M35Q707 | SCHNEIDER ELECTRIC | 3500 | https://pim-kvc.soneparsea.com:3443/PictureServer/default.aspx/schneider-LE1M35Q707_Image1.jpg?A3889C9397807479A2A1C7A8BAA5959DB4AAC6729E7C6181837AA57C826E8F7DBDA6BBAA83659AA4B7 | https://pim-kvc.soneparsea.com:3443/PictureServer/default.aspx/schneider-LE1M35Q707_Datasheet1.pdf?A3889C9397807479A2A1C7A8BAA5959DB4AAC6729E7C6181837AA57C826E8F78B1B9B5B8BA9C95A88173C4A9B8 | STARTER | Motor starters and contactors offers charging stations for home or private properties (indoors or outdoors). With TeSys™ offers, protect and control direct on-line or reversing motor starters. It is easy and simple direct mounting beetween contactor and circuit breaker, according to EverLink terminal block (from 40 to 65 A). | Rated power, 575 V, 60 Hz, 3-phase | 0kW
| 44 | Automation and Control | Motors and Drives | Motor Starter Combinations | STARTER | 2220651 | LE1M35Q707 | SCHNEIDER ELECTRIC | 3500 | https://pim-kvc.soneparsea.com:3443/PictureServer/default.aspx/schneider-LE1M35Q707_Image1.jpg?A3889C9397807479A2A1C7A8BAA5959DB4AAC6729E7C6181837AA57C826E8F7DBDA6BBAA83659AA4B7 | https://pim-kvc.soneparsea.com:3443/PictureServer/default.aspx/schneider-LE1M35Q707_Datasheet1.pdf?A3889C9397807479A2A1C7A8BAA5959DB4AAC6729E7C6181837AA57C826E8F78B1B9B5B8BA9C95A88173C4A9B8 | STARTER | Motor starters and contactors offers charging stations for home or private properties (indoors or outdoors). With TeSys™ offers, protect and control direct on-line or reversing motor starters. It is easy and simple direct mounting beetween contactor and circuit breaker, according to EverLink terminal block (from 40 to 65 A). | Rated operation current Ie | 0A
| 44 | Automation and Control | Motors and Drives | Motor Starter Combinations | STARTER | 2220651 | LE1M35Q707 | SCHNEIDER ELECTRIC | 3500 | https://pim-kvc.soneparsea.com:3443/PictureServer/default.aspx/schneider-LE1M35Q707_Image1.jpg?A3889C9397807479A2A1C7A8BAA5959DB4AAC6729E7C6181837AA57C826E8F7DBDA6BBAA83659AA4B7 | https://pim-kvc.soneparsea.com:3443/PictureServer/default.aspx/schneider-LE1M35Q707_Datasheet1.pdf?A3889C9397807479A2A1C7A8BAA5959DB4AAC6729E7C6181837AA57C826E8F78B1B9B5B8BA9C95A88173C4A9B8 | STARTER | Motor starters and contactors offers charging stations for home or private properties (indoors or outdoors). With TeSys™ offers, protect and control direct on-line or reversing motor starters. It is easy and simple direct mounting beetween contactor and circuit breaker, according to EverLink terminal block (from 40 to 65 A). | Rated operation current at AC-3, 400 V | 1.8A
| 44 | Automation and Control | Motors and Drives | Motor Starter Combinations | STARTER | 2220651 | LE1M35Q707 | SCHNEIDER ELECTRIC | 3500 | https://pim-kvc.soneparsea.com:3443/PictureServer/default.aspx/schneider-LE1M35Q707_Image1.jpg?A3889C9397807479A2A1C7A8BAA5959DB4AAC6729E7C6181837AA57C826E8F7DBDA6BBAA83659AA4B7 | https://pim-kvc.soneparsea.com:3443/PictureServer/default.aspx/schneider-LE1M35Q707_Datasheet1.pdf?A3889C9397807479A2A1C7A8BAA5959DB4AAC6729E7C6181837AA57C826E8F78B1B9B5B8BA9C95A88173C4A9B8 | STARTER | Motor starters and contactors offers charging stations for home or private properties (indoors or outdoors). With TeSys™ offers, protect and control direct on-line or reversing motor starters. It is easy and simple direct mounting beetween contactor and circuit breaker, according to EverLink terminal block (from 40 to 65 A). | Overload release current setting | 1.2...1.8A
| 44 | Automation and Control | Motors and Drives | Motor Starter Combinations | STARTER | 2220651 | LE1M35Q707 | SCHNEIDER ELECTRIC | 3500 | https://pim-kvc.soneparsea.com:3443/PictureServer/default.aspx/schneider-LE1M35Q707_Image1.jpg?A3889C9397807479A2A1C7A8BAA5959DB4AAC6729E7C6181837AA57C826E8F7DBDA6BBAA83659AA4B7 | https://pim-kvc.soneparsea.com:3443/PictureServer/default.aspx/schneider-LE1M35Q707_Datasheet1.pdf?A3889C9397807479A2A1C7A8BAA5959DB4AAC6729E7C6181837AA57C826E8F78B1B9B5B8BA9C95A88173C4A9B8 | STARTER | Motor starters and contactors offers charging stations for home or private properties (indoors or outdoors). With TeSys™ offers, protect and control direct on-line or reversing motor starters. It is easy and simple direct mounting beetween contactor and circuit breaker, according to EverLink terminal block (from 40 to 65 A). | Rated conditional short-circuit current, type 1, 480 Y/277 V | 0A
| 44 | Automation and Control | Motors and Drives | Motor Starter Combinations | STARTER | 2220651 | LE1M35Q707 | SCHNEIDER ELECTRIC | 3500 | https://pim-kvc.soneparsea.com:3443/PictureServer/default.aspx/schneider-LE1M35Q707_Image1.jpg?A3889C9397807479A2A1C7A8BAA5959DB4AAC6729E7C6181837AA57C826E8F7DBDA6BBAA83659AA4B7 | https://pim-kvc.soneparsea.com:3443/PictureServer/default.aspx/schneider-LE1M35Q707_Datasheet1.pdf?A3889C9397807479A2A1C7A8BAA5959DB4AAC6729E7C6181837AA57C826E8F78B1B9B5B8BA9C95A88173C4A9B8 | STARTER | Motor starters and contactors offers charging stations for home or private properties (indoors or outdoors). With TeSys™ offers, protect and control direct on-line or reversing motor starters. It is easy and simple direct mounting beetween contactor and circuit breaker, according to EverLink terminal block (from 40 to 65 A). | Rated conditional short-circuit current, type 1, 600 Y/347 V | 0A
| 44 | Automation and Control | Motors and Drives | Motor Starter Combinations | STARTER | 2220651 | LE1M35Q707 | SCHNEIDER ELECTRIC | 3500 | https://pim-kvc.soneparsea.com:3443/PictureServer/default.aspx/schneider-LE1M35Q707_Image1.jpg?A3889C9397807479A2A1C7A8BAA5959DB4AAC6729E7C6181837AA57C826E8F7DBDA6BBAA83659AA4B7 | https://pim-kvc.soneparsea.com:3443/PictureServer/default.aspx/schneider-LE1M35Q707_Datasheet1.pdf?A3889C9397807479A2A1C7A8BAA5959DB4AAC6729E7C6181837AA57C826E8F78B1B9B5B8BA9C95A88173C4A9B8 | STARTER | Motor starters and contactors offers charging stations for home or private properties (indoors or outdoors). With TeSys™ offers, protect and control direct on-line or reversing motor starters. It is easy and simple direct mounting beetween contactor and circuit breaker, according to EverLink terminal block (from 40 to 65 A). | Rated conditional short-circuit current, type 2, 230 V | 0A
| 44 | Automation and Control | Motors and Drives | Motor Starter Combinations | STARTER | 2220651 | LE1M35Q707 | SCHNEIDER ELECTRIC | 3500 | https://pim-kvc.soneparsea.com:3443/PictureServer/default.aspx/schneider-LE1M35Q707_Image1.jpg?A3889C9397807479A2A1C7A8BAA5959DB4AAC6729E7C6181837AA57C826E8F7DBDA6BBAA83659AA4B7 | https://pim-kvc.soneparsea.com:3443/PictureServer/default.aspx/schneider-LE1M35Q707_Datasheet1.pdf?A3889C9397807479A2A1C7A8BAA5959DB4AAC6729E7C6181837AA57C826E8F78B1B9B5B8BA9C95A88173C4A9B8 | STARTER | Motor starters and contactors offers charging stations for home or private properties (indoors or outdoors). With TeSys™ offers, protect and control direct on-line or reversing motor starters. It is easy and simple direct mounting beetween contactor and circuit breaker, according to EverLink terminal block (from 40 to 65 A). | Rated conditional short-circuit current, type 2, 400 V | 0A
| 44 | Automation and Control | Motors and Drives | Motor Starter Combinations | STARTER | 2220651 | LE1M35Q707 | SCHNEIDER ELECTRIC | 3500 | https://pim-kvc.soneparsea.com:3443/PictureServer/default.aspx/schneider-LE1M35Q707_Image1.jpg?A3889C9397807479A2A1C7A8BAA5959DB4AAC6729E7C6181837AA57C826E8F7DBDA6BBAA83659AA4B7 | https://pim-kvc.soneparsea.com:3443/PictureServer/default.aspx/schneider-LE1M35Q707_Datasheet1.pdf?A3889C9397807479A2A1C7A8BAA5959DB4AAC6729E7C6181837AA57C826E8F78B1B9B5B8BA9C95A88173C4A9B8 | STARTER | Motor starters and contactors offers charging stations for home or private properties (indoors or outdoors). With TeSys™ offers, protect and control direct on-line or reversing motor starters. It is easy and simple direct mounting beetween contactor and circuit breaker, according to EverLink terminal block (from 40 to 65 A). | Number of auxiliary contacts as normally open contact | 0
| 44 | Automation and Control | Motors and Drives | Motor Starter Combinations | STARTER | 2220651 | LE1M35Q707 | SCHNEIDER ELECTRIC | 3500 | https://pim-kvc.soneparsea.com:3443/PictureServer/default.aspx/schneider-LE1M35Q707_Image1.jpg?A3889C9397807479A2A1C7A8BAA5959DB4AAC6729E7C6181837AA57C826E8F7DBDA6BBAA83659AA4B7 | https://pim-kvc.soneparsea.com:3443/PictureServer/default.aspx/schneider-LE1M35Q707_Datasheet1.pdf?A3889C9397807479A2A1C7A8BAA5959DB4AAC6729E7C6181837AA57C826E8F78B1B9B5B8BA9C95A88173C4A9B8 | STARTER | Motor starters and contactors offers charging stations for home or private properties (indoors or outdoors). With TeSys™ offers, protect and control direct on-line or reversing motor starters. It is easy and simple direct mounting beetween contactor and circuit breaker, according to EverLink terminal block (from 40 to 65 A). | Number of auxiliary contacts as normally closed contact | 0
| 44 | Automation and Control | Motors and Drives | Motor Starter Combinations | STARTER | 2220651 | LE1M35Q707 | SCHNEIDER ELECTRIC | 3500 | https://pim-kvc.soneparsea.com:3443/PictureServer/default.aspx/schneider-LE1M35Q707_Image1.jpg?A3889C9397807479A2A1C7A8BAA5959DB4AAC6729E7C6181837AA57C826E8F7DBDA6BBAA83659AA4B7 | https://pim-kvc.soneparsea.com:3443/PictureServer/default.aspx/schneider-LE1M35Q707_Datasheet1.pdf?A3889C9397807479A2A1C7A8BAA5959DB4AAC6729E7C6181837AA57C826E8F78B1B9B5B8BA9C95A88173C4A9B8 | STARTER | Motor starters and contactors offers charging stations for home or private properties (indoors or outdoors). With TeSys™ offers, protect and control direct on-line or reversing motor starters. It is easy and simple direct mounting beetween contactor and circuit breaker, according to EverLink terminal block (from 40 to 65 A). | Ambient temperature, upper operating limit | 40°C
| 45 | Automation and Control | Motors and Drives | Drives | ALTIVAR 610 VARIABLE SPEED DRIVE IP20 37KW 380/414V | 2224626 | ATV610D37N4 | SCHNEIDER ELECTRIC | 144500 | https://pim-kvc.soneparsea.com:3443/PictureServer/default.aspx/schneider-ATV610D37N4_Image1.jpg?A3889C9397807479A2A1C7A8BAA5959DB4AAC672938B866A817598788985649399B2B5ACB7685E9EC0AC | https://pim-kvc.soneparsea.com:3443/PictureServer/default.aspx/schneider-atv610d37n4.pdf?A3889C9397807479A2A1C7A8BAA5959DB4AAC672B3ABA66A8175B87889A56462C0A9BA | ALTIVAR 610 VARIABLE SPEED DRIVE IP20 37KW 380/414V | IP 20 frequency inverter for three-phase asynchronous motors, specially designed for pump and fan applications in the following market segments: Water & Wastewater, Oil & Gas, building management and energy plant. | Mains voltage | 380...415V
| 45 | Automation and Control | Motors and Drives | Drives | ALTIVAR 610 VARIABLE SPEED DRIVE IP20 37KW 380/414V | 2224626 | ATV610D37N4 | SCHNEIDER ELECTRIC | 144500 | https://pim-kvc.soneparsea.com:3443/PictureServer/default.aspx/schneider-ATV610D37N4_Image1.jpg?A3889C9397807479A2A1C7A8BAA5959DB4AAC672938B866A817598788985649399B2B5ACB7685E9EC0AC | https://pim-kvc.soneparsea.com:3443/PictureServer/default.aspx/schneider-atv610d37n4.pdf?A3889C9397807479A2A1C7A8BAA5959DB4AAC672B3ABA66A8175B87889A56462C0A9BA | ALTIVAR 610 VARIABLE SPEED DRIVE IP20 37KW 380/414V | IP 20 frequency inverter for three-phase asynchronous motors, specially designed for pump and fan applications in the following market segments: Water & Wastewater, Oil & Gas, building management and energy plant. | Mains frequency | 50/60 Hz
| 45 | Automation and Control | Motors and Drives | Drives | ALTIVAR 610 VARIABLE SPEED DRIVE IP20 37KW 380/414V | 2224626 | ATV610D37N4 | SCHNEIDER ELECTRIC | 144500 | https://pim-kvc.soneparsea.com:3443/PictureServer/default.aspx/schneider-ATV610D37N4_Image1.jpg?A3889C9397807479A2A1C7A8BAA5959DB4AAC672938B866A817598788985649399B2B5ACB7685E9EC0AC | https://pim-kvc.soneparsea.com:3443/PictureServer/default.aspx/schneider-atv610d37n4.pdf?A3889C9397807479A2A1C7A8BAA5959DB4AAC672B3ABA66A8175B87889A56462C0A9BA | ALTIVAR 610 VARIABLE SPEED DRIVE IP20 37KW 380/414V | IP 20 frequency inverter for three-phase asynchronous motors, specially designed for pump and fan applications in the following market segments: Water & Wastewater, Oil & Gas, building management and energy plant. | Max. output frequency | 500Hz
| 45 | Automation and Control | Motors and Drives | Drives | ALTIVAR 610 VARIABLE SPEED DRIVE IP20 37KW 380/414V | 2224626 | ATV610D37N4 | SCHNEIDER ELECTRIC | 144500 | https://pim-kvc.soneparsea.com:3443/PictureServer/default.aspx/schneider-ATV610D37N4_Image1.jpg?A3889C9397807479A2A1C7A8BAA5959DB4AAC672938B866A817598788985649399B2B5ACB7685E9EC0AC | https://pim-kvc.soneparsea.com:3443/PictureServer/default.aspx/schneider-atv610d37n4.pdf?A3889C9397807479A2A1C7A8BAA5959DB4AAC672B3ABA66A8175B87889A56462C0A9BA | ALTIVAR 610 VARIABLE SPEED DRIVE IP20 37KW 380/414V | IP 20 frequency inverter for three-phase asynchronous motors, specially designed for pump and fan applications in the following market segments: Water & Wastewater, Oil & Gas, building management and energy plant. | Nominal output current I2N | 74.5A
| 45 | Automation and Control | Motors and Drives | Drives | ALTIVAR 610 VARIABLE SPEED DRIVE IP20 37KW 380/414V | 2224626 | ATV610D37N4 | SCHNEIDER ELECTRIC | 144500 | https://pim-kvc.soneparsea.com:3443/PictureServer/default.aspx/schneider-ATV610D37N4_Image1.jpg?A3889C9397807479A2A1C7A8BAA5959DB4AAC672938B866A817598788985649399B2B5ACB7685E9EC0AC | https://pim-kvc.soneparsea.com:3443/PictureServer/default.aspx/schneider-atv610d37n4.pdf?A3889C9397807479A2A1C7A8BAA5959DB4AAC672B3ABA66A8175B87889A56462C0A9BA | ALTIVAR 610 VARIABLE SPEED DRIVE IP20 37KW 380/414V | IP 20 frequency inverter for three-phase asynchronous motors, specially designed for pump and fan applications in the following market segments: Water & Wastewater, Oil & Gas, building management and energy plant. | Max. output at quadratic load at rated output voltage | 37kW
| 45 | Automation and Control | Motors and Drives | Drives | ALTIVAR 610 VARIABLE SPEED DRIVE IP20 37KW 380/414V | 2224626 | ATV610D37N4 | SCHNEIDER ELECTRIC | 144500 | https://pim-kvc.soneparsea.com:3443/PictureServer/default.aspx/schneider-ATV610D37N4_Image1.jpg?A3889C9397807479A2A1C7A8BAA5959DB4AAC672938B866A817598788985649399B2B5ACB7685E9EC0AC | https://pim-kvc.soneparsea.com:3443/PictureServer/default.aspx/schneider-atv610d37n4.pdf?A3889C9397807479A2A1C7A8BAA5959DB4AAC672B3ABA66A8175B87889A56462C0A9BA | ALTIVAR 610 VARIABLE SPEED DRIVE IP20 37KW 380/414V | IP 20 frequency inverter for three-phase asynchronous motors, specially designed for pump and fan applications in the following market segments: Water & Wastewater, Oil & Gas, building management and energy plant. | Degree of protection (IP) | IP20
| 45 | Automation and Control | Motors and Drives | Drives | ALTIVAR 610 VARIABLE SPEED DRIVE IP20 37KW 380/414V | 2224626 | ATV610D37N4 | SCHNEIDER ELECTRIC | 144500 | https://pim-kvc.soneparsea.com:3443/PictureServer/default.aspx/schneider-ATV610D37N4_Image1.jpg?A3889C9397807479A2A1C7A8BAA5959DB4AAC672938B866A817598788985649399B2B5ACB7685E9EC0AC | https://pim-kvc.soneparsea.com:3443/PictureServer/default.aspx/schneider-atv610d37n4.pdf?A3889C9397807479A2A1C7A8BAA5959DB4AAC672B3ABA66A8175B87889A56462C0A9BA | ALTIVAR 610 VARIABLE SPEED DRIVE IP20 37KW 380/414V | IP 20 frequency inverter for three-phase asynchronous motors, specially designed for pump and fan applications in the following market segments: Water & Wastewater, Oil & Gas, building management and energy plant. | Height | 613mm
| 45 | Automation and Control | Motors and Drives | Drives | ALTIVAR 610 VARIABLE SPEED DRIVE IP20 37KW 380/414V | 2224626 | ATV610D37N4 | SCHNEIDER ELECTRIC | 144500 | https://pim-kvc.soneparsea.com:3443/PictureServer/default.aspx/schneider-ATV610D37N4_Image1.jpg?A3889C9397807479A2A1C7A8BAA5959DB4AAC672938B866A817598788985649399B2B5ACB7685E9EC0AC | https://pim-kvc.soneparsea.com:3443/PictureServer/default.aspx/schneider-atv610d37n4.pdf?A3889C9397807479A2A1C7A8BAA5959DB4AAC672B3ABA66A8175B87889A56462C0A9BA | ALTIVAR 610 VARIABLE SPEED DRIVE IP20 37KW 380/414V | IP 20 frequency inverter for three-phase asynchronous motors, specially designed for pump and fan applications in the following market segments: Water & Wastewater, Oil & Gas, building management and energy plant. | Width | 226mm
| 45 | Automation and Control | Motors and Drives | Drives | ALTIVAR 610 VARIABLE SPEED DRIVE IP20 37KW 380/414V | 2224626 | ATV610D37N4 | SCHNEIDER ELECTRIC | 144500 | https://pim-kvc.soneparsea.com:3443/PictureServer/default.aspx/schneider-ATV610D37N4_Image1.jpg?A3889C9397807479A2A1C7A8BAA5959DB4AAC672938B866A817598788985649399B2B5ACB7685E9EC0AC | https://pim-kvc.soneparsea.com:3443/PictureServer/default.aspx/schneider-atv610d37n4.pdf?A3889C9397807479A2A1C7A8BAA5959DB4AAC672B3ABA66A8175B87889A56462C0A9BA | ALTIVAR 610 VARIABLE SPEED DRIVE IP20 37KW 380/414V | IP 20 frequency inverter for three-phase asynchronous motors, specially designed for pump and fan applications in the following market segments: Water & Wastewater, Oil & Gas, building management and energy plant. | Depth | 271mm
| 46 | Automation and Control | Motors and Drives | Drives | ALTIVAR 320 VARIABLE SPEED DRIVE 200..240V 0.18KW | 2224795 | ATV320U02M2C | SCHNEIDER ELECTRIC | 13900 | https://pim-kvc.soneparsea.com:3443/PictureServer/default.aspx/schneider-ATV320U02M2C_Image1.jpg?A3889C9397807479A2A1C7A8BAA5959DB4AAC672938B86678275A97584846277AF8EC1A6B99C6162BAB5BB | https://pim-kvc.soneparsea.com:3443/PictureServer/default.aspx/schneider-ATV320U02M2C-datasheet1.pdf?A3889C9397807479A2A1C7A8BAA5959DB4AAC672938B86678275A975848462777DA9B5B9B3AA9899B5B98573C29B96 | ALTIVAR 320 VARIABLE SPEED DRIVE 200..240V 0.18KW W/EMC FILTER | This Schneider Electric Altivar 320 variable speed drive / inverter can feed single-phase synchronous and asynchronous power motors with a rated power up to 0.18 kilowatts / 0.25 horsepower and a rated voltage from 200 to 240Vac. This variable speed / frequency drive (VSD / VFD) is designed for simple industry and commercial machinery, such as packaging, material handling machinery, mechanical actuators and lifting equipment. Its compact form factor allows for reduction of machine footprint, through vertical stacking of drives in a machine frame. Its advanced connectivity, including CANopen and Modbus, allows deep integration into automation architectures without the use of additional network equipment. | Mains voltage | 200...240V
| 46 | Automation and Control | Motors and Drives | Drives | ALTIVAR 320 VARIABLE SPEED DRIVE 200..240V 0.18KW | 2224795 | ATV320U02M2C | SCHNEIDER ELECTRIC | 13900 | https://pim-kvc.soneparsea.com:3443/PictureServer/default.aspx/schneider-ATV320U02M2C_Image1.jpg?A3889C9397807479A2A1C7A8BAA5959DB4AAC672938B86678275A97584846277AF8EC1A6B99C6162BAB5BB | https://pim-kvc.soneparsea.com:3443/PictureServer/default.aspx/schneider-ATV320U02M2C-datasheet1.pdf?A3889C9397807479A2A1C7A8BAA5959DB4AAC672938B86678275A975848462777DA9B5B9B3AA9899B5B98573C29B96 | ALTIVAR 320 VARIABLE SPEED DRIVE 200..240V 0.18KW W/EMC FILTER | This Schneider Electric Altivar 320 variable speed drive / inverter can feed single-phase synchronous and asynchronous power motors with a rated power up to 0.18 kilowatts / 0.25 horsepower and a rated voltage from 200 to 240Vac. This variable speed / frequency drive (VSD / VFD) is designed for simple industry and commercial machinery, such as packaging, material handling machinery, mechanical actuators and lifting equipment. Its compact form factor allows for reduction of machine footprint, through vertical stacking of drives in a machine frame. Its advanced connectivity, including CANopen and Modbus, allows deep integration into automation architectures without the use of additional network equipment. | Mains frequency | 50/60 Hz
| 46 | Automation and Control | Motors and Drives | Drives | ALTIVAR 320 VARIABLE SPEED DRIVE 200..240V 0.18KW | 2224795 | ATV320U02M2C | SCHNEIDER ELECTRIC | 13900 | https://pim-kvc.soneparsea.com:3443/PictureServer/default.aspx/schneider-ATV320U02M2C_Image1.jpg?A3889C9397807479A2A1C7A8BAA5959DB4AAC672938B86678275A97584846277AF8EC1A6B99C6162BAB5BB | https://pim-kvc.soneparsea.com:3443/PictureServer/default.aspx/schneider-ATV320U02M2C-datasheet1.pdf?A3889C9397807479A2A1C7A8BAA5959DB4AAC672938B86678275A975848462777DA9B5B9B3AA9899B5B98573C29B96 | ALTIVAR 320 VARIABLE SPEED DRIVE 200..240V 0.18KW W/EMC FILTER | This Schneider Electric Altivar 320 variable speed drive / inverter can feed single-phase synchronous and asynchronous power motors with a rated power up to 0.18 kilowatts / 0.25 horsepower and a rated voltage from 200 to 240Vac. This variable speed / frequency drive (VSD / VFD) is designed for simple industry and commercial machinery, such as packaging, material handling machinery, mechanical actuators and lifting equipment. Its compact form factor allows for reduction of machine footprint, through vertical stacking of drives in a machine frame. Its advanced connectivity, including CANopen and Modbus, allows deep integration into automation architectures without the use of additional network equipment. | Number of phases input | 1
| 46 | Automation and Control | Motors and Drives | Drives | ALTIVAR 320 VARIABLE SPEED DRIVE 200..240V 0.18KW | 2224795 | ATV320U02M2C | SCHNEIDER ELECTRIC | 13900 | https://pim-kvc.soneparsea.com:3443/PictureServer/default.aspx/schneider-ATV320U02M2C_Image1.jpg?A3889C9397807479A2A1C7A8BAA5959DB4AAC672938B86678275A97584846277AF8EC1A6B99C6162BAB5BB | https://pim-kvc.soneparsea.com:3443/PictureServer/default.aspx/schneider-ATV320U02M2C-datasheet1.pdf?A3889C9397807479A2A1C7A8BAA5959DB4AAC672938B86678275A975848462777DA9B5B9B3AA9899B5B98573C29B96 | ALTIVAR 320 VARIABLE SPEED DRIVE 200..240V 0.18KW W/EMC FILTER | This Schneider Electric Altivar 320 variable speed drive / inverter can feed single-phase synchronous and asynchronous power motors with a rated power up to 0.18 kilowatts / 0.25 horsepower and a rated voltage from 200 to 240Vac. This variable speed / frequency drive (VSD / VFD) is designed for simple industry and commercial machinery, such as packaging, material handling machinery, mechanical actuators and lifting equipment. Its compact form factor allows for reduction of machine footprint, through vertical stacking of drives in a machine frame. Its advanced connectivity, including CANopen and Modbus, allows deep integration into automation architectures without the use of additional network equipment. | Number of phases output | 3
| 46 | Automation and Control | Motors and Drives | Drives | ALTIVAR 320 VARIABLE SPEED DRIVE 200..240V 0.18KW | 2224795 | ATV320U02M2C | SCHNEIDER ELECTRIC | 13900 | https://pim-kvc.soneparsea.com:3443/PictureServer/default.aspx/schneider-ATV320U02M2C_Image1.jpg?A3889C9397807479A2A1C7A8BAA5959DB4AAC672938B86678275A97584846277AF8EC1A6B99C6162BAB5BB | https://pim-kvc.soneparsea.com:3443/PictureServer/default.aspx/schneider-ATV320U02M2C-datasheet1.pdf?A3889C9397807479A2A1C7A8BAA5959DB4AAC672938B86678275A975848462777DA9B5B9B3AA9899B5B98573C29B96 | ALTIVAR 320 VARIABLE SPEED DRIVE 200..240V 0.18KW W/EMC FILTER | This Schneider Electric Altivar 320 variable speed drive / inverter can feed single-phase synchronous and asynchronous power motors with a rated power up to 0.18 kilowatts / 0.25 horsepower and a rated voltage from 200 to 240Vac. This variable speed / frequency drive (VSD / VFD) is designed for simple industry and commercial machinery, such as packaging, material handling machinery, mechanical actuators and lifting equipment. Its compact form factor allows for reduction of machine footprint, through vertical stacking of drives in a machine frame. Its advanced connectivity, including CANopen and Modbus, allows deep integration into automation architectures without the use of additional network equipment. | Max. output frequency | 599Hz
| 46 | Automation and Control | Motors and Drives | Drives | ALTIVAR 320 VARIABLE SPEED DRIVE 200..240V 0.18KW | 2224795 | ATV320U02M2C | SCHNEIDER ELECTRIC | 13900 | https://pim-kvc.soneparsea.com:3443/PictureServer/default.aspx/schneider-ATV320U02M2C_Image1.jpg?A3889C9397807479A2A1C7A8BAA5959DB4AAC672938B86678275A97584846277AF8EC1A6B99C6162BAB5BB | https://pim-kvc.soneparsea.com:3443/PictureServer/default.aspx/schneider-ATV320U02M2C-datasheet1.pdf?A3889C9397807479A2A1C7A8BAA5959DB4AAC672938B86678275A975848462777DA9B5B9B3AA9899B5B98573C29B96 | ALTIVAR 320 VARIABLE SPEED DRIVE 200..240V 0.18KW W/EMC FILTER | This Schneider Electric Altivar 320 variable speed drive / inverter can feed single-phase synchronous and asynchronous power motors with a rated power up to 0.18 kilowatts / 0.25 horsepower and a rated voltage from 200 to 240Vac. This variable speed / frequency drive (VSD / VFD) is designed for simple industry and commercial machinery, such as packaging, material handling machinery, mechanical actuators and lifting equipment. Its compact form factor allows for reduction of machine footprint, through vertical stacking of drives in a machine frame. Its advanced connectivity, including CANopen and Modbus, allows deep integration into automation architectures without the use of additional network equipment. | Max. output voltage | 240V
| 46 | Automation and Control | Motors and Drives | Drives | ALTIVAR 320 VARIABLE SPEED DRIVE 200..240V 0.18KW | 2224795 | ATV320U02M2C | SCHNEIDER ELECTRIC | 13900 | https://pim-kvc.soneparsea.com:3443/PictureServer/default.aspx/schneider-ATV320U02M2C_Image1.jpg?A3889C9397807479A2A1C7A8BAA5959DB4AAC672938B86678275A97584846277AF8EC1A6B99C6162BAB5BB | https://pim-kvc.soneparsea.com:3443/PictureServer/default.aspx/schneider-ATV320U02M2C-datasheet1.pdf?A3889C9397807479A2A1C7A8BAA5959DB4AAC672938B86678275A975848462777DA9B5B9B3AA9899B5B98573C29B96 | ALTIVAR 320 VARIABLE SPEED DRIVE 200..240V 0.18KW W/EMC FILTER | This Schneider Electric Altivar 320 variable speed drive / inverter can feed single-phase synchronous and asynchronous power motors with a rated power up to 0.18 kilowatts / 0.25 horsepower and a rated voltage from 200 to 240Vac. This variable speed / frequency drive (VSD / VFD) is designed for simple industry and commercial machinery, such as packaging, material handling machinery, mechanical actuators and lifting equipment. Its compact form factor allows for reduction of machine footprint, through vertical stacking of drives in a machine frame. Its advanced connectivity, including CANopen and Modbus, allows deep integration into automation architectures without the use of additional network equipment. | Nominal output current I2N | 1.5A
| 46 | Automation and Control | Motors and Drives | Drives | ALTIVAR 320 VARIABLE SPEED DRIVE 200..240V 0.18KW | 2224795 | ATV320U02M2C | SCHNEIDER ELECTRIC | 13900 | https://pim-kvc.soneparsea.com:3443/PictureServer/default.aspx/schneider-ATV320U02M2C_Image1.jpg?A3889C9397807479A2A1C7A8BAA5959DB4AAC672938B86678275A97584846277AF8EC1A6B99C6162BAB5BB | https://pim-kvc.soneparsea.com:3443/PictureServer/default.aspx/schneider-ATV320U02M2C-datasheet1.pdf?A3889C9397807479A2A1C7A8BAA5959DB4AAC672938B86678275A975848462777DA9B5B9B3AA9899B5B98573C29B96 | ALTIVAR 320 VARIABLE SPEED DRIVE 200..240V 0.18KW W/EMC FILTER | This Schneider Electric Altivar 320 variable speed drive / inverter can feed single-phase synchronous and asynchronous power motors with a rated power up to 0.18 kilowatts / 0.25 horsepower and a rated voltage from 200 to 240Vac. This variable speed / frequency drive (VSD / VFD) is designed for simple industry and commercial machinery, such as packaging, material handling machinery, mechanical actuators and lifting equipment. Its compact form factor allows for reduction of machine footprint, through vertical stacking of drives in a machine frame. Its advanced connectivity, including CANopen and Modbus, allows deep integration into automation architectures without the use of additional network equipment. | Max. output at quadratic load at rated output voltage | 0.18kW
| 46 | Automation and Control | Motors and Drives | Drives | ALTIVAR 320 VARIABLE SPEED DRIVE 200..240V 0.18KW | 2224795 | ATV320U02M2C | SCHNEIDER ELECTRIC | 13900 | https://pim-kvc.soneparsea.com:3443/PictureServer/default.aspx/schneider-ATV320U02M2C_Image1.jpg?A3889C9397807479A2A1C7A8BAA5959DB4AAC672938B86678275A97584846277AF8EC1A6B99C6162BAB5BB | https://pim-kvc.soneparsea.com:3443/PictureServer/default.aspx/schneider-ATV320U02M2C-datasheet1.pdf?A3889C9397807479A2A1C7A8BAA5959DB4AAC672938B86678275A975848462777DA9B5B9B3AA9899B5B98573C29B96 | ALTIVAR 320 VARIABLE SPEED DRIVE 200..240V 0.18KW W/EMC FILTER | This Schneider Electric Altivar 320 variable speed drive / inverter can feed single-phase synchronous and asynchronous power motors with a rated power up to 0.18 kilowatts / 0.25 horsepower and a rated voltage from 200 to 240Vac. This variable speed / frequency drive (VSD / VFD) is designed for simple industry and commercial machinery, such as packaging, material handling machinery, mechanical actuators and lifting equipment. Its compact form factor allows for reduction of machine footprint, through vertical stacking of drives in a machine frame. Its advanced connectivity, including CANopen and Modbus, allows deep integration into automation architectures without the use of additional network equipment. | Max. output at linear load at rated output voltage | 0.18kW
| 46 | Automation and Control | Motors and Drives | Drives | ALTIVAR 320 VARIABLE SPEED DRIVE 200..240V 0.18KW | 2224795 | ATV320U02M2C | SCHNEIDER ELECTRIC | 13900 | https://pim-kvc.soneparsea.com:3443/PictureServer/default.aspx/schneider-ATV320U02M2C_Image1.jpg?A3889C9397807479A2A1C7A8BAA5959DB4AAC672938B86678275A97584846277AF8EC1A6B99C6162BAB5BB | https://pim-kvc.soneparsea.com:3443/PictureServer/default.aspx/schneider-ATV320U02M2C-datasheet1.pdf?A3889C9397807479A2A1C7A8BAA5959DB4AAC672938B86678275A975848462777DA9B5B9B3AA9899B5B98573C29B96 | ALTIVAR 320 VARIABLE SPEED DRIVE 200..240V 0.18KW W/EMC FILTER | This Schneider Electric Altivar 320 variable speed drive / inverter can feed single-phase synchronous and asynchronous power motors with a rated power up to 0.18 kilowatts / 0.25 horsepower and a rated voltage from 200 to 240Vac. This variable speed / frequency drive (VSD / VFD) is designed for simple industry and commercial machinery, such as packaging, material handling machinery, mechanical actuators and lifting equipment. Its compact form factor allows for reduction of machine footprint, through vertical stacking of drives in a machine frame. Its advanced connectivity, including CANopen and Modbus, allows deep integration into automation architectures without the use of additional network equipment. | Relative symmetric net frequency tolerance | 5%
| 46 | Automation and Control | Motors and Drives | Drives | ALTIVAR 320 VARIABLE SPEED DRIVE 200..240V 0.18KW | 2224795 | ATV320U02M2C | SCHNEIDER ELECTRIC | 13900 | https://pim-kvc.soneparsea.com:3443/PictureServer/default.aspx/schneider-ATV320U02M2C_Image1.jpg?A3889C9397807479A2A1C7A8BAA5959DB4AAC672938B86678275A97584846277AF8EC1A6B99C6162BAB5BB | https://pim-kvc.soneparsea.com:3443/PictureServer/default.aspx/schneider-ATV320U02M2C-datasheet1.pdf?A3889C9397807479A2A1C7A8BAA5959DB4AAC672938B86678275A975848462777DA9B5B9B3AA9899B5B98573C29B96 | ALTIVAR 320 VARIABLE SPEED DRIVE 200..240V 0.18KW W/EMC FILTER | This Schneider Electric Altivar 320 variable speed drive / inverter can feed single-phase synchronous and asynchronous power motors with a rated power up to 0.18 kilowatts / 0.25 horsepower and a rated voltage from 200 to 240Vac. This variable speed / frequency drive (VSD / VFD) is designed for simple industry and commercial machinery, such as packaging, material handling machinery, mechanical actuators and lifting equipment. Its compact form factor allows for reduction of machine footprint, through vertical stacking of drives in a machine frame. Its advanced connectivity, including CANopen and Modbus, allows deep integration into automation architectures without the use of additional network equipment. | Relative symmetric net voltage tolerance | 10%
| 46 | Automation and Control | Motors and Drives | Drives | ALTIVAR 320 VARIABLE SPEED DRIVE 200..240V 0.18KW | 2224795 | ATV320U02M2C | SCHNEIDER ELECTRIC | 13900 | https://pim-kvc.soneparsea.com:3443/PictureServer/default.aspx/schneider-ATV320U02M2C_Image1.jpg?A3889C9397807479A2A1C7A8BAA5959DB4AAC672938B86678275A97584846277AF8EC1A6B99C6162BAB5BB | https://pim-kvc.soneparsea.com:3443/PictureServer/default.aspx/schneider-ATV320U02M2C-datasheet1.pdf?A3889C9397807479A2A1C7A8BAA5959DB4AAC672938B86678275A975848462777DA9B5B9B3AA9899B5B98573C29B96 | ALTIVAR 320 VARIABLE SPEED DRIVE 200..240V 0.18KW W/EMC FILTER | This Schneider Electric Altivar 320 variable speed drive / inverter can feed single-phase synchronous and asynchronous power motors with a rated power up to 0.18 kilowatts / 0.25 horsepower and a rated voltage from 200 to 240Vac. This variable speed / frequency drive (VSD / VFD) is designed for simple industry and commercial machinery, such as packaging, material handling machinery, mechanical actuators and lifting equipment. Its compact form factor allows for reduction of machine footprint, through vertical stacking of drives in a machine frame. Its advanced connectivity, including CANopen and Modbus, allows deep integration into automation architectures without the use of additional network equipment. | Number of analogue outputs | 1
| 46 | Automation and Control | Motors and Drives | Drives | ALTIVAR 320 VARIABLE SPEED DRIVE 200..240V 0.18KW | 2224795 | ATV320U02M2C | SCHNEIDER ELECTRIC | 13900 | https://pim-kvc.soneparsea.com:3443/PictureServer/default.aspx/schneider-ATV320U02M2C_Image1.jpg?A3889C9397807479A2A1C7A8BAA5959DB4AAC672938B86678275A97584846277AF8EC1A6B99C6162BAB5BB | https://pim-kvc.soneparsea.com:3443/PictureServer/default.aspx/schneider-ATV320U02M2C-datasheet1.pdf?A3889C9397807479A2A1C7A8BAA5959DB4AAC672938B86678275A975848462777DA9B5B9B3AA9899B5B98573C29B96 | ALTIVAR 320 VARIABLE SPEED DRIVE 200..240V 0.18KW W/EMC FILTER | This Schneider Electric Altivar 320 variable speed drive / inverter can feed single-phase synchronous and asynchronous power motors with a rated power up to 0.18 kilowatts / 0.25 horsepower and a rated voltage from 200 to 240Vac. This variable speed / frequency drive (VSD / VFD) is designed for simple industry and commercial machinery, such as packaging, material handling machinery, mechanical actuators and lifting equipment. Its compact form factor allows for reduction of machine footprint, through vertical stacking of drives in a machine frame. Its advanced connectivity, including CANopen and Modbus, allows deep integration into automation architectures without the use of additional network equipment. | Number of analogue inputs | 3
| 46 | Automation and Control | Motors and Drives | Drives | ALTIVAR 320 VARIABLE SPEED DRIVE 200..240V 0.18KW | 2224795 | ATV320U02M2C | SCHNEIDER ELECTRIC | 13900 | https://pim-kvc.soneparsea.com:3443/PictureServer/default.aspx/schneider-ATV320U02M2C_Image1.jpg?A3889C9397807479A2A1C7A8BAA5959DB4AAC672938B86678275A97584846277AF8EC1A6B99C6162BAB5BB | https://pim-kvc.soneparsea.com:3443/PictureServer/default.aspx/schneider-ATV320U02M2C-datasheet1.pdf?A3889C9397807479A2A1C7A8BAA5959DB4AAC672938B86678275A975848462777DA9B5B9B3AA9899B5B98573C29B96 | ALTIVAR 320 VARIABLE SPEED DRIVE 200..240V 0.18KW W/EMC FILTER | This Schneider Electric Altivar 320 variable speed drive / inverter can feed single-phase synchronous and asynchronous power motors with a rated power up to 0.18 kilowatts / 0.25 horsepower and a rated voltage from 200 to 240Vac. This variable speed / frequency drive (VSD / VFD) is designed for simple industry and commercial machinery, such as packaging, material handling machinery, mechanical actuators and lifting equipment. Its compact form factor allows for reduction of machine footprint, through vertical stacking of drives in a machine frame. Its advanced connectivity, including CANopen and Modbus, allows deep integration into automation architectures without the use of additional network equipment. | Number of digital outputs | 1
| 46 | Automation and Control | Motors and Drives | Drives | ALTIVAR 320 VARIABLE SPEED DRIVE 200..240V 0.18KW | 2224795 | ATV320U02M2C | SCHNEIDER ELECTRIC | 13900 | https://pim-kvc.soneparsea.com:3443/PictureServer/default.aspx/schneider-ATV320U02M2C_Image1.jpg?A3889C9397807479A2A1C7A8BAA5959DB4AAC672938B86678275A97584846277AF8EC1A6B99C6162BAB5BB | https://pim-kvc.soneparsea.com:3443/PictureServer/default.aspx/schneider-ATV320U02M2C-datasheet1.pdf?A3889C9397807479A2A1C7A8BAA5959DB4AAC672938B86678275A975848462777DA9B5B9B3AA9899B5B98573C29B96 | ALTIVAR 320 VARIABLE SPEED DRIVE 200..240V 0.18KW W/EMC FILTER | This Schneider Electric Altivar 320 variable speed drive / inverter can feed single-phase synchronous and asynchronous power motors with a rated power up to 0.18 kilowatts / 0.25 horsepower and a rated voltage from 200 to 240Vac. This variable speed / frequency drive (VSD / VFD) is designed for simple industry and commercial machinery, such as packaging, material handling machinery, mechanical actuators and lifting equipment. Its compact form factor allows for reduction of machine footprint, through vertical stacking of drives in a machine frame. Its advanced connectivity, including CANopen and Modbus, allows deep integration into automation architectures without the use of additional network equipment. | Number of digital inputs | 6
| 46 | Automation and Control | Motors and Drives | Drives | ALTIVAR 320 VARIABLE SPEED DRIVE 200..240V 0.18KW | 2224795 | ATV320U02M2C | SCHNEIDER ELECTRIC | 13900 | https://pim-kvc.soneparsea.com:3443/PictureServer/default.aspx/schneider-ATV320U02M2C_Image1.jpg?A3889C9397807479A2A1C7A8BAA5959DB4AAC672938B86678275A97584846277AF8EC1A6B99C6162BAB5BB | https://pim-kvc.soneparsea.com:3443/PictureServer/default.aspx/schneider-ATV320U02M2C-datasheet1.pdf?A3889C9397807479A2A1C7A8BAA5959DB4AAC672938B86678275A975848462777DA9B5B9B3AA9899B5B98573C29B96 | ALTIVAR 320 VARIABLE SPEED DRIVE 200..240V 0.18KW W/EMC FILTER | This Schneider Electric Altivar 320 variable speed drive / inverter can feed single-phase synchronous and asynchronous power motors with a rated power up to 0.18 kilowatts / 0.25 horsepower and a rated voltage from 200 to 240Vac. This variable speed / frequency drive (VSD / VFD) is designed for simple industry and commercial machinery, such as packaging, material handling machinery, mechanical actuators and lifting equipment. Its compact form factor allows for reduction of machine footprint, through vertical stacking of drives in a machine frame. Its advanced connectivity, including CANopen and Modbus, allows deep integration into automation architectures without the use of additional network equipment. | With control element | yes
| 46 | Automation and Control | Motors and Drives | Drives | ALTIVAR 320 VARIABLE SPEED DRIVE 200..240V 0.18KW | 2224795 | ATV320U02M2C | SCHNEIDER ELECTRIC | 13900 | https://pim-kvc.soneparsea.com:3443/PictureServer/default.aspx/schneider-ATV320U02M2C_Image1.jpg?A3889C9397807479A2A1C7A8BAA5959DB4AAC672938B86678275A97584846277AF8EC1A6B99C6162BAB5BB | https://pim-kvc.soneparsea.com:3443/PictureServer/default.aspx/schneider-ATV320U02M2C-datasheet1.pdf?A3889C9397807479A2A1C7A8BAA5959DB4AAC672938B86678275A975848462777DA9B5B9B3AA9899B5B98573C29B96 | ALTIVAR 320 VARIABLE SPEED DRIVE 200..240V 0.18KW W/EMC FILTER | This Schneider Electric Altivar 320 variable speed drive / inverter can feed single-phase synchronous and asynchronous power motors with a rated power up to 0.18 kilowatts / 0.25 horsepower and a rated voltage from 200 to 240Vac. This variable speed / frequency drive (VSD / VFD) is designed for simple industry and commercial machinery, such as packaging, material handling machinery, mechanical actuators and lifting equipment. Its compact form factor allows for reduction of machine footprint, through vertical stacking of drives in a machine frame. Its advanced connectivity, including CANopen and Modbus, allows deep integration into automation architectures without the use of additional network equipment. | Application in industrial area permitted | yes
| 46 | Automation and Control | Motors and Drives | Drives | ALTIVAR 320 VARIABLE SPEED DRIVE 200..240V 0.18KW | 2224795 | ATV320U02M2C | SCHNEIDER ELECTRIC | 13900 | https://pim-kvc.soneparsea.com:3443/PictureServer/default.aspx/schneider-ATV320U02M2C_Image1.jpg?A3889C9397807479A2A1C7A8BAA5959DB4AAC672938B86678275A97584846277AF8EC1A6B99C6162BAB5BB | https://pim-kvc.soneparsea.com:3443/PictureServer/default.aspx/schneider-ATV320U02M2C-datasheet1.pdf?A3889C9397807479A2A1C7A8BAA5959DB4AAC672938B86678275A975848462777DA9B5B9B3AA9899B5B98573C29B96 | ALTIVAR 320 VARIABLE SPEED DRIVE 200..240V 0.18KW W/EMC FILTER | This Schneider Electric Altivar 320 variable speed drive / inverter can feed single-phase synchronous and asynchronous power motors with a rated power up to 0.18 kilowatts / 0.25 horsepower and a rated voltage from 200 to 240Vac. This variable speed / frequency drive (VSD / VFD) is designed for simple industry and commercial machinery, such as packaging, material handling machinery, mechanical actuators and lifting equipment. Its compact form factor allows for reduction of machine footprint, through vertical stacking of drives in a machine frame. Its advanced connectivity, including CANopen and Modbus, allows deep integration into automation architectures without the use of additional network equipment. | Application in domestic- and commercial area permitted | yes
| 46 | Automation and Control | Motors and Drives | Drives | ALTIVAR 320 VARIABLE SPEED DRIVE 200..240V 0.18KW | 2224795 | ATV320U02M2C | SCHNEIDER ELECTRIC | 13900 | https://pim-kvc.soneparsea.com:3443/PictureServer/default.aspx/schneider-ATV320U02M2C_Image1.jpg?A3889C9397807479A2A1C7A8BAA5959DB4AAC672938B86678275A97584846277AF8EC1A6B99C6162BAB5BB | https://pim-kvc.soneparsea.com:3443/PictureServer/default.aspx/schneider-ATV320U02M2C-datasheet1.pdf?A3889C9397807479A2A1C7A8BAA5959DB4AAC672938B86678275A975848462777DA9B5B9B3AA9899B5B98573C29B96 | ALTIVAR 320 VARIABLE SPEED DRIVE 200..240V 0.18KW W/EMC FILTER | This Schneider Electric Altivar 320 variable speed drive / inverter can feed single-phase synchronous and asynchronous power motors with a rated power up to 0.18 kilowatts / 0.25 horsepower and a rated voltage from 200 to 240Vac. This variable speed / frequency drive (VSD / VFD) is designed for simple industry and commercial machinery, such as packaging, material handling machinery, mechanical actuators and lifting equipment. Its compact form factor allows for reduction of machine footprint, through vertical stacking of drives in a machine frame. Its advanced connectivity, including CANopen and Modbus, allows deep integration into automation architectures without the use of additional network equipment. | Supporting protocol for TCP/IP | no
| 46 | Automation and Control | Motors and Drives | Drives | ALTIVAR 320 VARIABLE SPEED DRIVE 200..240V 0.18KW | 2224795 | ATV320U02M2C | SCHNEIDER ELECTRIC | 13900 | https://pim-kvc.soneparsea.com:3443/PictureServer/default.aspx/schneider-ATV320U02M2C_Image1.jpg?A3889C9397807479A2A1C7A8BAA5959DB4AAC672938B86678275A97584846277AF8EC1A6B99C6162BAB5BB | https://pim-kvc.soneparsea.com:3443/PictureServer/default.aspx/schneider-ATV320U02M2C-datasheet1.pdf?A3889C9397807479A2A1C7A8BAA5959DB4AAC672938B86678275A975848462777DA9B5B9B3AA9899B5B98573C29B96 | ALTIVAR 320 VARIABLE SPEED DRIVE 200..240V 0.18KW W/EMC FILTER | This Schneider Electric Altivar 320 variable speed drive / inverter can feed single-phase synchronous and asynchronous power motors with a rated power up to 0.18 kilowatts / 0.25 horsepower and a rated voltage from 200 to 240Vac. This variable speed / frequency drive (VSD / VFD) is designed for simple industry and commercial machinery, such as packaging, material handling machinery, mechanical actuators and lifting equipment. Its compact form factor allows for reduction of machine footprint, through vertical stacking of drives in a machine frame. Its advanced connectivity, including CANopen and Modbus, allows deep integration into automation architectures without the use of additional network equipment. | Supporting protocol for PROFIBUS | yes
| 47 | Automation and Control | Motors and Drives | Drives | ALTIVAR 320 VARIABLE SPEED DRIVE 200..240V 1.5KW | 2224800 | ATV320U15M2C | SCHNEIDER ELECTRIC | 21300 | https://pim-kvc.soneparsea.com:3443/PictureServer/default.aspx/schneider-ATV320U15M2C_Image1.jpg?A3889C9397807479A2A1C7A8BAA5959DB4AAC672938B86678275A97687846277AF8EC1A6B99C6162BAB5BB | https://pim-kvc.soneparsea.com:3443/PictureServer/default.aspx/schneider-ATV320U15M2C-datasheet1.pdf?A3889C9397807479A2A1C7A8BAA5959DB4AAC672938B86678275A976878462777DA9B5B9B3AA9899B5B98573C29B96 | ALTIVAR 320 VARIABLE SPEED DRIVE 200..240V 1.5KW | This Schneider Electric Altivar 320 variable speed drive / inverter can feed single-phase synchronous and asynchronous power motors with a rated power up to 1.5 kilowatts / 2 horsepower and a rated voltage from 200 to 240Vac. This variable speed / frequency drive (VSD / VFD) is designed for simple industry and commercial machinery, such as packaging, material handling machinery, mechanical actuators and lifting equipment. Its compact form factor allows for reduction of machine footprint, through vertical stacking of drives in a machine frame. Its advanced connectivity, including CANopen and Modbus, allows deep integration into automation architectures without the use of additional network equipment. | Mains voltage | 200...240V
| 47 | Automation and Control | Motors and Drives | Drives | ALTIVAR 320 VARIABLE SPEED DRIVE 200..240V 1.5KW | 2224800 | ATV320U15M2C | SCHNEIDER ELECTRIC | 21300 | https://pim-kvc.soneparsea.com:3443/PictureServer/default.aspx/schneider-ATV320U15M2C_Image1.jpg?A3889C9397807479A2A1C7A8BAA5959DB4AAC672938B86678275A97687846277AF8EC1A6B99C6162BAB5BB | https://pim-kvc.soneparsea.com:3443/PictureServer/default.aspx/schneider-ATV320U15M2C-datasheet1.pdf?A3889C9397807479A2A1C7A8BAA5959DB4AAC672938B86678275A976878462777DA9B5B9B3AA9899B5B98573C29B96 | ALTIVAR 320 VARIABLE SPEED DRIVE 200..240V 1.5KW | This Schneider Electric Altivar 320 variable speed drive / inverter can feed single-phase synchronous and asynchronous power motors with a rated power up to 1.5 kilowatts / 2 horsepower and a rated voltage from 200 to 240Vac. This variable speed / frequency drive (VSD / VFD) is designed for simple industry and commercial machinery, such as packaging, material handling machinery, mechanical actuators and lifting equipment. Its compact form factor allows for reduction of machine footprint, through vertical stacking of drives in a machine frame. Its advanced connectivity, including CANopen and Modbus, allows deep integration into automation architectures without the use of additional network equipment. | Mains frequency | 50/60 Hz
| 47 | Automation and Control | Motors and Drives | Drives | ALTIVAR 320 VARIABLE SPEED DRIVE 200..240V 1.5KW | 2224800 | ATV320U15M2C | SCHNEIDER ELECTRIC | 21300 | https://pim-kvc.soneparsea.com:3443/PictureServer/default.aspx/schneider-ATV320U15M2C_Image1.jpg?A3889C9397807479A2A1C7A8BAA5959DB4AAC672938B86678275A97687846277AF8EC1A6B99C6162BAB5BB | https://pim-kvc.soneparsea.com:3443/PictureServer/default.aspx/schneider-ATV320U15M2C-datasheet1.pdf?A3889C9397807479A2A1C7A8BAA5959DB4AAC672938B86678275A976878462777DA9B5B9B3AA9899B5B98573C29B96 | ALTIVAR 320 VARIABLE SPEED DRIVE 200..240V 1.5KW | This Schneider Electric Altivar 320 variable speed drive / inverter can feed single-phase synchronous and asynchronous power motors with a rated power up to 1.5 kilowatts / 2 horsepower and a rated voltage from 200 to 240Vac. This variable speed / frequency drive (VSD / VFD) is designed for simple industry and commercial machinery, such as packaging, material handling machinery, mechanical actuators and lifting equipment. Its compact form factor allows for reduction of machine footprint, through vertical stacking of drives in a machine frame. Its advanced connectivity, including CANopen and Modbus, allows deep integration into automation architectures without the use of additional network equipment. | Number of phases input | 1
| 47 | Automation and Control | Motors and Drives | Drives | ALTIVAR 320 VARIABLE SPEED DRIVE 200..240V 1.5KW | 2224800 | ATV320U15M2C | SCHNEIDER ELECTRIC | 21300 | https://pim-kvc.soneparsea.com:3443/PictureServer/default.aspx/schneider-ATV320U15M2C_Image1.jpg?A3889C9397807479A2A1C7A8BAA5959DB4AAC672938B86678275A97687846277AF8EC1A6B99C6162BAB5BB | https://pim-kvc.soneparsea.com:3443/PictureServer/default.aspx/schneider-ATV320U15M2C-datasheet1.pdf?A3889C9397807479A2A1C7A8BAA5959DB4AAC672938B86678275A976878462777DA9B5B9B3AA9899B5B98573C29B96 | ALTIVAR 320 VARIABLE SPEED DRIVE 200..240V 1.5KW | This Schneider Electric Altivar 320 variable speed drive / inverter can feed single-phase synchronous and asynchronous power motors with a rated power up to 1.5 kilowatts / 2 horsepower and a rated voltage from 200 to 240Vac. This variable speed / frequency drive (VSD / VFD) is designed for simple industry and commercial machinery, such as packaging, material handling machinery, mechanical actuators and lifting equipment. Its compact form factor allows for reduction of machine footprint, through vertical stacking of drives in a machine frame. Its advanced connectivity, including CANopen and Modbus, allows deep integration into automation architectures without the use of additional network equipment. | Number of phases output | 3
| 47 | Automation and Control | Motors and Drives | Drives | ALTIVAR 320 VARIABLE SPEED DRIVE 200..240V 1.5KW | 2224800 | ATV320U15M2C | SCHNEIDER ELECTRIC | 21300 | https://pim-kvc.soneparsea.com:3443/PictureServer/default.aspx/schneider-ATV320U15M2C_Image1.jpg?A3889C9397807479A2A1C7A8BAA5959DB4AAC672938B86678275A97687846277AF8EC1A6B99C6162BAB5BB | https://pim-kvc.soneparsea.com:3443/PictureServer/default.aspx/schneider-ATV320U15M2C-datasheet1.pdf?A3889C9397807479A2A1C7A8BAA5959DB4AAC672938B86678275A976878462777DA9B5B9B3AA9899B5B98573C29B96 | ALTIVAR 320 VARIABLE SPEED DRIVE 200..240V 1.5KW | This Schneider Electric Altivar 320 variable speed drive / inverter can feed single-phase synchronous and asynchronous power motors with a rated power up to 1.5 kilowatts / 2 horsepower and a rated voltage from 200 to 240Vac. This variable speed / frequency drive (VSD / VFD) is designed for simple industry and commercial machinery, such as packaging, material handling machinery, mechanical actuators and lifting equipment. Its compact form factor allows for reduction of machine footprint, through vertical stacking of drives in a machine frame. Its advanced connectivity, including CANopen and Modbus, allows deep integration into automation architectures without the use of additional network equipment. | Max. output frequency | 599Hz
| 47 | Automation and Control | Motors and Drives | Drives | ALTIVAR 320 VARIABLE SPEED DRIVE 200..240V 1.5KW | 2224800 | ATV320U15M2C | SCHNEIDER ELECTRIC | 21300 | https://pim-kvc.soneparsea.com:3443/PictureServer/default.aspx/schneider-ATV320U15M2C_Image1.jpg?A3889C9397807479A2A1C7A8BAA5959DB4AAC672938B86678275A97687846277AF8EC1A6B99C6162BAB5BB | https://pim-kvc.soneparsea.com:3443/PictureServer/default.aspx/schneider-ATV320U15M2C-datasheet1.pdf?A3889C9397807479A2A1C7A8BAA5959DB4AAC672938B86678275A976878462777DA9B5B9B3AA9899B5B98573C29B96 | ALTIVAR 320 VARIABLE SPEED DRIVE 200..240V 1.5KW | This Schneider Electric Altivar 320 variable speed drive / inverter can feed single-phase synchronous and asynchronous power motors with a rated power up to 1.5 kilowatts / 2 horsepower and a rated voltage from 200 to 240Vac. This variable speed / frequency drive (VSD / VFD) is designed for simple industry and commercial machinery, such as packaging, material handling machinery, mechanical actuators and lifting equipment. Its compact form factor allows for reduction of machine footprint, through vertical stacking of drives in a machine frame. Its advanced connectivity, including CANopen and Modbus, allows deep integration into automation architectures without the use of additional network equipment. | Max. output voltage | 240V
| 47 | Automation and Control | Motors and Drives | Drives | ALTIVAR 320 VARIABLE SPEED DRIVE 200..240V 1.5KW | 2224800 | ATV320U15M2C | SCHNEIDER ELECTRIC | 21300 | https://pim-kvc.soneparsea.com:3443/PictureServer/default.aspx/schneider-ATV320U15M2C_Image1.jpg?A3889C9397807479A2A1C7A8BAA5959DB4AAC672938B86678275A97687846277AF8EC1A6B99C6162BAB5BB | https://pim-kvc.soneparsea.com:3443/PictureServer/default.aspx/schneider-ATV320U15M2C-datasheet1.pdf?A3889C9397807479A2A1C7A8BAA5959DB4AAC672938B86678275A976878462777DA9B5B9B3AA9899B5B98573C29B96 | ALTIVAR 320 VARIABLE SPEED DRIVE 200..240V 1.5KW | This Schneider Electric Altivar 320 variable speed drive / inverter can feed single-phase synchronous and asynchronous power motors with a rated power up to 1.5 kilowatts / 2 horsepower and a rated voltage from 200 to 240Vac. This variable speed / frequency drive (VSD / VFD) is designed for simple industry and commercial machinery, such as packaging, material handling machinery, mechanical actuators and lifting equipment. Its compact form factor allows for reduction of machine footprint, through vertical stacking of drives in a machine frame. Its advanced connectivity, including CANopen and Modbus, allows deep integration into automation architectures without the use of additional network equipment. | Nominal output current I2N | 8A
| 47 | Automation and Control | Motors and Drives | Drives | ALTIVAR 320 VARIABLE SPEED DRIVE 200..240V 1.5KW | 2224800 | ATV320U15M2C | SCHNEIDER ELECTRIC | 21300 | https://pim-kvc.soneparsea.com:3443/PictureServer/default.aspx/schneider-ATV320U15M2C_Image1.jpg?A3889C9397807479A2A1C7A8BAA5959DB4AAC672938B86678275A97687846277AF8EC1A6B99C6162BAB5BB | https://pim-kvc.soneparsea.com:3443/PictureServer/default.aspx/schneider-ATV320U15M2C-datasheet1.pdf?A3889C9397807479A2A1C7A8BAA5959DB4AAC672938B86678275A976878462777DA9B5B9B3AA9899B5B98573C29B96 | ALTIVAR 320 VARIABLE SPEED DRIVE 200..240V 1.5KW | This Schneider Electric Altivar 320 variable speed drive / inverter can feed single-phase synchronous and asynchronous power motors with a rated power up to 1.5 kilowatts / 2 horsepower and a rated voltage from 200 to 240Vac. This variable speed / frequency drive (VSD / VFD) is designed for simple industry and commercial machinery, such as packaging, material handling machinery, mechanical actuators and lifting equipment. Its compact form factor allows for reduction of machine footprint, through vertical stacking of drives in a machine frame. Its advanced connectivity, including CANopen and Modbus, allows deep integration into automation architectures without the use of additional network equipment. | Max. output at quadratic load at rated output voltage | 1.5kW
| 47 | Automation and Control | Motors and Drives | Drives | ALTIVAR 320 VARIABLE SPEED DRIVE 200..240V 1.5KW | 2224800 | ATV320U15M2C | SCHNEIDER ELECTRIC | 21300 | https://pim-kvc.soneparsea.com:3443/PictureServer/default.aspx/schneider-ATV320U15M2C_Image1.jpg?A3889C9397807479A2A1C7A8BAA5959DB4AAC672938B86678275A97687846277AF8EC1A6B99C6162BAB5BB | https://pim-kvc.soneparsea.com:3443/PictureServer/default.aspx/schneider-ATV320U15M2C-datasheet1.pdf?A3889C9397807479A2A1C7A8BAA5959DB4AAC672938B86678275A976878462777DA9B5B9B3AA9899B5B98573C29B96 | ALTIVAR 320 VARIABLE SPEED DRIVE 200..240V 1.5KW | This Schneider Electric Altivar 320 variable speed drive / inverter can feed single-phase synchronous and asynchronous power motors with a rated power up to 1.5 kilowatts / 2 horsepower and a rated voltage from 200 to 240Vac. This variable speed / frequency drive (VSD / VFD) is designed for simple industry and commercial machinery, such as packaging, material handling machinery, mechanical actuators and lifting equipment. Its compact form factor allows for reduction of machine footprint, through vertical stacking of drives in a machine frame. Its advanced connectivity, including CANopen and Modbus, allows deep integration into automation architectures without the use of additional network equipment. | Max. output at linear load at rated output voltage | 1.5kW
| 47 | Automation and Control | Motors and Drives | Drives | ALTIVAR 320 VARIABLE SPEED DRIVE 200..240V 1.5KW | 2224800 | ATV320U15M2C | SCHNEIDER ELECTRIC | 21300 | https://pim-kvc.soneparsea.com:3443/PictureServer/default.aspx/schneider-ATV320U15M2C_Image1.jpg?A3889C9397807479A2A1C7A8BAA5959DB4AAC672938B86678275A97687846277AF8EC1A6B99C6162BAB5BB | https://pim-kvc.soneparsea.com:3443/PictureServer/default.aspx/schneider-ATV320U15M2C-datasheet1.pdf?A3889C9397807479A2A1C7A8BAA5959DB4AAC672938B86678275A976878462777DA9B5B9B3AA9899B5B98573C29B96 | ALTIVAR 320 VARIABLE SPEED DRIVE 200..240V 1.5KW | This Schneider Electric Altivar 320 variable speed drive / inverter can feed single-phase synchronous and asynchronous power motors with a rated power up to 1.5 kilowatts / 2 horsepower and a rated voltage from 200 to 240Vac. This variable speed / frequency drive (VSD / VFD) is designed for simple industry and commercial machinery, such as packaging, material handling machinery, mechanical actuators and lifting equipment. Its compact form factor allows for reduction of machine footprint, through vertical stacking of drives in a machine frame. Its advanced connectivity, including CANopen and Modbus, allows deep integration into automation architectures without the use of additional network equipment. | Relative symmetric net frequency tolerance | 5%
| 47 | Automation and Control | Motors and Drives | Drives | ALTIVAR 320 VARIABLE SPEED DRIVE 200..240V 1.5KW | 2224800 | ATV320U15M2C | SCHNEIDER ELECTRIC | 21300 | https://pim-kvc.soneparsea.com:3443/PictureServer/default.aspx/schneider-ATV320U15M2C_Image1.jpg?A3889C9397807479A2A1C7A8BAA5959DB4AAC672938B86678275A97687846277AF8EC1A6B99C6162BAB5BB | https://pim-kvc.soneparsea.com:3443/PictureServer/default.aspx/schneider-ATV320U15M2C-datasheet1.pdf?A3889C9397807479A2A1C7A8BAA5959DB4AAC672938B86678275A976878462777DA9B5B9B3AA9899B5B98573C29B96 | ALTIVAR 320 VARIABLE SPEED DRIVE 200..240V 1.5KW | This Schneider Electric Altivar 320 variable speed drive / inverter can feed single-phase synchronous and asynchronous power motors with a rated power up to 1.5 kilowatts / 2 horsepower and a rated voltage from 200 to 240Vac. This variable speed / frequency drive (VSD / VFD) is designed for simple industry and commercial machinery, such as packaging, material handling machinery, mechanical actuators and lifting equipment. Its compact form factor allows for reduction of machine footprint, through vertical stacking of drives in a machine frame. Its advanced connectivity, including CANopen and Modbus, allows deep integration into automation architectures without the use of additional network equipment. | Relative symmetric net voltage tolerance | 10%
| 47 | Automation and Control | Motors and Drives | Drives | ALTIVAR 320 VARIABLE SPEED DRIVE 200..240V 1.5KW | 2224800 | ATV320U15M2C | SCHNEIDER ELECTRIC | 21300 | https://pim-kvc.soneparsea.com:3443/PictureServer/default.aspx/schneider-ATV320U15M2C_Image1.jpg?A3889C9397807479A2A1C7A8BAA5959DB4AAC672938B86678275A97687846277AF8EC1A6B99C6162BAB5BB | https://pim-kvc.soneparsea.com:3443/PictureServer/default.aspx/schneider-ATV320U15M2C-datasheet1.pdf?A3889C9397807479A2A1C7A8BAA5959DB4AAC672938B86678275A976878462777DA9B5B9B3AA9899B5B98573C29B96 | ALTIVAR 320 VARIABLE SPEED DRIVE 200..240V 1.5KW | This Schneider Electric Altivar 320 variable speed drive / inverter can feed single-phase synchronous and asynchronous power motors with a rated power up to 1.5 kilowatts / 2 horsepower and a rated voltage from 200 to 240Vac. This variable speed / frequency drive (VSD / VFD) is designed for simple industry and commercial machinery, such as packaging, material handling machinery, mechanical actuators and lifting equipment. Its compact form factor allows for reduction of machine footprint, through vertical stacking of drives in a machine frame. Its advanced connectivity, including CANopen and Modbus, allows deep integration into automation architectures without the use of additional network equipment. | Number of analogue outputs | 1
| 47 | Automation and Control | Motors and Drives | Drives | ALTIVAR 320 VARIABLE SPEED DRIVE 200..240V 1.5KW | 2224800 | ATV320U15M2C | SCHNEIDER ELECTRIC | 21300 | https://pim-kvc.soneparsea.com:3443/PictureServer/default.aspx/schneider-ATV320U15M2C_Image1.jpg?A3889C9397807479A2A1C7A8BAA5959DB4AAC672938B86678275A97687846277AF8EC1A6B99C6162BAB5BB | https://pim-kvc.soneparsea.com:3443/PictureServer/default.aspx/schneider-ATV320U15M2C-datasheet1.pdf?A3889C9397807479A2A1C7A8BAA5959DB4AAC672938B86678275A976878462777DA9B5B9B3AA9899B5B98573C29B96 | ALTIVAR 320 VARIABLE SPEED DRIVE 200..240V 1.5KW | This Schneider Electric Altivar 320 variable speed drive / inverter can feed single-phase synchronous and asynchronous power motors with a rated power up to 1.5 kilowatts / 2 horsepower and a rated voltage from 200 to 240Vac. This variable speed / frequency drive (VSD / VFD) is designed for simple industry and commercial machinery, such as packaging, material handling machinery, mechanical actuators and lifting equipment. Its compact form factor allows for reduction of machine footprint, through vertical stacking of drives in a machine frame. Its advanced connectivity, including CANopen and Modbus, allows deep integration into automation architectures without the use of additional network equipment. | Number of analogue inputs | 3
| 47 | Automation and Control | Motors and Drives | Drives | ALTIVAR 320 VARIABLE SPEED DRIVE 200..240V 1.5KW | 2224800 | ATV320U15M2C | SCHNEIDER ELECTRIC | 21300 | https://pim-kvc.soneparsea.com:3443/PictureServer/default.aspx/schneider-ATV320U15M2C_Image1.jpg?A3889C9397807479A2A1C7A8BAA5959DB4AAC672938B86678275A97687846277AF8EC1A6B99C6162BAB5BB | https://pim-kvc.soneparsea.com:3443/PictureServer/default.aspx/schneider-ATV320U15M2C-datasheet1.pdf?A3889C9397807479A2A1C7A8BAA5959DB4AAC672938B86678275A976878462777DA9B5B9B3AA9899B5B98573C29B96 | ALTIVAR 320 VARIABLE SPEED DRIVE 200..240V 1.5KW | This Schneider Electric Altivar 320 variable speed drive / inverter can feed single-phase synchronous and asynchronous power motors with a rated power up to 1.5 kilowatts / 2 horsepower and a rated voltage from 200 to 240Vac. This variable speed / frequency drive (VSD / VFD) is designed for simple industry and commercial machinery, such as packaging, material handling machinery, mechanical actuators and lifting equipment. Its compact form factor allows for reduction of machine footprint, through vertical stacking of drives in a machine frame. Its advanced connectivity, including CANopen and Modbus, allows deep integration into automation architectures without the use of additional network equipment. | Number of digital outputs | 1
| 47 | Automation and Control | Motors and Drives | Drives | ALTIVAR 320 VARIABLE SPEED DRIVE 200..240V 1.5KW | 2224800 | ATV320U15M2C | SCHNEIDER ELECTRIC | 21300 | https://pim-kvc.soneparsea.com:3443/PictureServer/default.aspx/schneider-ATV320U15M2C_Image1.jpg?A3889C9397807479A2A1C7A8BAA5959DB4AAC672938B86678275A97687846277AF8EC1A6B99C6162BAB5BB | https://pim-kvc.soneparsea.com:3443/PictureServer/default.aspx/schneider-ATV320U15M2C-datasheet1.pdf?A3889C9397807479A2A1C7A8BAA5959DB4AAC672938B86678275A976878462777DA9B5B9B3AA9899B5B98573C29B96 | ALTIVAR 320 VARIABLE SPEED DRIVE 200..240V 1.5KW | This Schneider Electric Altivar 320 variable speed drive / inverter can feed single-phase synchronous and asynchronous power motors with a rated power up to 1.5 kilowatts / 2 horsepower and a rated voltage from 200 to 240Vac. This variable speed / frequency drive (VSD / VFD) is designed for simple industry and commercial machinery, such as packaging, material handling machinery, mechanical actuators and lifting equipment. Its compact form factor allows for reduction of machine footprint, through vertical stacking of drives in a machine frame. Its advanced connectivity, including CANopen and Modbus, allows deep integration into automation architectures without the use of additional network equipment. | Number of digital inputs | 6
| 47 | Automation and Control | Motors and Drives | Drives | ALTIVAR 320 VARIABLE SPEED DRIVE 200..240V 1.5KW | 2224800 | ATV320U15M2C | SCHNEIDER ELECTRIC | 21300 | https://pim-kvc.soneparsea.com:3443/PictureServer/default.aspx/schneider-ATV320U15M2C_Image1.jpg?A3889C9397807479A2A1C7A8BAA5959DB4AAC672938B86678275A97687846277AF8EC1A6B99C6162BAB5BB | https://pim-kvc.soneparsea.com:3443/PictureServer/default.aspx/schneider-ATV320U15M2C-datasheet1.pdf?A3889C9397807479A2A1C7A8BAA5959DB4AAC672938B86678275A976878462777DA9B5B9B3AA9899B5B98573C29B96 | ALTIVAR 320 VARIABLE SPEED DRIVE 200..240V 1.5KW | This Schneider Electric Altivar 320 variable speed drive / inverter can feed single-phase synchronous and asynchronous power motors with a rated power up to 1.5 kilowatts / 2 horsepower and a rated voltage from 200 to 240Vac. This variable speed / frequency drive (VSD / VFD) is designed for simple industry and commercial machinery, such as packaging, material handling machinery, mechanical actuators and lifting equipment. Its compact form factor allows for reduction of machine footprint, through vertical stacking of drives in a machine frame. Its advanced connectivity, including CANopen and Modbus, allows deep integration into automation architectures without the use of additional network equipment. | With control element | yes
| 47 | Automation and Control | Motors and Drives | Drives | ALTIVAR 320 VARIABLE SPEED DRIVE 200..240V 1.5KW | 2224800 | ATV320U15M2C | SCHNEIDER ELECTRIC | 21300 | https://pim-kvc.soneparsea.com:3443/PictureServer/default.aspx/schneider-ATV320U15M2C_Image1.jpg?A3889C9397807479A2A1C7A8BAA5959DB4AAC672938B86678275A97687846277AF8EC1A6B99C6162BAB5BB | https://pim-kvc.soneparsea.com:3443/PictureServer/default.aspx/schneider-ATV320U15M2C-datasheet1.pdf?A3889C9397807479A2A1C7A8BAA5959DB4AAC672938B86678275A976878462777DA9B5B9B3AA9899B5B98573C29B96 | ALTIVAR 320 VARIABLE SPEED DRIVE 200..240V 1.5KW | This Schneider Electric Altivar 320 variable speed drive / inverter can feed single-phase synchronous and asynchronous power motors with a rated power up to 1.5 kilowatts / 2 horsepower and a rated voltage from 200 to 240Vac. This variable speed / frequency drive (VSD / VFD) is designed for simple industry and commercial machinery, such as packaging, material handling machinery, mechanical actuators and lifting equipment. Its compact form factor allows for reduction of machine footprint, through vertical stacking of drives in a machine frame. Its advanced connectivity, including CANopen and Modbus, allows deep integration into automation architectures without the use of additional network equipment. | Application in industrial area permitted | yes
| 47 | Automation and Control | Motors and Drives | Drives | ALTIVAR 320 VARIABLE SPEED DRIVE 200..240V 1.5KW | 2224800 | ATV320U15M2C | SCHNEIDER ELECTRIC | 21300 | https://pim-kvc.soneparsea.com:3443/PictureServer/default.aspx/schneider-ATV320U15M2C_Image1.jpg?A3889C9397807479A2A1C7A8BAA5959DB4AAC672938B86678275A97687846277AF8EC1A6B99C6162BAB5BB | https://pim-kvc.soneparsea.com:3443/PictureServer/default.aspx/schneider-ATV320U15M2C-datasheet1.pdf?A3889C9397807479A2A1C7A8BAA5959DB4AAC672938B86678275A976878462777DA9B5B9B3AA9899B5B98573C29B96 | ALTIVAR 320 VARIABLE SPEED DRIVE 200..240V 1.5KW | This Schneider Electric Altivar 320 variable speed drive / inverter can feed single-phase synchronous and asynchronous power motors with a rated power up to 1.5 kilowatts / 2 horsepower and a rated voltage from 200 to 240Vac. This variable speed / frequency drive (VSD / VFD) is designed for simple industry and commercial machinery, such as packaging, material handling machinery, mechanical actuators and lifting equipment. Its compact form factor allows for reduction of machine footprint, through vertical stacking of drives in a machine frame. Its advanced connectivity, including CANopen and Modbus, allows deep integration into automation architectures without the use of additional network equipment. | Application in domestic- and commercial area permitted | yes
| 47 | Automation and Control | Motors and Drives | Drives | ALTIVAR 320 VARIABLE SPEED DRIVE 200..240V 1.5KW | 2224800 | ATV320U15M2C | SCHNEIDER ELECTRIC | 21300 | https://pim-kvc.soneparsea.com:3443/PictureServer/default.aspx/schneider-ATV320U15M2C_Image1.jpg?A3889C9397807479A2A1C7A8BAA5959DB4AAC672938B86678275A97687846277AF8EC1A6B99C6162BAB5BB | https://pim-kvc.soneparsea.com:3443/PictureServer/default.aspx/schneider-ATV320U15M2C-datasheet1.pdf?A3889C9397807479A2A1C7A8BAA5959DB4AAC672938B86678275A976878462777DA9B5B9B3AA9899B5B98573C29B96 | ALTIVAR 320 VARIABLE SPEED DRIVE 200..240V 1.5KW | This Schneider Electric Altivar 320 variable speed drive / inverter can feed single-phase synchronous and asynchronous power motors with a rated power up to 1.5 kilowatts / 2 horsepower and a rated voltage from 200 to 240Vac. This variable speed / frequency drive (VSD / VFD) is designed for simple industry and commercial machinery, such as packaging, material handling machinery, mechanical actuators and lifting equipment. Its compact form factor allows for reduction of machine footprint, through vertical stacking of drives in a machine frame. Its advanced connectivity, including CANopen and Modbus, allows deep integration into automation architectures without the use of additional network equipment. | Supporting protocol for TCP/IP | no
| 47 | Automation and Control | Motors and Drives | Drives | ALTIVAR 320 VARIABLE SPEED DRIVE 200..240V 1.5KW | 2224800 | ATV320U15M2C | SCHNEIDER ELECTRIC | 21300 | https://pim-kvc.soneparsea.com:3443/PictureServer/default.aspx/schneider-ATV320U15M2C_Image1.jpg?A3889C9397807479A2A1C7A8BAA5959DB4AAC672938B86678275A97687846277AF8EC1A6B99C6162BAB5BB | https://pim-kvc.soneparsea.com:3443/PictureServer/default.aspx/schneider-ATV320U15M2C-datasheet1.pdf?A3889C9397807479A2A1C7A8BAA5959DB4AAC672938B86678275A976878462777DA9B5B9B3AA9899B5B98573C29B96 | ALTIVAR 320 VARIABLE SPEED DRIVE 200..240V 1.5KW | This Schneider Electric Altivar 320 variable speed drive / inverter can feed single-phase synchronous and asynchronous power motors with a rated power up to 1.5 kilowatts / 2 horsepower and a rated voltage from 200 to 240Vac. This variable speed / frequency drive (VSD / VFD) is designed for simple industry and commercial machinery, such as packaging, material handling machinery, mechanical actuators and lifting equipment. Its compact form factor allows for reduction of machine footprint, through vertical stacking of drives in a machine frame. Its advanced connectivity, including CANopen and Modbus, allows deep integration into automation architectures without the use of additional network equipment. | Supporting protocol for PROFIBUS | yes
| 48 | Automation and Control | Motors and Drives | Drives | ALTIVAR 320 VARIABLE SPEED DRIVE 380...500V 0.37KW 3P | 2224802 | ATV320U04N4C | SCHNEIDER ELECTRIC | 16800 | https://pim-kvc.soneparsea.com:3443/PictureServer/default.aspx/schneider-atv320u04n4c_image1.jpg?A3889C9397807479A2A1C7A8BAA5959DB4AAC672B3ABA6678275C97586A56497AFAEC1A6B99C6162BAB5BB | https://pim-kvc.soneparsea.com:3443/PictureServer/default.aspx/schneider-atv320u04n4c.pdf?A3889C9397807479A2A1C7A8BAA5959DB4AAC672B3ABA6678275C97586A564977EB5B8AB | ALTIVAR 320 VARIABLE SPEED DRIVE 380...500V 0.37KW 3 PHASE W/EMC FILTER | This Schneider Electric Altivar 320 variable speed drive / inverter can feed 3-phase synchronous and asynchronous power motors with a rated power up to 0.37 kilowatts / 0.5 horsepower and a rated voltage from 380 to 500Vac. | Mains voltage | 380...500V
| 48 | Automation and Control | Motors and Drives | Drives | ALTIVAR 320 VARIABLE SPEED DRIVE 380...500V 0.37KW 3P | 2224802 | ATV320U04N4C | SCHNEIDER ELECTRIC | 16800 | https://pim-kvc.soneparsea.com:3443/PictureServer/default.aspx/schneider-atv320u04n4c_image1.jpg?A3889C9397807479A2A1C7A8BAA5959DB4AAC672B3ABA6678275C97586A56497AFAEC1A6B99C6162BAB5BB | https://pim-kvc.soneparsea.com:3443/PictureServer/default.aspx/schneider-atv320u04n4c.pdf?A3889C9397807479A2A1C7A8BAA5959DB4AAC672B3ABA6678275C97586A564977EB5B8AB | ALTIVAR 320 VARIABLE SPEED DRIVE 380...500V 0.37KW 3 PHASE W/EMC FILTER | This Schneider Electric Altivar 320 variable speed drive / inverter can feed 3-phase synchronous and asynchronous power motors with a rated power up to 0.37 kilowatts / 0.5 horsepower and a rated voltage from 380 to 500Vac. | Mains frequency | 50/60 Hz
| 48 | Automation and Control | Motors and Drives | Drives | ALTIVAR 320 VARIABLE SPEED DRIVE 380...500V 0.37KW 3P | 2224802 | ATV320U04N4C | SCHNEIDER ELECTRIC | 16800 | https://pim-kvc.soneparsea.com:3443/PictureServer/default.aspx/schneider-atv320u04n4c_image1.jpg?A3889C9397807479A2A1C7A8BAA5959DB4AAC672B3ABA6678275C97586A56497AFAEC1A6B99C6162BAB5BB | https://pim-kvc.soneparsea.com:3443/PictureServer/default.aspx/schneider-atv320u04n4c.pdf?A3889C9397807479A2A1C7A8BAA5959DB4AAC672B3ABA6678275C97586A564977EB5B8AB | ALTIVAR 320 VARIABLE SPEED DRIVE 380...500V 0.37KW 3 PHASE W/EMC FILTER | This Schneider Electric Altivar 320 variable speed drive / inverter can feed 3-phase synchronous and asynchronous power motors with a rated power up to 0.37 kilowatts / 0.5 horsepower and a rated voltage from 380 to 500Vac. | Number of phases input | 3
| 48 | Automation and Control | Motors and Drives | Drives | ALTIVAR 320 VARIABLE SPEED DRIVE 380...500V 0.37KW 3P | 2224802 | ATV320U04N4C | SCHNEIDER ELECTRIC | 16800 | https://pim-kvc.soneparsea.com:3443/PictureServer/default.aspx/schneider-atv320u04n4c_image1.jpg?A3889C9397807479A2A1C7A8BAA5959DB4AAC672B3ABA6678275C97586A56497AFAEC1A6B99C6162BAB5BB | https://pim-kvc.soneparsea.com:3443/PictureServer/default.aspx/schneider-atv320u04n4c.pdf?A3889C9397807479A2A1C7A8BAA5959DB4AAC672B3ABA6678275C97586A564977EB5B8AB | ALTIVAR 320 VARIABLE SPEED DRIVE 380...500V 0.37KW 3 PHASE W/EMC FILTER | This Schneider Electric Altivar 320 variable speed drive / inverter can feed 3-phase synchronous and asynchronous power motors with a rated power up to 0.37 kilowatts / 0.5 horsepower and a rated voltage from 380 to 500Vac. | Number of phases output | 3
| 48 | Automation and Control | Motors and Drives | Drives | ALTIVAR 320 VARIABLE SPEED DRIVE 380...500V 0.37KW 3P | 2224802 | ATV320U04N4C | SCHNEIDER ELECTRIC | 16800 | https://pim-kvc.soneparsea.com:3443/PictureServer/default.aspx/schneider-atv320u04n4c_image1.jpg?A3889C9397807479A2A1C7A8BAA5959DB4AAC672B3ABA6678275C97586A56497AFAEC1A6B99C6162BAB5BB | https://pim-kvc.soneparsea.com:3443/PictureServer/default.aspx/schneider-atv320u04n4c.pdf?A3889C9397807479A2A1C7A8BAA5959DB4AAC672B3ABA6678275C97586A564977EB5B8AB | ALTIVAR 320 VARIABLE SPEED DRIVE 380...500V 0.37KW 3 PHASE W/EMC FILTER | This Schneider Electric Altivar 320 variable speed drive / inverter can feed 3-phase synchronous and asynchronous power motors with a rated power up to 0.37 kilowatts / 0.5 horsepower and a rated voltage from 380 to 500Vac. | Max. output frequency | 599Hz
| 48 | Automation and Control | Motors and Drives | Drives | ALTIVAR 320 VARIABLE SPEED DRIVE 380...500V 0.37KW 3P | 2224802 | ATV320U04N4C | SCHNEIDER ELECTRIC | 16800 | https://pim-kvc.soneparsea.com:3443/PictureServer/default.aspx/schneider-atv320u04n4c_image1.jpg?A3889C9397807479A2A1C7A8BAA5959DB4AAC672B3ABA6678275C97586A56497AFAEC1A6B99C6162BAB5BB | https://pim-kvc.soneparsea.com:3443/PictureServer/default.aspx/schneider-atv320u04n4c.pdf?A3889C9397807479A2A1C7A8BAA5959DB4AAC672B3ABA6678275C97586A564977EB5B8AB | ALTIVAR 320 VARIABLE SPEED DRIVE 380...500V 0.37KW 3 PHASE W/EMC FILTER | This Schneider Electric Altivar 320 variable speed drive / inverter can feed 3-phase synchronous and asynchronous power motors with a rated power up to 0.37 kilowatts / 0.5 horsepower and a rated voltage from 380 to 500Vac. | Max. output voltage | 500V
| 48 | Automation and Control | Motors and Drives | Drives | ALTIVAR 320 VARIABLE SPEED DRIVE 380...500V 0.37KW 3P | 2224802 | ATV320U04N4C | SCHNEIDER ELECTRIC | 16800 | https://pim-kvc.soneparsea.com:3443/PictureServer/default.aspx/schneider-atv320u04n4c_image1.jpg?A3889C9397807479A2A1C7A8BAA5959DB4AAC672B3ABA6678275C97586A56497AFAEC1A6B99C6162BAB5BB | https://pim-kvc.soneparsea.com:3443/PictureServer/default.aspx/schneider-atv320u04n4c.pdf?A3889C9397807479A2A1C7A8BAA5959DB4AAC672B3ABA6678275C97586A564977EB5B8AB | ALTIVAR 320 VARIABLE SPEED DRIVE 380...500V 0.37KW 3 PHASE W/EMC FILTER | This Schneider Electric Altivar 320 variable speed drive / inverter can feed 3-phase synchronous and asynchronous power motors with a rated power up to 0.37 kilowatts / 0.5 horsepower and a rated voltage from 380 to 500Vac. | Nominal output current I2N | 1.5A
| 48 | Automation and Control | Motors and Drives | Drives | ALTIVAR 320 VARIABLE SPEED DRIVE 380...500V 0.37KW 3P | 2224802 | ATV320U04N4C | SCHNEIDER ELECTRIC | 16800 | https://pim-kvc.soneparsea.com:3443/PictureServer/default.aspx/schneider-atv320u04n4c_image1.jpg?A3889C9397807479A2A1C7A8BAA5959DB4AAC672B3ABA6678275C97586A56497AFAEC1A6B99C6162BAB5BB | https://pim-kvc.soneparsea.com:3443/PictureServer/default.aspx/schneider-atv320u04n4c.pdf?A3889C9397807479A2A1C7A8BAA5959DB4AAC672B3ABA6678275C97586A564977EB5B8AB | ALTIVAR 320 VARIABLE SPEED DRIVE 380...500V 0.37KW 3 PHASE W/EMC FILTER | This Schneider Electric Altivar 320 variable speed drive / inverter can feed 3-phase synchronous and asynchronous power motors with a rated power up to 0.37 kilowatts / 0.5 horsepower and a rated voltage from 380 to 500Vac. | Max. output at quadratic load at rated output voltage | 0.37kW
| 48 | Automation and Control | Motors and Drives | Drives | ALTIVAR 320 VARIABLE SPEED DRIVE 380...500V 0.37KW 3P | 2224802 | ATV320U04N4C | SCHNEIDER ELECTRIC | 16800 | https://pim-kvc.soneparsea.com:3443/PictureServer/default.aspx/schneider-atv320u04n4c_image1.jpg?A3889C9397807479A2A1C7A8BAA5959DB4AAC672B3ABA6678275C97586A56497AFAEC1A6B99C6162BAB5BB | https://pim-kvc.soneparsea.com:3443/PictureServer/default.aspx/schneider-atv320u04n4c.pdf?A3889C9397807479A2A1C7A8BAA5959DB4AAC672B3ABA6678275C97586A564977EB5B8AB | ALTIVAR 320 VARIABLE SPEED DRIVE 380...500V 0.37KW 3 PHASE W/EMC FILTER | This Schneider Electric Altivar 320 variable speed drive / inverter can feed 3-phase synchronous and asynchronous power motors with a rated power up to 0.37 kilowatts / 0.5 horsepower and a rated voltage from 380 to 500Vac. | Max. output at linear load at rated output voltage | 0.37kW
| 48 | Automation and Control | Motors and Drives | Drives | ALTIVAR 320 VARIABLE SPEED DRIVE 380...500V 0.37KW 3P | 2224802 | ATV320U04N4C | SCHNEIDER ELECTRIC | 16800 | https://pim-kvc.soneparsea.com:3443/PictureServer/default.aspx/schneider-atv320u04n4c_image1.jpg?A3889C9397807479A2A1C7A8BAA5959DB4AAC672B3ABA6678275C97586A56497AFAEC1A6B99C6162BAB5BB | https://pim-kvc.soneparsea.com:3443/PictureServer/default.aspx/schneider-atv320u04n4c.pdf?A3889C9397807479A2A1C7A8BAA5959DB4AAC672B3ABA6678275C97586A564977EB5B8AB | ALTIVAR 320 VARIABLE SPEED DRIVE 380...500V 0.37KW 3 PHASE W/EMC FILTER | This Schneider Electric Altivar 320 variable speed drive / inverter can feed 3-phase synchronous and asynchronous power motors with a rated power up to 0.37 kilowatts / 0.5 horsepower and a rated voltage from 380 to 500Vac. | Relative symmetric net frequency tolerance | 5%
| 48 | Automation and Control | Motors and Drives | Drives | ALTIVAR 320 VARIABLE SPEED DRIVE 380...500V 0.37KW 3P | 2224802 | ATV320U04N4C | SCHNEIDER ELECTRIC | 16800 | https://pim-kvc.soneparsea.com:3443/PictureServer/default.aspx/schneider-atv320u04n4c_image1.jpg?A3889C9397807479A2A1C7A8BAA5959DB4AAC672B3ABA6678275C97586A56497AFAEC1A6B99C6162BAB5BB | https://pim-kvc.soneparsea.com:3443/PictureServer/default.aspx/schneider-atv320u04n4c.pdf?A3889C9397807479A2A1C7A8BAA5959DB4AAC672B3ABA6678275C97586A564977EB5B8AB | ALTIVAR 320 VARIABLE SPEED DRIVE 380...500V 0.37KW 3 PHASE W/EMC FILTER | This Schneider Electric Altivar 320 variable speed drive / inverter can feed 3-phase synchronous and asynchronous power motors with a rated power up to 0.37 kilowatts / 0.5 horsepower and a rated voltage from 380 to 500Vac. | Relative symmetric net voltage tolerance | 10%
| 48 | Automation and Control | Motors and Drives | Drives | ALTIVAR 320 VARIABLE SPEED DRIVE 380...500V 0.37KW 3P | 2224802 | ATV320U04N4C | SCHNEIDER ELECTRIC | 16800 | https://pim-kvc.soneparsea.com:3443/PictureServer/default.aspx/schneider-atv320u04n4c_image1.jpg?A3889C9397807479A2A1C7A8BAA5959DB4AAC672B3ABA6678275C97586A56497AFAEC1A6B99C6162BAB5BB | https://pim-kvc.soneparsea.com:3443/PictureServer/default.aspx/schneider-atv320u04n4c.pdf?A3889C9397807479A2A1C7A8BAA5959DB4AAC672B3ABA6678275C97586A564977EB5B8AB | ALTIVAR 320 VARIABLE SPEED DRIVE 380...500V 0.37KW 3 PHASE W/EMC FILTER | This Schneider Electric Altivar 320 variable speed drive / inverter can feed 3-phase synchronous and asynchronous power motors with a rated power up to 0.37 kilowatts / 0.5 horsepower and a rated voltage from 380 to 500Vac. | Number of analogue outputs | 1
| 48 | Automation and Control | Motors and Drives | Drives | ALTIVAR 320 VARIABLE SPEED DRIVE 380...500V 0.37KW 3P | 2224802 | ATV320U04N4C | SCHNEIDER ELECTRIC | 16800 | https://pim-kvc.soneparsea.com:3443/PictureServer/default.aspx/schneider-atv320u04n4c_image1.jpg?A3889C9397807479A2A1C7A8BAA5959DB4AAC672B3ABA6678275C97586A56497AFAEC1A6B99C6162BAB5BB | https://pim-kvc.soneparsea.com:3443/PictureServer/default.aspx/schneider-atv320u04n4c.pdf?A3889C9397807479A2A1C7A8BAA5959DB4AAC672B3ABA6678275C97586A564977EB5B8AB | ALTIVAR 320 VARIABLE SPEED DRIVE 380...500V 0.37KW 3 PHASE W/EMC FILTER | This Schneider Electric Altivar 320 variable speed drive / inverter can feed 3-phase synchronous and asynchronous power motors with a rated power up to 0.37 kilowatts / 0.5 horsepower and a rated voltage from 380 to 500Vac. | Number of analogue inputs | 3
| 48 | Automation and Control | Motors and Drives | Drives | ALTIVAR 320 VARIABLE SPEED DRIVE 380...500V 0.37KW 3P | 2224802 | ATV320U04N4C | SCHNEIDER ELECTRIC | 16800 | https://pim-kvc.soneparsea.com:3443/PictureServer/default.aspx/schneider-atv320u04n4c_image1.jpg?A3889C9397807479A2A1C7A8BAA5959DB4AAC672B3ABA6678275C97586A56497AFAEC1A6B99C6162BAB5BB | https://pim-kvc.soneparsea.com:3443/PictureServer/default.aspx/schneider-atv320u04n4c.pdf?A3889C9397807479A2A1C7A8BAA5959DB4AAC672B3ABA6678275C97586A564977EB5B8AB | ALTIVAR 320 VARIABLE SPEED DRIVE 380...500V 0.37KW 3 PHASE W/EMC FILTER | This Schneider Electric Altivar 320 variable speed drive / inverter can feed 3-phase synchronous and asynchronous power motors with a rated power up to 0.37 kilowatts / 0.5 horsepower and a rated voltage from 380 to 500Vac. | Number of digital outputs | 1
| 48 | Automation and Control | Motors and Drives | Drives | ALTIVAR 320 VARIABLE SPEED DRIVE 380...500V 0.37KW 3P | 2224802 | ATV320U04N4C | SCHNEIDER ELECTRIC | 16800 | https://pim-kvc.soneparsea.com:3443/PictureServer/default.aspx/schneider-atv320u04n4c_image1.jpg?A3889C9397807479A2A1C7A8BAA5959DB4AAC672B3ABA6678275C97586A56497AFAEC1A6B99C6162BAB5BB | https://pim-kvc.soneparsea.com:3443/PictureServer/default.aspx/schneider-atv320u04n4c.pdf?A3889C9397807479A2A1C7A8BAA5959DB4AAC672B3ABA6678275C97586A564977EB5B8AB | ALTIVAR 320 VARIABLE SPEED DRIVE 380...500V 0.37KW 3 PHASE W/EMC FILTER | This Schneider Electric Altivar 320 variable speed drive / inverter can feed 3-phase synchronous and asynchronous power motors with a rated power up to 0.37 kilowatts / 0.5 horsepower and a rated voltage from 380 to 500Vac. | Number of digital inputs | 6
| 48 | Automation and Control | Motors and Drives | Drives | ALTIVAR 320 VARIABLE SPEED DRIVE 380...500V 0.37KW 3P | 2224802 | ATV320U04N4C | SCHNEIDER ELECTRIC | 16800 | https://pim-kvc.soneparsea.com:3443/PictureServer/default.aspx/schneider-atv320u04n4c_image1.jpg?A3889C9397807479A2A1C7A8BAA5959DB4AAC672B3ABA6678275C97586A56497AFAEC1A6B99C6162BAB5BB | https://pim-kvc.soneparsea.com:3443/PictureServer/default.aspx/schneider-atv320u04n4c.pdf?A3889C9397807479A2A1C7A8BAA5959DB4AAC672B3ABA6678275C97586A564977EB5B8AB | ALTIVAR 320 VARIABLE SPEED DRIVE 380...500V 0.37KW 3 PHASE W/EMC FILTER | This Schneider Electric Altivar 320 variable speed drive / inverter can feed 3-phase synchronous and asynchronous power motors with a rated power up to 0.37 kilowatts / 0.5 horsepower and a rated voltage from 380 to 500Vac. | With control element | yes
| 48 | Automation and Control | Motors and Drives | Drives | ALTIVAR 320 VARIABLE SPEED DRIVE 380...500V 0.37KW 3P | 2224802 | ATV320U04N4C | SCHNEIDER ELECTRIC | 16800 | https://pim-kvc.soneparsea.com:3443/PictureServer/default.aspx/schneider-atv320u04n4c_image1.jpg?A3889C9397807479A2A1C7A8BAA5959DB4AAC672B3ABA6678275C97586A56497AFAEC1A6B99C6162BAB5BB | https://pim-kvc.soneparsea.com:3443/PictureServer/default.aspx/schneider-atv320u04n4c.pdf?A3889C9397807479A2A1C7A8BAA5959DB4AAC672B3ABA6678275C97586A564977EB5B8AB | ALTIVAR 320 VARIABLE SPEED DRIVE 380...500V 0.37KW 3 PHASE W/EMC FILTER | This Schneider Electric Altivar 320 variable speed drive / inverter can feed 3-phase synchronous and asynchronous power motors with a rated power up to 0.37 kilowatts / 0.5 horsepower and a rated voltage from 380 to 500Vac. | Application in industrial area permitted | yes
| 48 | Automation and Control | Motors and Drives | Drives | ALTIVAR 320 VARIABLE SPEED DRIVE 380...500V 0.37KW 3P | 2224802 | ATV320U04N4C | SCHNEIDER ELECTRIC | 16800 | https://pim-kvc.soneparsea.com:3443/PictureServer/default.aspx/schneider-atv320u04n4c_image1.jpg?A3889C9397807479A2A1C7A8BAA5959DB4AAC672B3ABA6678275C97586A56497AFAEC1A6B99C6162BAB5BB | https://pim-kvc.soneparsea.com:3443/PictureServer/default.aspx/schneider-atv320u04n4c.pdf?A3889C9397807479A2A1C7A8BAA5959DB4AAC672B3ABA6678275C97586A564977EB5B8AB | ALTIVAR 320 VARIABLE SPEED DRIVE 380...500V 0.37KW 3 PHASE W/EMC FILTER | This Schneider Electric Altivar 320 variable speed drive / inverter can feed 3-phase synchronous and asynchronous power motors with a rated power up to 0.37 kilowatts / 0.5 horsepower and a rated voltage from 380 to 500Vac. | Application in domestic- and commercial area permitted | yes
| 48 | Automation and Control | Motors and Drives | Drives | ALTIVAR 320 VARIABLE SPEED DRIVE 380...500V 0.37KW 3P | 2224802 | ATV320U04N4C | SCHNEIDER ELECTRIC | 16800 | https://pim-kvc.soneparsea.com:3443/PictureServer/default.aspx/schneider-atv320u04n4c_image1.jpg?A3889C9397807479A2A1C7A8BAA5959DB4AAC672B3ABA6678275C97586A56497AFAEC1A6B99C6162BAB5BB | https://pim-kvc.soneparsea.com:3443/PictureServer/default.aspx/schneider-atv320u04n4c.pdf?A3889C9397807479A2A1C7A8BAA5959DB4AAC672B3ABA6678275C97586A564977EB5B8AB | ALTIVAR 320 VARIABLE SPEED DRIVE 380...500V 0.37KW 3 PHASE W/EMC FILTER | This Schneider Electric Altivar 320 variable speed drive / inverter can feed 3-phase synchronous and asynchronous power motors with a rated power up to 0.37 kilowatts / 0.5 horsepower and a rated voltage from 380 to 500Vac. | Supporting protocol for TCP/IP | no
| 48 | Automation and Control | Motors and Drives | Drives | ALTIVAR 320 VARIABLE SPEED DRIVE 380...500V 0.37KW 3P | 2224802 | ATV320U04N4C | SCHNEIDER ELECTRIC | 16800 | https://pim-kvc.soneparsea.com:3443/PictureServer/default.aspx/schneider-atv320u04n4c_image1.jpg?A3889C9397807479A2A1C7A8BAA5959DB4AAC672B3ABA6678275C97586A56497AFAEC1A6B99C6162BAB5BB | https://pim-kvc.soneparsea.com:3443/PictureServer/default.aspx/schneider-atv320u04n4c.pdf?A3889C9397807479A2A1C7A8BAA5959DB4AAC672B3ABA6678275C97586A564977EB5B8AB | ALTIVAR 320 VARIABLE SPEED DRIVE 380...500V 0.37KW 3 PHASE W/EMC FILTER | This Schneider Electric Altivar 320 variable speed drive / inverter can feed 3-phase synchronous and asynchronous power motors with a rated power up to 0.37 kilowatts / 0.5 horsepower and a rated voltage from 380 to 500Vac. | Supporting protocol for PROFIBUS | yes
| 49 | Automation and Control | Motors and Drives | Drives | ALTIVAR 320 VARIABLE SPEED DRIVE 380...500V 1.5KW 3P | 2224805 | ATV320U15N4C | SCHNEIDER ELECTRIC | 26900 | https://pim-kvc.soneparsea.com:3443/PictureServer/default.aspx/schneider-ATV320U15N4C_Image1.jpg?A3889C9397807479A2A1C7A8BAA5959DB4AAC672938B86678275A97687856477AF8EC1A6B99C6162BAB5BB | https://pim-kvc.soneparsea.com:3443/PictureServer/default.aspx/schneider-atv320u15n4c.pdf?A3889C9397807479A2A1C7A8BAA5959DB4AAC672B3ABA6678275C97687A564977EB5B8AB | ALTIVAR 320 VARIABLE SPEED DRIVE 380...500V 1.5KW 3 PHASE | This Schneider Electric Altivar 320 variable speed drive / inverter can feed 3-phase synchronous and asynchronous power motors with a rated power up to 1.5 kilowatts / 2 horsepower and a rated voltage from 380 to 500Vac. This variable speed / frequency drive (VSD / VFD) is designed for simple industry and commercial machinery, such as packaging, material handling machinery, mechanical actuators and lifting equipment. Its compact form factor allows for reduction of machine footprint, through vertical stacking of drives in a machine frame. Its advanced connectivity, including CANopen and Modbus, allows deep integration into automation architectures without the use of additional network equipment. | Mains voltage | 380...500V
| 49 | Automation and Control | Motors and Drives | Drives | ALTIVAR 320 VARIABLE SPEED DRIVE 380...500V 1.5KW 3P | 2224805 | ATV320U15N4C | SCHNEIDER ELECTRIC | 26900 | https://pim-kvc.soneparsea.com:3443/PictureServer/default.aspx/schneider-ATV320U15N4C_Image1.jpg?A3889C9397807479A2A1C7A8BAA5959DB4AAC672938B86678275A97687856477AF8EC1A6B99C6162BAB5BB | https://pim-kvc.soneparsea.com:3443/PictureServer/default.aspx/schneider-atv320u15n4c.pdf?A3889C9397807479A2A1C7A8BAA5959DB4AAC672B3ABA6678275C97687A564977EB5B8AB | ALTIVAR 320 VARIABLE SPEED DRIVE 380...500V 1.5KW 3 PHASE | This Schneider Electric Altivar 320 variable speed drive / inverter can feed 3-phase synchronous and asynchronous power motors with a rated power up to 1.5 kilowatts / 2 horsepower and a rated voltage from 380 to 500Vac. This variable speed / frequency drive (VSD / VFD) is designed for simple industry and commercial machinery, such as packaging, material handling machinery, mechanical actuators and lifting equipment. Its compact form factor allows for reduction of machine footprint, through vertical stacking of drives in a machine frame. Its advanced connectivity, including CANopen and Modbus, allows deep integration into automation architectures without the use of additional network equipment. | Mains frequency | 50/60 Hz
| 49 | Automation and Control | Motors and Drives | Drives | ALTIVAR 320 VARIABLE SPEED DRIVE 380...500V 1.5KW 3P | 2224805 | ATV320U15N4C | SCHNEIDER ELECTRIC | 26900 | https://pim-kvc.soneparsea.com:3443/PictureServer/default.aspx/schneider-ATV320U15N4C_Image1.jpg?A3889C9397807479A2A1C7A8BAA5959DB4AAC672938B86678275A97687856477AF8EC1A6B99C6162BAB5BB | https://pim-kvc.soneparsea.com:3443/PictureServer/default.aspx/schneider-atv320u15n4c.pdf?A3889C9397807479A2A1C7A8BAA5959DB4AAC672B3ABA6678275C97687A564977EB5B8AB | ALTIVAR 320 VARIABLE SPEED DRIVE 380...500V 1.5KW 3 PHASE | This Schneider Electric Altivar 320 variable speed drive / inverter can feed 3-phase synchronous and asynchronous power motors with a rated power up to 1.5 kilowatts / 2 horsepower and a rated voltage from 380 to 500Vac. This variable speed / frequency drive (VSD / VFD) is designed for simple industry and commercial machinery, such as packaging, material handling machinery, mechanical actuators and lifting equipment. Its compact form factor allows for reduction of machine footprint, through vertical stacking of drives in a machine frame. Its advanced connectivity, including CANopen and Modbus, allows deep integration into automation architectures without the use of additional network equipment. | Number of phases input | 3
| 49 | Automation and Control | Motors and Drives | Drives | ALTIVAR 320 VARIABLE SPEED DRIVE 380...500V 1.5KW 3P | 2224805 | ATV320U15N4C | SCHNEIDER ELECTRIC | 26900 | https://pim-kvc.soneparsea.com:3443/PictureServer/default.aspx/schneider-ATV320U15N4C_Image1.jpg?A3889C9397807479A2A1C7A8BAA5959DB4AAC672938B86678275A97687856477AF8EC1A6B99C6162BAB5BB | https://pim-kvc.soneparsea.com:3443/PictureServer/default.aspx/schneider-atv320u15n4c.pdf?A3889C9397807479A2A1C7A8BAA5959DB4AAC672B3ABA6678275C97687A564977EB5B8AB | ALTIVAR 320 VARIABLE SPEED DRIVE 380...500V 1.5KW 3 PHASE | This Schneider Electric Altivar 320 variable speed drive / inverter can feed 3-phase synchronous and asynchronous power motors with a rated power up to 1.5 kilowatts / 2 horsepower and a rated voltage from 380 to 500Vac. This variable speed / frequency drive (VSD / VFD) is designed for simple industry and commercial machinery, such as packaging, material handling machinery, mechanical actuators and lifting equipment. Its compact form factor allows for reduction of machine footprint, through vertical stacking of drives in a machine frame. Its advanced connectivity, including CANopen and Modbus, allows deep integration into automation architectures without the use of additional network equipment. | Number of phases output | 3
| 49 | Automation and Control | Motors and Drives | Drives | ALTIVAR 320 VARIABLE SPEED DRIVE 380...500V 1.5KW 3P | 2224805 | ATV320U15N4C | SCHNEIDER ELECTRIC | 26900 | https://pim-kvc.soneparsea.com:3443/PictureServer/default.aspx/schneider-ATV320U15N4C_Image1.jpg?A3889C9397807479A2A1C7A8BAA5959DB4AAC672938B86678275A97687856477AF8EC1A6B99C6162BAB5BB | https://pim-kvc.soneparsea.com:3443/PictureServer/default.aspx/schneider-atv320u15n4c.pdf?A3889C9397807479A2A1C7A8BAA5959DB4AAC672B3ABA6678275C97687A564977EB5B8AB | ALTIVAR 320 VARIABLE SPEED DRIVE 380...500V 1.5KW 3 PHASE | This Schneider Electric Altivar 320 variable speed drive / inverter can feed 3-phase synchronous and asynchronous power motors with a rated power up to 1.5 kilowatts / 2 horsepower and a rated voltage from 380 to 500Vac. This variable speed / frequency drive (VSD / VFD) is designed for simple industry and commercial machinery, such as packaging, material handling machinery, mechanical actuators and lifting equipment. Its compact form factor allows for reduction of machine footprint, through vertical stacking of drives in a machine frame. Its advanced connectivity, including CANopen and Modbus, allows deep integration into automation architectures without the use of additional network equipment. | Max. output frequency | 599Hz
| 49 | Automation and Control | Motors and Drives | Drives | ALTIVAR 320 VARIABLE SPEED DRIVE 380...500V 1.5KW 3P | 2224805 | ATV320U15N4C | SCHNEIDER ELECTRIC | 26900 | https://pim-kvc.soneparsea.com:3443/PictureServer/default.aspx/schneider-ATV320U15N4C_Image1.jpg?A3889C9397807479A2A1C7A8BAA5959DB4AAC672938B86678275A97687856477AF8EC1A6B99C6162BAB5BB | https://pim-kvc.soneparsea.com:3443/PictureServer/default.aspx/schneider-atv320u15n4c.pdf?A3889C9397807479A2A1C7A8BAA5959DB4AAC672B3ABA6678275C97687A564977EB5B8AB | ALTIVAR 320 VARIABLE SPEED DRIVE 380...500V 1.5KW 3 PHASE | This Schneider Electric Altivar 320 variable speed drive / inverter can feed 3-phase synchronous and asynchronous power motors with a rated power up to 1.5 kilowatts / 2 horsepower and a rated voltage from 380 to 500Vac. This variable speed / frequency drive (VSD / VFD) is designed for simple industry and commercial machinery, such as packaging, material handling machinery, mechanical actuators and lifting equipment. Its compact form factor allows for reduction of machine footprint, through vertical stacking of drives in a machine frame. Its advanced connectivity, including CANopen and Modbus, allows deep integration into automation architectures without the use of additional network equipment. | Max. output voltage | 500V
| 49 | Automation and Control | Motors and Drives | Drives | ALTIVAR 320 VARIABLE SPEED DRIVE 380...500V 1.5KW 3P | 2224805 | ATV320U15N4C | SCHNEIDER ELECTRIC | 26900 | https://pim-kvc.soneparsea.com:3443/PictureServer/default.aspx/schneider-ATV320U15N4C_Image1.jpg?A3889C9397807479A2A1C7A8BAA5959DB4AAC672938B86678275A97687856477AF8EC1A6B99C6162BAB5BB | https://pim-kvc.soneparsea.com:3443/PictureServer/default.aspx/schneider-atv320u15n4c.pdf?A3889C9397807479A2A1C7A8BAA5959DB4AAC672B3ABA6678275C97687A564977EB5B8AB | ALTIVAR 320 VARIABLE SPEED DRIVE 380...500V 1.5KW 3 PHASE | This Schneider Electric Altivar 320 variable speed drive / inverter can feed 3-phase synchronous and asynchronous power motors with a rated power up to 1.5 kilowatts / 2 horsepower and a rated voltage from 380 to 500Vac. This variable speed / frequency drive (VSD / VFD) is designed for simple industry and commercial machinery, such as packaging, material handling machinery, mechanical actuators and lifting equipment. Its compact form factor allows for reduction of machine footprint, through vertical stacking of drives in a machine frame. Its advanced connectivity, including CANopen and Modbus, allows deep integration into automation architectures without the use of additional network equipment. | Nominal output current I2N | 4.1A
| 49 | Automation and Control | Motors and Drives | Drives | ALTIVAR 320 VARIABLE SPEED DRIVE 380...500V 1.5KW 3P | 2224805 | ATV320U15N4C | SCHNEIDER ELECTRIC | 26900 | https://pim-kvc.soneparsea.com:3443/PictureServer/default.aspx/schneider-ATV320U15N4C_Image1.jpg?A3889C9397807479A2A1C7A8BAA5959DB4AAC672938B86678275A97687856477AF8EC1A6B99C6162BAB5BB | https://pim-kvc.soneparsea.com:3443/PictureServer/default.aspx/schneider-atv320u15n4c.pdf?A3889C9397807479A2A1C7A8BAA5959DB4AAC672B3ABA6678275C97687A564977EB5B8AB | ALTIVAR 320 VARIABLE SPEED DRIVE 380...500V 1.5KW 3 PHASE | This Schneider Electric Altivar 320 variable speed drive / inverter can feed 3-phase synchronous and asynchronous power motors with a rated power up to 1.5 kilowatts / 2 horsepower and a rated voltage from 380 to 500Vac. This variable speed / frequency drive (VSD / VFD) is designed for simple industry and commercial machinery, such as packaging, material handling machinery, mechanical actuators and lifting equipment. Its compact form factor allows for reduction of machine footprint, through vertical stacking of drives in a machine frame. Its advanced connectivity, including CANopen and Modbus, allows deep integration into automation architectures without the use of additional network equipment. | Max. output at quadratic load at rated output voltage | 1.5kW
| 49 | Automation and Control | Motors and Drives | Drives | ALTIVAR 320 VARIABLE SPEED DRIVE 380...500V 1.5KW 3P | 2224805 | ATV320U15N4C | SCHNEIDER ELECTRIC | 26900 | https://pim-kvc.soneparsea.com:3443/PictureServer/default.aspx/schneider-ATV320U15N4C_Image1.jpg?A3889C9397807479A2A1C7A8BAA5959DB4AAC672938B86678275A97687856477AF8EC1A6B99C6162BAB5BB | https://pim-kvc.soneparsea.com:3443/PictureServer/default.aspx/schneider-atv320u15n4c.pdf?A3889C9397807479A2A1C7A8BAA5959DB4AAC672B3ABA6678275C97687A564977EB5B8AB | ALTIVAR 320 VARIABLE SPEED DRIVE 380...500V 1.5KW 3 PHASE | This Schneider Electric Altivar 320 variable speed drive / inverter can feed 3-phase synchronous and asynchronous power motors with a rated power up to 1.5 kilowatts / 2 horsepower and a rated voltage from 380 to 500Vac. This variable speed / frequency drive (VSD / VFD) is designed for simple industry and commercial machinery, such as packaging, material handling machinery, mechanical actuators and lifting equipment. Its compact form factor allows for reduction of machine footprint, through vertical stacking of drives in a machine frame. Its advanced connectivity, including CANopen and Modbus, allows deep integration into automation architectures without the use of additional network equipment. | Max. output at linear load at rated output voltage | 1.5kW
| 49 | Automation and Control | Motors and Drives | Drives | ALTIVAR 320 VARIABLE SPEED DRIVE 380...500V 1.5KW 3P | 2224805 | ATV320U15N4C | SCHNEIDER ELECTRIC | 26900 | https://pim-kvc.soneparsea.com:3443/PictureServer/default.aspx/schneider-ATV320U15N4C_Image1.jpg?A3889C9397807479A2A1C7A8BAA5959DB4AAC672938B86678275A97687856477AF8EC1A6B99C6162BAB5BB | https://pim-kvc.soneparsea.com:3443/PictureServer/default.aspx/schneider-atv320u15n4c.pdf?A3889C9397807479A2A1C7A8BAA5959DB4AAC672B3ABA6678275C97687A564977EB5B8AB | ALTIVAR 320 VARIABLE SPEED DRIVE 380...500V 1.5KW 3 PHASE | This Schneider Electric Altivar 320 variable speed drive / inverter can feed 3-phase synchronous and asynchronous power motors with a rated power up to 1.5 kilowatts / 2 horsepower and a rated voltage from 380 to 500Vac. This variable speed / frequency drive (VSD / VFD) is designed for simple industry and commercial machinery, such as packaging, material handling machinery, mechanical actuators and lifting equipment. Its compact form factor allows for reduction of machine footprint, through vertical stacking of drives in a machine frame. Its advanced connectivity, including CANopen and Modbus, allows deep integration into automation architectures without the use of additional network equipment. | Relative symmetric net frequency tolerance | 5%
| 49 | Automation and Control | Motors and Drives | Drives | ALTIVAR 320 VARIABLE SPEED DRIVE 380...500V 1.5KW 3P | 2224805 | ATV320U15N4C | SCHNEIDER ELECTRIC | 26900 | https://pim-kvc.soneparsea.com:3443/PictureServer/default.aspx/schneider-ATV320U15N4C_Image1.jpg?A3889C9397807479A2A1C7A8BAA5959DB4AAC672938B86678275A97687856477AF8EC1A6B99C6162BAB5BB | https://pim-kvc.soneparsea.com:3443/PictureServer/default.aspx/schneider-atv320u15n4c.pdf?A3889C9397807479A2A1C7A8BAA5959DB4AAC672B3ABA6678275C97687A564977EB5B8AB | ALTIVAR 320 VARIABLE SPEED DRIVE 380...500V 1.5KW 3 PHASE | This Schneider Electric Altivar 320 variable speed drive / inverter can feed 3-phase synchronous and asynchronous power motors with a rated power up to 1.5 kilowatts / 2 horsepower and a rated voltage from 380 to 500Vac. This variable speed / frequency drive (VSD / VFD) is designed for simple industry and commercial machinery, such as packaging, material handling machinery, mechanical actuators and lifting equipment. Its compact form factor allows for reduction of machine footprint, through vertical stacking of drives in a machine frame. Its advanced connectivity, including CANopen and Modbus, allows deep integration into automation architectures without the use of additional network equipment. | Relative symmetric net voltage tolerance | 10%
| 49 | Automation and Control | Motors and Drives | Drives | ALTIVAR 320 VARIABLE SPEED DRIVE 380...500V 1.5KW 3P | 2224805 | ATV320U15N4C | SCHNEIDER ELECTRIC | 26900 | https://pim-kvc.soneparsea.com:3443/PictureServer/default.aspx/schneider-ATV320U15N4C_Image1.jpg?A3889C9397807479A2A1C7A8BAA5959DB4AAC672938B86678275A97687856477AF8EC1A6B99C6162BAB5BB | https://pim-kvc.soneparsea.com:3443/PictureServer/default.aspx/schneider-atv320u15n4c.pdf?A3889C9397807479A2A1C7A8BAA5959DB4AAC672B3ABA6678275C97687A564977EB5B8AB | ALTIVAR 320 VARIABLE SPEED DRIVE 380...500V 1.5KW 3 PHASE | This Schneider Electric Altivar 320 variable speed drive / inverter can feed 3-phase synchronous and asynchronous power motors with a rated power up to 1.5 kilowatts / 2 horsepower and a rated voltage from 380 to 500Vac. This variable speed / frequency drive (VSD / VFD) is designed for simple industry and commercial machinery, such as packaging, material handling machinery, mechanical actuators and lifting equipment. Its compact form factor allows for reduction of machine footprint, through vertical stacking of drives in a machine frame. Its advanced connectivity, including CANopen and Modbus, allows deep integration into automation architectures without the use of additional network equipment. | Number of analogue outputs | 1
| 49 | Automation and Control | Motors and Drives | Drives | ALTIVAR 320 VARIABLE SPEED DRIVE 380...500V 1.5KW 3P | 2224805 | ATV320U15N4C | SCHNEIDER ELECTRIC | 26900 | https://pim-kvc.soneparsea.com:3443/PictureServer/default.aspx/schneider-ATV320U15N4C_Image1.jpg?A3889C9397807479A2A1C7A8BAA5959DB4AAC672938B86678275A97687856477AF8EC1A6B99C6162BAB5BB | https://pim-kvc.soneparsea.com:3443/PictureServer/default.aspx/schneider-atv320u15n4c.pdf?A3889C9397807479A2A1C7A8BAA5959DB4AAC672B3ABA6678275C97687A564977EB5B8AB | ALTIVAR 320 VARIABLE SPEED DRIVE 380...500V 1.5KW 3 PHASE | This Schneider Electric Altivar 320 variable speed drive / inverter can feed 3-phase synchronous and asynchronous power motors with a rated power up to 1.5 kilowatts / 2 horsepower and a rated voltage from 380 to 500Vac. This variable speed / frequency drive (VSD / VFD) is designed for simple industry and commercial machinery, such as packaging, material handling machinery, mechanical actuators and lifting equipment. Its compact form factor allows for reduction of machine footprint, through vertical stacking of drives in a machine frame. Its advanced connectivity, including CANopen and Modbus, allows deep integration into automation architectures without the use of additional network equipment. | Number of analogue inputs | 3
| 49 | Automation and Control | Motors and Drives | Drives | ALTIVAR 320 VARIABLE SPEED DRIVE 380...500V 1.5KW 3P | 2224805 | ATV320U15N4C | SCHNEIDER ELECTRIC | 26900 | https://pim-kvc.soneparsea.com:3443/PictureServer/default.aspx/schneider-ATV320U15N4C_Image1.jpg?A3889C9397807479A2A1C7A8BAA5959DB4AAC672938B86678275A97687856477AF8EC1A6B99C6162BAB5BB | https://pim-kvc.soneparsea.com:3443/PictureServer/default.aspx/schneider-atv320u15n4c.pdf?A3889C9397807479A2A1C7A8BAA5959DB4AAC672B3ABA6678275C97687A564977EB5B8AB | ALTIVAR 320 VARIABLE SPEED DRIVE 380...500V 1.5KW 3 PHASE | This Schneider Electric Altivar 320 variable speed drive / inverter can feed 3-phase synchronous and asynchronous power motors with a rated power up to 1.5 kilowatts / 2 horsepower and a rated voltage from 380 to 500Vac. This variable speed / frequency drive (VSD / VFD) is designed for simple industry and commercial machinery, such as packaging, material handling machinery, mechanical actuators and lifting equipment. Its compact form factor allows for reduction of machine footprint, through vertical stacking of drives in a machine frame. Its advanced connectivity, including CANopen and Modbus, allows deep integration into automation architectures without the use of additional network equipment. | Number of digital outputs | 1
| 49 | Automation and Control | Motors and Drives | Drives | ALTIVAR 320 VARIABLE SPEED DRIVE 380...500V 1.5KW 3P | 2224805 | ATV320U15N4C | SCHNEIDER ELECTRIC | 26900 | https://pim-kvc.soneparsea.com:3443/PictureServer/default.aspx/schneider-ATV320U15N4C_Image1.jpg?A3889C9397807479A2A1C7A8BAA5959DB4AAC672938B86678275A97687856477AF8EC1A6B99C6162BAB5BB | https://pim-kvc.soneparsea.com:3443/PictureServer/default.aspx/schneider-atv320u15n4c.pdf?A3889C9397807479A2A1C7A8BAA5959DB4AAC672B3ABA6678275C97687A564977EB5B8AB | ALTIVAR 320 VARIABLE SPEED DRIVE 380...500V 1.5KW 3 PHASE | This Schneider Electric Altivar 320 variable speed drive / inverter can feed 3-phase synchronous and asynchronous power motors with a rated power up to 1.5 kilowatts / 2 horsepower and a rated voltage from 380 to 500Vac. This variable speed / frequency drive (VSD / VFD) is designed for simple industry and commercial machinery, such as packaging, material handling machinery, mechanical actuators and lifting equipment. Its compact form factor allows for reduction of machine footprint, through vertical stacking of drives in a machine frame. Its advanced connectivity, including CANopen and Modbus, allows deep integration into automation architectures without the use of additional network equipment. | Number of digital inputs | 6
| 49 | Automation and Control | Motors and Drives | Drives | ALTIVAR 320 VARIABLE SPEED DRIVE 380...500V 1.5KW 3P | 2224805 | ATV320U15N4C | SCHNEIDER ELECTRIC | 26900 | https://pim-kvc.soneparsea.com:3443/PictureServer/default.aspx/schneider-ATV320U15N4C_Image1.jpg?A3889C9397807479A2A1C7A8BAA5959DB4AAC672938B86678275A97687856477AF8EC1A6B99C6162BAB5BB | https://pim-kvc.soneparsea.com:3443/PictureServer/default.aspx/schneider-atv320u15n4c.pdf?A3889C9397807479A2A1C7A8BAA5959DB4AAC672B3ABA6678275C97687A564977EB5B8AB | ALTIVAR 320 VARIABLE SPEED DRIVE 380...500V 1.5KW 3 PHASE | This Schneider Electric Altivar 320 variable speed drive / inverter can feed 3-phase synchronous and asynchronous power motors with a rated power up to 1.5 kilowatts / 2 horsepower and a rated voltage from 380 to 500Vac. This variable speed / frequency drive (VSD / VFD) is designed for simple industry and commercial machinery, such as packaging, material handling machinery, mechanical actuators and lifting equipment. Its compact form factor allows for reduction of machine footprint, through vertical stacking of drives in a machine frame. Its advanced connectivity, including CANopen and Modbus, allows deep integration into automation architectures without the use of additional network equipment. | With control element | yes
| 49 | Automation and Control | Motors and Drives | Drives | ALTIVAR 320 VARIABLE SPEED DRIVE 380...500V 1.5KW 3P | 2224805 | ATV320U15N4C | SCHNEIDER ELECTRIC | 26900 | https://pim-kvc.soneparsea.com:3443/PictureServer/default.aspx/schneider-ATV320U15N4C_Image1.jpg?A3889C9397807479A2A1C7A8BAA5959DB4AAC672938B86678275A97687856477AF8EC1A6B99C6162BAB5BB | https://pim-kvc.soneparsea.com:3443/PictureServer/default.aspx/schneider-atv320u15n4c.pdf?A3889C9397807479A2A1C7A8BAA5959DB4AAC672B3ABA6678275C97687A564977EB5B8AB | ALTIVAR 320 VARIABLE SPEED DRIVE 380...500V 1.5KW 3 PHASE | This Schneider Electric Altivar 320 variable speed drive / inverter can feed 3-phase synchronous and asynchronous power motors with a rated power up to 1.5 kilowatts / 2 horsepower and a rated voltage from 380 to 500Vac. This variable speed / frequency drive (VSD / VFD) is designed for simple industry and commercial machinery, such as packaging, material handling machinery, mechanical actuators and lifting equipment. Its compact form factor allows for reduction of machine footprint, through vertical stacking of drives in a machine frame. Its advanced connectivity, including CANopen and Modbus, allows deep integration into automation architectures without the use of additional network equipment. | Application in industrial area permitted | yes
| 49 | Automation and Control | Motors and Drives | Drives | ALTIVAR 320 VARIABLE SPEED DRIVE 380...500V 1.5KW 3P | 2224805 | ATV320U15N4C | SCHNEIDER ELECTRIC | 26900 | https://pim-kvc.soneparsea.com:3443/PictureServer/default.aspx/schneider-ATV320U15N4C_Image1.jpg?A3889C9397807479A2A1C7A8BAA5959DB4AAC672938B86678275A97687856477AF8EC1A6B99C6162BAB5BB | https://pim-kvc.soneparsea.com:3443/PictureServer/default.aspx/schneider-atv320u15n4c.pdf?A3889C9397807479A2A1C7A8BAA5959DB4AAC672B3ABA6678275C97687A564977EB5B8AB | ALTIVAR 320 VARIABLE SPEED DRIVE 380...500V 1.5KW 3 PHASE | This Schneider Electric Altivar 320 variable speed drive / inverter can feed 3-phase synchronous and asynchronous power motors with a rated power up to 1.5 kilowatts / 2 horsepower and a rated voltage from 380 to 500Vac. This variable speed / frequency drive (VSD / VFD) is designed for simple industry and commercial machinery, such as packaging, material handling machinery, mechanical actuators and lifting equipment. Its compact form factor allows for reduction of machine footprint, through vertical stacking of drives in a machine frame. Its advanced connectivity, including CANopen and Modbus, allows deep integration into automation architectures without the use of additional network equipment. | Application in domestic- and commercial area permitted | yes
| 49 | Automation and Control | Motors and Drives | Drives | ALTIVAR 320 VARIABLE SPEED DRIVE 380...500V 1.5KW 3P | 2224805 | ATV320U15N4C | SCHNEIDER ELECTRIC | 26900 | https://pim-kvc.soneparsea.com:3443/PictureServer/default.aspx/schneider-ATV320U15N4C_Image1.jpg?A3889C9397807479A2A1C7A8BAA5959DB4AAC672938B86678275A97687856477AF8EC1A6B99C6162BAB5BB | https://pim-kvc.soneparsea.com:3443/PictureServer/default.aspx/schneider-atv320u15n4c.pdf?A3889C9397807479A2A1C7A8BAA5959DB4AAC672B3ABA6678275C97687A564977EB5B8AB | ALTIVAR 320 VARIABLE SPEED DRIVE 380...500V 1.5KW 3 PHASE | This Schneider Electric Altivar 320 variable speed drive / inverter can feed 3-phase synchronous and asynchronous power motors with a rated power up to 1.5 kilowatts / 2 horsepower and a rated voltage from 380 to 500Vac. This variable speed / frequency drive (VSD / VFD) is designed for simple industry and commercial machinery, such as packaging, material handling machinery, mechanical actuators and lifting equipment. Its compact form factor allows for reduction of machine footprint, through vertical stacking of drives in a machine frame. Its advanced connectivity, including CANopen and Modbus, allows deep integration into automation architectures without the use of additional network equipment. | Supporting protocol for TCP/IP | no
| 49 | Automation and Control | Motors and Drives | Drives | ALTIVAR 320 VARIABLE SPEED DRIVE 380...500V 1.5KW 3P | 2224805 | ATV320U15N4C | SCHNEIDER ELECTRIC | 26900 | https://pim-kvc.soneparsea.com:3443/PictureServer/default.aspx/schneider-ATV320U15N4C_Image1.jpg?A3889C9397807479A2A1C7A8BAA5959DB4AAC672938B86678275A97687856477AF8EC1A6B99C6162BAB5BB | https://pim-kvc.soneparsea.com:3443/PictureServer/default.aspx/schneider-atv320u15n4c.pdf?A3889C9397807479A2A1C7A8BAA5959DB4AAC672B3ABA6678275C97687A564977EB5B8AB | ALTIVAR 320 VARIABLE SPEED DRIVE 380...500V 1.5KW 3 PHASE | This Schneider Electric Altivar 320 variable speed drive / inverter can feed 3-phase synchronous and asynchronous power motors with a rated power up to 1.5 kilowatts / 2 horsepower and a rated voltage from 380 to 500Vac. This variable speed / frequency drive (VSD / VFD) is designed for simple industry and commercial machinery, such as packaging, material handling machinery, mechanical actuators and lifting equipment. Its compact form factor allows for reduction of machine footprint, through vertical stacking of drives in a machine frame. Its advanced connectivity, including CANopen and Modbus, allows deep integration into automation architectures without the use of additional network equipment. | Supporting protocol for PROFIBUS | yes
| 50 | Automation and Control | Motors and Drives | Drives | ALTIVAR 320 VARIABLE SPEED DRIVE 380…500V 15KW 3P | 2224822 | ATV320D15N4B | SCHNEIDER ELECTRIC | 108000 | https://pim-kvc.soneparsea.com:3443/PictureServer/default.aspx/schneider-atv320d15n4b_image1.jpg?A3889C9397807479A2A1C7A8BAA5959DB4AAC672B3ABA6678275B87687A56496AFAEC1A6B99C6162BAB5BB | https://pim-kvc.soneparsea.com:3443/PictureServer/default.aspx/schneider-atv320d15n4b.pdf?A3889C9397807479A2A1C7A8BAA5959DB4AAC672B3ABA6678275B87687A564967EB5B8AB | ALTIVAR 320 VARIABLE SPEED DRIVE 380…500V 15KW 3 PHASE | This Schneider Electric Altivar 320 variable speed drive / inverter can feed 3-phase synchronous and asynchronous power motors with a rated power up to 15 kilowatts / 20 horsepower and a rated voltage from 380 to 500Vac. | Mains voltage | 380...500V
| 50 | Automation and Control | Motors and Drives | Drives | ALTIVAR 320 VARIABLE SPEED DRIVE 380…500V 15KW 3P | 2224822 | ATV320D15N4B | SCHNEIDER ELECTRIC | 108000 | https://pim-kvc.soneparsea.com:3443/PictureServer/default.aspx/schneider-atv320d15n4b_image1.jpg?A3889C9397807479A2A1C7A8BAA5959DB4AAC672B3ABA6678275B87687A56496AFAEC1A6B99C6162BAB5BB | https://pim-kvc.soneparsea.com:3443/PictureServer/default.aspx/schneider-atv320d15n4b.pdf?A3889C9397807479A2A1C7A8BAA5959DB4AAC672B3ABA6678275B87687A564967EB5B8AB | ALTIVAR 320 VARIABLE SPEED DRIVE 380…500V 15KW 3 PHASE | This Schneider Electric Altivar 320 variable speed drive / inverter can feed 3-phase synchronous and asynchronous power motors with a rated power up to 15 kilowatts / 20 horsepower and a rated voltage from 380 to 500Vac. | Mains frequency | 50/60 Hz
| 50 | Automation and Control | Motors and Drives | Drives | ALTIVAR 320 VARIABLE SPEED DRIVE 380…500V 15KW 3P | 2224822 | ATV320D15N4B | SCHNEIDER ELECTRIC | 108000 | https://pim-kvc.soneparsea.com:3443/PictureServer/default.aspx/schneider-atv320d15n4b_image1.jpg?A3889C9397807479A2A1C7A8BAA5959DB4AAC672B3ABA6678275B87687A56496AFAEC1A6B99C6162BAB5BB | https://pim-kvc.soneparsea.com:3443/PictureServer/default.aspx/schneider-atv320d15n4b.pdf?A3889C9397807479A2A1C7A8BAA5959DB4AAC672B3ABA6678275B87687A564967EB5B8AB | ALTIVAR 320 VARIABLE SPEED DRIVE 380…500V 15KW 3 PHASE | This Schneider Electric Altivar 320 variable speed drive / inverter can feed 3-phase synchronous and asynchronous power motors with a rated power up to 15 kilowatts / 20 horsepower and a rated voltage from 380 to 500Vac. | Number of phases input | 3
| 50 | Automation and Control | Motors and Drives | Drives | ALTIVAR 320 VARIABLE SPEED DRIVE 380…500V 15KW 3P | 2224822 | ATV320D15N4B | SCHNEIDER ELECTRIC | 108000 | https://pim-kvc.soneparsea.com:3443/PictureServer/default.aspx/schneider-atv320d15n4b_image1.jpg?A3889C9397807479A2A1C7A8BAA5959DB4AAC672B3ABA6678275B87687A56496AFAEC1A6B99C6162BAB5BB | https://pim-kvc.soneparsea.com:3443/PictureServer/default.aspx/schneider-atv320d15n4b.pdf?A3889C9397807479A2A1C7A8BAA5959DB4AAC672B3ABA6678275B87687A564967EB5B8AB | ALTIVAR 320 VARIABLE SPEED DRIVE 380…500V 15KW 3 PHASE | This Schneider Electric Altivar 320 variable speed drive / inverter can feed 3-phase synchronous and asynchronous power motors with a rated power up to 15 kilowatts / 20 horsepower and a rated voltage from 380 to 500Vac. | Number of phases output | 3
| 50 | Automation and Control | Motors and Drives | Drives | ALTIVAR 320 VARIABLE SPEED DRIVE 380…500V 15KW 3P | 2224822 | ATV320D15N4B | SCHNEIDER ELECTRIC | 108000 | https://pim-kvc.soneparsea.com:3443/PictureServer/default.aspx/schneider-atv320d15n4b_image1.jpg?A3889C9397807479A2A1C7A8BAA5959DB4AAC672B3ABA6678275B87687A56496AFAEC1A6B99C6162BAB5BB | https://pim-kvc.soneparsea.com:3443/PictureServer/default.aspx/schneider-atv320d15n4b.pdf?A3889C9397807479A2A1C7A8BAA5959DB4AAC672B3ABA6678275B87687A564967EB5B8AB | ALTIVAR 320 VARIABLE SPEED DRIVE 380…500V 15KW 3 PHASE | This Schneider Electric Altivar 320 variable speed drive / inverter can feed 3-phase synchronous and asynchronous power motors with a rated power up to 15 kilowatts / 20 horsepower and a rated voltage from 380 to 500Vac. | Max. output frequency | 599Hz
| 50 | Automation and Control | Motors and Drives | Drives | ALTIVAR 320 VARIABLE SPEED DRIVE 380…500V 15KW 3P | 2224822 | ATV320D15N4B | SCHNEIDER ELECTRIC | 108000 | https://pim-kvc.soneparsea.com:3443/PictureServer/default.aspx/schneider-atv320d15n4b_image1.jpg?A3889C9397807479A2A1C7A8BAA5959DB4AAC672B3ABA6678275B87687A56496AFAEC1A6B99C6162BAB5BB | https://pim-kvc.soneparsea.com:3443/PictureServer/default.aspx/schneider-atv320d15n4b.pdf?A3889C9397807479A2A1C7A8BAA5959DB4AAC672B3ABA6678275B87687A564967EB5B8AB | ALTIVAR 320 VARIABLE SPEED DRIVE 380…500V 15KW 3 PHASE | This Schneider Electric Altivar 320 variable speed drive / inverter can feed 3-phase synchronous and asynchronous power motors with a rated power up to 15 kilowatts / 20 horsepower and a rated voltage from 380 to 500Vac. | Max. output voltage | 500V
| 50 | Automation and Control | Motors and Drives | Drives | ALTIVAR 320 VARIABLE SPEED DRIVE 380…500V 15KW 3P | 2224822 | ATV320D15N4B | SCHNEIDER ELECTRIC | 108000 | https://pim-kvc.soneparsea.com:3443/PictureServer/default.aspx/schneider-atv320d15n4b_image1.jpg?A3889C9397807479A2A1C7A8BAA5959DB4AAC672B3ABA6678275B87687A56496AFAEC1A6B99C6162BAB5BB | https://pim-kvc.soneparsea.com:3443/PictureServer/default.aspx/schneider-atv320d15n4b.pdf?A3889C9397807479A2A1C7A8BAA5959DB4AAC672B3ABA6678275B87687A564967EB5B8AB | ALTIVAR 320 VARIABLE SPEED DRIVE 380…500V 15KW 3 PHASE | This Schneider Electric Altivar 320 variable speed drive / inverter can feed 3-phase synchronous and asynchronous power motors with a rated power up to 15 kilowatts / 20 horsepower and a rated voltage from 380 to 500Vac. | Nominal output current I2N | 33A
| 50 | Automation and Control | Motors and Drives | Drives | ALTIVAR 320 VARIABLE SPEED DRIVE 380…500V 15KW 3P | 2224822 | ATV320D15N4B | SCHNEIDER ELECTRIC | 108000 | https://pim-kvc.soneparsea.com:3443/PictureServer/default.aspx/schneider-atv320d15n4b_image1.jpg?A3889C9397807479A2A1C7A8BAA5959DB4AAC672B3ABA6678275B87687A56496AFAEC1A6B99C6162BAB5BB | https://pim-kvc.soneparsea.com:3443/PictureServer/default.aspx/schneider-atv320d15n4b.pdf?A3889C9397807479A2A1C7A8BAA5959DB4AAC672B3ABA6678275B87687A564967EB5B8AB | ALTIVAR 320 VARIABLE SPEED DRIVE 380…500V 15KW 3 PHASE | This Schneider Electric Altivar 320 variable speed drive / inverter can feed 3-phase synchronous and asynchronous power motors with a rated power up to 15 kilowatts / 20 horsepower and a rated voltage from 380 to 500Vac. | Max. output at quadratic load at rated output voltage | 15kW
| 50 | Automation and Control | Motors and Drives | Drives | ALTIVAR 320 VARIABLE SPEED DRIVE 380…500V 15KW 3P | 2224822 | ATV320D15N4B | SCHNEIDER ELECTRIC | 108000 | https://pim-kvc.soneparsea.com:3443/PictureServer/default.aspx/schneider-atv320d15n4b_image1.jpg?A3889C9397807479A2A1C7A8BAA5959DB4AAC672B3ABA6678275B87687A56496AFAEC1A6B99C6162BAB5BB | https://pim-kvc.soneparsea.com:3443/PictureServer/default.aspx/schneider-atv320d15n4b.pdf?A3889C9397807479A2A1C7A8BAA5959DB4AAC672B3ABA6678275B87687A564967EB5B8AB | ALTIVAR 320 VARIABLE SPEED DRIVE 380…500V 15KW 3 PHASE | This Schneider Electric Altivar 320 variable speed drive / inverter can feed 3-phase synchronous and asynchronous power motors with a rated power up to 15 kilowatts / 20 horsepower and a rated voltage from 380 to 500Vac. | Max. output at linear load at rated output voltage | 15kW
| 50 | Automation and Control | Motors and Drives | Drives | ALTIVAR 320 VARIABLE SPEED DRIVE 380…500V 15KW 3P | 2224822 | ATV320D15N4B | SCHNEIDER ELECTRIC | 108000 | https://pim-kvc.soneparsea.com:3443/PictureServer/default.aspx/schneider-atv320d15n4b_image1.jpg?A3889C9397807479A2A1C7A8BAA5959DB4AAC672B3ABA6678275B87687A56496AFAEC1A6B99C6162BAB5BB | https://pim-kvc.soneparsea.com:3443/PictureServer/default.aspx/schneider-atv320d15n4b.pdf?A3889C9397807479A2A1C7A8BAA5959DB4AAC672B3ABA6678275B87687A564967EB5B8AB | ALTIVAR 320 VARIABLE SPEED DRIVE 380…500V 15KW 3 PHASE | This Schneider Electric Altivar 320 variable speed drive / inverter can feed 3-phase synchronous and asynchronous power motors with a rated power up to 15 kilowatts / 20 horsepower and a rated voltage from 380 to 500Vac. | Relative symmetric net frequency tolerance | 5%
| 50 | Automation and Control | Motors and Drives | Drives | ALTIVAR 320 VARIABLE SPEED DRIVE 380…500V 15KW 3P | 2224822 | ATV320D15N4B | SCHNEIDER ELECTRIC | 108000 | https://pim-kvc.soneparsea.com:3443/PictureServer/default.aspx/schneider-atv320d15n4b_image1.jpg?A3889C9397807479A2A1C7A8BAA5959DB4AAC672B3ABA6678275B87687A56496AFAEC1A6B99C6162BAB5BB | https://pim-kvc.soneparsea.com:3443/PictureServer/default.aspx/schneider-atv320d15n4b.pdf?A3889C9397807479A2A1C7A8BAA5959DB4AAC672B3ABA6678275B87687A564967EB5B8AB | ALTIVAR 320 VARIABLE SPEED DRIVE 380…500V 15KW 3 PHASE | This Schneider Electric Altivar 320 variable speed drive / inverter can feed 3-phase synchronous and asynchronous power motors with a rated power up to 15 kilowatts / 20 horsepower and a rated voltage from 380 to 500Vac. | Relative symmetric net voltage tolerance | 10%
| 50 | Automation and Control | Motors and Drives | Drives | ALTIVAR 320 VARIABLE SPEED DRIVE 380…500V 15KW 3P | 2224822 | ATV320D15N4B | SCHNEIDER ELECTRIC | 108000 | https://pim-kvc.soneparsea.com:3443/PictureServer/default.aspx/schneider-atv320d15n4b_image1.jpg?A3889C9397807479A2A1C7A8BAA5959DB4AAC672B3ABA6678275B87687A56496AFAEC1A6B99C6162BAB5BB | https://pim-kvc.soneparsea.com:3443/PictureServer/default.aspx/schneider-atv320d15n4b.pdf?A3889C9397807479A2A1C7A8BAA5959DB4AAC672B3ABA6678275B87687A564967EB5B8AB | ALTIVAR 320 VARIABLE SPEED DRIVE 380…500V 15KW 3 PHASE | This Schneider Electric Altivar 320 variable speed drive / inverter can feed 3-phase synchronous and asynchronous power motors with a rated power up to 15 kilowatts / 20 horsepower and a rated voltage from 380 to 500Vac. | Number of analogue outputs | 1
| 50 | Automation and Control | Motors and Drives | Drives | ALTIVAR 320 VARIABLE SPEED DRIVE 380…500V 15KW 3P | 2224822 | ATV320D15N4B | SCHNEIDER ELECTRIC | 108000 | https://pim-kvc.soneparsea.com:3443/PictureServer/default.aspx/schneider-atv320d15n4b_image1.jpg?A3889C9397807479A2A1C7A8BAA5959DB4AAC672B3ABA6678275B87687A56496AFAEC1A6B99C6162BAB5BB | https://pim-kvc.soneparsea.com:3443/PictureServer/default.aspx/schneider-atv320d15n4b.pdf?A3889C9397807479A2A1C7A8BAA5959DB4AAC672B3ABA6678275B87687A564967EB5B8AB | ALTIVAR 320 VARIABLE SPEED DRIVE 380…500V 15KW 3 PHASE | This Schneider Electric Altivar 320 variable speed drive / inverter can feed 3-phase synchronous and asynchronous power motors with a rated power up to 15 kilowatts / 20 horsepower and a rated voltage from 380 to 500Vac. | Number of analogue inputs | 3
| 50 | Automation and Control | Motors and Drives | Drives | ALTIVAR 320 VARIABLE SPEED DRIVE 380…500V 15KW 3P | 2224822 | ATV320D15N4B | SCHNEIDER ELECTRIC | 108000 | https://pim-kvc.soneparsea.com:3443/PictureServer/default.aspx/schneider-atv320d15n4b_image1.jpg?A3889C9397807479A2A1C7A8BAA5959DB4AAC672B3ABA6678275B87687A56496AFAEC1A6B99C6162BAB5BB | https://pim-kvc.soneparsea.com:3443/PictureServer/default.aspx/schneider-atv320d15n4b.pdf?A3889C9397807479A2A1C7A8BAA5959DB4AAC672B3ABA6678275B87687A564967EB5B8AB | ALTIVAR 320 VARIABLE SPEED DRIVE 380…500V 15KW 3 PHASE | This Schneider Electric Altivar 320 variable speed drive / inverter can feed 3-phase synchronous and asynchronous power motors with a rated power up to 15 kilowatts / 20 horsepower and a rated voltage from 380 to 500Vac. | Number of digital outputs | 1
| 50 | Automation and Control | Motors and Drives | Drives | ALTIVAR 320 VARIABLE SPEED DRIVE 380…500V 15KW 3P | 2224822 | ATV320D15N4B | SCHNEIDER ELECTRIC | 108000 | https://pim-kvc.soneparsea.com:3443/PictureServer/default.aspx/schneider-atv320d15n4b_image1.jpg?A3889C9397807479A2A1C7A8BAA5959DB4AAC672B3ABA6678275B87687A56496AFAEC1A6B99C6162BAB5BB | https://pim-kvc.soneparsea.com:3443/PictureServer/default.aspx/schneider-atv320d15n4b.pdf?A3889C9397807479A2A1C7A8BAA5959DB4AAC672B3ABA6678275B87687A564967EB5B8AB | ALTIVAR 320 VARIABLE SPEED DRIVE 380…500V 15KW 3 PHASE | This Schneider Electric Altivar 320 variable speed drive / inverter can feed 3-phase synchronous and asynchronous power motors with a rated power up to 15 kilowatts / 20 horsepower and a rated voltage from 380 to 500Vac. | Number of digital inputs | 6
| 50 | Automation and Control | Motors and Drives | Drives | ALTIVAR 320 VARIABLE SPEED DRIVE 380…500V 15KW 3P | 2224822 | ATV320D15N4B | SCHNEIDER ELECTRIC | 108000 | https://pim-kvc.soneparsea.com:3443/PictureServer/default.aspx/schneider-atv320d15n4b_image1.jpg?A3889C9397807479A2A1C7A8BAA5959DB4AAC672B3ABA6678275B87687A56496AFAEC1A6B99C6162BAB5BB | https://pim-kvc.soneparsea.com:3443/PictureServer/default.aspx/schneider-atv320d15n4b.pdf?A3889C9397807479A2A1C7A8BAA5959DB4AAC672B3ABA6678275B87687A564967EB5B8AB | ALTIVAR 320 VARIABLE SPEED DRIVE 380…500V 15KW 3 PHASE | This Schneider Electric Altivar 320 variable speed drive / inverter can feed 3-phase synchronous and asynchronous power motors with a rated power up to 15 kilowatts / 20 horsepower and a rated voltage from 380 to 500Vac. | With control element | yes
| 50 | Automation and Control | Motors and Drives | Drives | ALTIVAR 320 VARIABLE SPEED DRIVE 380…500V 15KW 3P | 2224822 | ATV320D15N4B | SCHNEIDER ELECTRIC | 108000 | https://pim-kvc.soneparsea.com:3443/PictureServer/default.aspx/schneider-atv320d15n4b_image1.jpg?A3889C9397807479A2A1C7A8BAA5959DB4AAC672B3ABA6678275B87687A56496AFAEC1A6B99C6162BAB5BB | https://pim-kvc.soneparsea.com:3443/PictureServer/default.aspx/schneider-atv320d15n4b.pdf?A3889C9397807479A2A1C7A8BAA5959DB4AAC672B3ABA6678275B87687A564967EB5B8AB | ALTIVAR 320 VARIABLE SPEED DRIVE 380…500V 15KW 3 PHASE | This Schneider Electric Altivar 320 variable speed drive / inverter can feed 3-phase synchronous and asynchronous power motors with a rated power up to 15 kilowatts / 20 horsepower and a rated voltage from 380 to 500Vac. | Application in industrial area permitted | yes
| 50 | Automation and Control | Motors and Drives | Drives | ALTIVAR 320 VARIABLE SPEED DRIVE 380…500V 15KW 3P | 2224822 | ATV320D15N4B | SCHNEIDER ELECTRIC | 108000 | https://pim-kvc.soneparsea.com:3443/PictureServer/default.aspx/schneider-atv320d15n4b_image1.jpg?A3889C9397807479A2A1C7A8BAA5959DB4AAC672B3ABA6678275B87687A56496AFAEC1A6B99C6162BAB5BB | https://pim-kvc.soneparsea.com:3443/PictureServer/default.aspx/schneider-atv320d15n4b.pdf?A3889C9397807479A2A1C7A8BAA5959DB4AAC672B3ABA6678275B87687A564967EB5B8AB | ALTIVAR 320 VARIABLE SPEED DRIVE 380…500V 15KW 3 PHASE | This Schneider Electric Altivar 320 variable speed drive / inverter can feed 3-phase synchronous and asynchronous power motors with a rated power up to 15 kilowatts / 20 horsepower and a rated voltage from 380 to 500Vac. | Application in domestic- and commercial area permitted | yes
| 50 | Automation and Control | Motors and Drives | Drives | ALTIVAR 320 VARIABLE SPEED DRIVE 380…500V 15KW 3P | 2224822 | ATV320D15N4B | SCHNEIDER ELECTRIC | 108000 | https://pim-kvc.soneparsea.com:3443/PictureServer/default.aspx/schneider-atv320d15n4b_image1.jpg?A3889C9397807479A2A1C7A8BAA5959DB4AAC672B3ABA6678275B87687A56496AFAEC1A6B99C6162BAB5BB | https://pim-kvc.soneparsea.com:3443/PictureServer/default.aspx/schneider-atv320d15n4b.pdf?A3889C9397807479A2A1C7A8BAA5959DB4AAC672B3ABA6678275B87687A564967EB5B8AB | ALTIVAR 320 VARIABLE SPEED DRIVE 380…500V 15KW 3 PHASE | This Schneider Electric Altivar 320 variable speed drive / inverter can feed 3-phase synchronous and asynchronous power motors with a rated power up to 15 kilowatts / 20 horsepower and a rated voltage from 380 to 500Vac. | Supporting protocol for TCP/IP | no
| 50 | Automation and Control | Motors and Drives | Drives | ALTIVAR 320 VARIABLE SPEED DRIVE 380…500V 15KW 3P | 2224822 | ATV320D15N4B | SCHNEIDER ELECTRIC | 108000 | https://pim-kvc.soneparsea.com:3443/PictureServer/default.aspx/schneider-atv320d15n4b_image1.jpg?A3889C9397807479A2A1C7A8BAA5959DB4AAC672B3ABA6678275B87687A56496AFAEC1A6B99C6162BAB5BB | https://pim-kvc.soneparsea.com:3443/PictureServer/default.aspx/schneider-atv320d15n4b.pdf?A3889C9397807479A2A1C7A8BAA5959DB4AAC672B3ABA6678275B87687A564967EB5B8AB | ALTIVAR 320 VARIABLE SPEED DRIVE 380…500V 15KW 3 PHASE | This Schneider Electric Altivar 320 variable speed drive / inverter can feed 3-phase synchronous and asynchronous power motors with a rated power up to 15 kilowatts / 20 horsepower and a rated voltage from 380 to 500Vac. | Supporting protocol for PROFIBUS | yes
| 51 | Automation and Control | Motors and Drives | Motor Starter Combinations | TESYS LE ENCLOSED DOL STARTER 0.54-0.8A 220VAC COIL | 2261863 | LE1M35M705 | SCHNEIDER ELECTRIC | 3115 | https://pim-kvc.soneparsea.com:3443/PictureServer/default.aspx/schneider-LE1M35M705_Image1.jpg?A3889C9397807479A2A1C7A8BAA5959DB4AAC6729E7C6181837AA17C826C8F7DBDA6BBAA83659AA4B7 | https://pim-kvc.soneparsea.com:3443/PictureServer/default.aspx/schneider-LE1M35M705_Datasheet1.pdf?A3889C9397807479A2A1C7A8BAA5959DB4AAC6729E7C6181837AA17C826C8F78B1B9B5B8BA9C95A88173C4A9B8 | TESYS LE ENCLOSED DOL STARTER 0.54-0.8A 220VAC COIL | TeSys LE is a range of enclosed D.O.L motor starters and soft start starters up to 37 kW, that is simple to both use and install. These compact, ergonomically designed starters can be wall-mounted or installed for local control. | Type of motor starter | Direct online starter (DOL)
| 51 | Automation and Control | Motors and Drives | Motor Starter Combinations | TESYS LE ENCLOSED DOL STARTER 0.54-0.8A 220VAC COIL | 2261863 | LE1M35M705 | SCHNEIDER ELECTRIC | 3115 | https://pim-kvc.soneparsea.com:3443/PictureServer/default.aspx/schneider-LE1M35M705_Image1.jpg?A3889C9397807479A2A1C7A8BAA5959DB4AAC6729E7C6181837AA17C826C8F7DBDA6BBAA83659AA4B7 | https://pim-kvc.soneparsea.com:3443/PictureServer/default.aspx/schneider-LE1M35M705_Datasheet1.pdf?A3889C9397807479A2A1C7A8BAA5959DB4AAC6729E7C6181837AA17C826C8F78B1B9B5B8BA9C95A88173C4A9B8 | TESYS LE ENCLOSED DOL STARTER 0.54-0.8A 220VAC COIL | TeSys LE is a range of enclosed D.O.L motor starters and soft start starters up to 37 kW, that is simple to both use and install. These compact, ergonomically designed starters can be wall-mounted or installed for local control. | With short-circuit release | no
| 51 | Automation and Control | Motors and Drives | Motor Starter Combinations | TESYS LE ENCLOSED DOL STARTER 0.54-0.8A 220VAC COIL | 2261863 | LE1M35M705 | SCHNEIDER ELECTRIC | 3115 | https://pim-kvc.soneparsea.com:3443/PictureServer/default.aspx/schneider-LE1M35M705_Image1.jpg?A3889C9397807479A2A1C7A8BAA5959DB4AAC6729E7C6181837AA17C826C8F7DBDA6BBAA83659AA4B7 | https://pim-kvc.soneparsea.com:3443/PictureServer/default.aspx/schneider-LE1M35M705_Datasheet1.pdf?A3889C9397807479A2A1C7A8BAA5959DB4AAC6729E7C6181837AA17C826C8F78B1B9B5B8BA9C95A88173C4A9B8 | TESYS LE ENCLOSED DOL STARTER 0.54-0.8A 220VAC COIL | TeSys LE is a range of enclosed D.O.L motor starters and soft start starters up to 37 kW, that is simple to both use and install. These compact, ergonomically designed starters can be wall-mounted or installed for local control. | Rated control supply voltage Us at AC 50HZ | 220...220V
| 51 | Automation and Control | Motors and Drives | Motor Starter Combinations | TESYS LE ENCLOSED DOL STARTER 0.54-0.8A 220VAC COIL | 2261863 | LE1M35M705 | SCHNEIDER ELECTRIC | 3115 | https://pim-kvc.soneparsea.com:3443/PictureServer/default.aspx/schneider-LE1M35M705_Image1.jpg?A3889C9397807479A2A1C7A8BAA5959DB4AAC6729E7C6181837AA17C826C8F7DBDA6BBAA83659AA4B7 | https://pim-kvc.soneparsea.com:3443/PictureServer/default.aspx/schneider-LE1M35M705_Datasheet1.pdf?A3889C9397807479A2A1C7A8BAA5959DB4AAC6729E7C6181837AA17C826C8F78B1B9B5B8BA9C95A88173C4A9B8 | TESYS LE ENCLOSED DOL STARTER 0.54-0.8A 220VAC COIL | TeSys LE is a range of enclosed D.O.L motor starters and soft start starters up to 37 kW, that is simple to both use and install. These compact, ergonomically designed starters can be wall-mounted or installed for local control. | Rated control supply voltage Us at AC 60HZ | 220...220V
| 51 | Automation and Control | Motors and Drives | Motor Starter Combinations | TESYS LE ENCLOSED DOL STARTER 0.54-0.8A 220VAC COIL | 2261863 | LE1M35M705 | SCHNEIDER ELECTRIC | 3115 | https://pim-kvc.soneparsea.com:3443/PictureServer/default.aspx/schneider-LE1M35M705_Image1.jpg?A3889C9397807479A2A1C7A8BAA5959DB4AAC6729E7C6181837AA17C826C8F7DBDA6BBAA83659AA4B7 | https://pim-kvc.soneparsea.com:3443/PictureServer/default.aspx/schneider-LE1M35M705_Datasheet1.pdf?A3889C9397807479A2A1C7A8BAA5959DB4AAC6729E7C6181837AA17C826C8F78B1B9B5B8BA9C95A88173C4A9B8 | TESYS LE ENCLOSED DOL STARTER 0.54-0.8A 220VAC COIL | TeSys LE is a range of enclosed D.O.L motor starters and soft start starters up to 37 kW, that is simple to both use and install. These compact, ergonomically designed starters can be wall-mounted or installed for local control. | Rated control supply voltage Us at DC | 0...0V
| 51 | Automation and Control | Motors and Drives | Motor Starter Combinations | TESYS LE ENCLOSED DOL STARTER 0.54-0.8A 220VAC COIL | 2261863 | LE1M35M705 | SCHNEIDER ELECTRIC | 3115 | https://pim-kvc.soneparsea.com:3443/PictureServer/default.aspx/schneider-LE1M35M705_Image1.jpg?A3889C9397807479A2A1C7A8BAA5959DB4AAC6729E7C6181837AA17C826C8F7DBDA6BBAA83659AA4B7 | https://pim-kvc.soneparsea.com:3443/PictureServer/default.aspx/schneider-LE1M35M705_Datasheet1.pdf?A3889C9397807479A2A1C7A8BAA5959DB4AAC6729E7C6181837AA17C826C8F78B1B9B5B8BA9C95A88173C4A9B8 | TESYS LE ENCLOSED DOL STARTER 0.54-0.8A 220VAC COIL | TeSys LE is a range of enclosed D.O.L motor starters and soft start starters up to 37 kW, that is simple to both use and install. These compact, ergonomically designed starters can be wall-mounted or installed for local control. | Voltage type for actuating | AC
| 51 | Automation and Control | Motors and Drives | Motor Starter Combinations | TESYS LE ENCLOSED DOL STARTER 0.54-0.8A 220VAC COIL | 2261863 | LE1M35M705 | SCHNEIDER ELECTRIC | 3115 | https://pim-kvc.soneparsea.com:3443/PictureServer/default.aspx/schneider-LE1M35M705_Image1.jpg?A3889C9397807479A2A1C7A8BAA5959DB4AAC6729E7C6181837AA17C826C8F7DBDA6BBAA83659AA4B7 | https://pim-kvc.soneparsea.com:3443/PictureServer/default.aspx/schneider-LE1M35M705_Datasheet1.pdf?A3889C9397807479A2A1C7A8BAA5959DB4AAC6729E7C6181837AA17C826C8F78B1B9B5B8BA9C95A88173C4A9B8 | TESYS LE ENCLOSED DOL STARTER 0.54-0.8A 220VAC COIL | TeSys LE is a range of enclosed D.O.L motor starters and soft start starters up to 37 kW, that is simple to both use and install. These compact, ergonomically designed starters can be wall-mounted or installed for local control. | Rated operation power at AC-3, 230 V, 3-phase | 0.12kW
| 51 | Automation and Control | Motors and Drives | Motor Starter Combinations | TESYS LE ENCLOSED DOL STARTER 0.54-0.8A 220VAC COIL | 2261863 | LE1M35M705 | SCHNEIDER ELECTRIC | 3115 | https://pim-kvc.soneparsea.com:3443/PictureServer/default.aspx/schneider-LE1M35M705_Image1.jpg?A3889C9397807479A2A1C7A8BAA5959DB4AAC6729E7C6181837AA17C826C8F7DBDA6BBAA83659AA4B7 | https://pim-kvc.soneparsea.com:3443/PictureServer/default.aspx/schneider-LE1M35M705_Datasheet1.pdf?A3889C9397807479A2A1C7A8BAA5959DB4AAC6729E7C6181837AA17C826C8F78B1B9B5B8BA9C95A88173C4A9B8 | TESYS LE ENCLOSED DOL STARTER 0.54-0.8A 220VAC COIL | TeSys LE is a range of enclosed D.O.L motor starters and soft start starters up to 37 kW, that is simple to both use and install. These compact, ergonomically designed starters can be wall-mounted or installed for local control. | Rated operation power at AC-3, 400 V | 0.25kW
| 51 | Automation and Control | Motors and Drives | Motor Starter Combinations | TESYS LE ENCLOSED DOL STARTER 0.54-0.8A 220VAC COIL | 2261863 | LE1M35M705 | SCHNEIDER ELECTRIC | 3115 | https://pim-kvc.soneparsea.com:3443/PictureServer/default.aspx/schneider-LE1M35M705_Image1.jpg?A3889C9397807479A2A1C7A8BAA5959DB4AAC6729E7C6181837AA17C826C8F7DBDA6BBAA83659AA4B7 | https://pim-kvc.soneparsea.com:3443/PictureServer/default.aspx/schneider-LE1M35M705_Datasheet1.pdf?A3889C9397807479A2A1C7A8BAA5959DB4AAC6729E7C6181837AA17C826C8F78B1B9B5B8BA9C95A88173C4A9B8 | TESYS LE ENCLOSED DOL STARTER 0.54-0.8A 220VAC COIL | TeSys LE is a range of enclosed D.O.L motor starters and soft start starters up to 37 kW, that is simple to both use and install. These compact, ergonomically designed starters can be wall-mounted or installed for local control. | Rated power, 460 V, 60 Hz, 3-phase | 0.25kW
| 51 | Automation and Control | Motors and Drives | Motor Starter Combinations | TESYS LE ENCLOSED DOL STARTER 0.54-0.8A 220VAC COIL | 2261863 | LE1M35M705 | SCHNEIDER ELECTRIC | 3115 | https://pim-kvc.soneparsea.com:3443/PictureServer/default.aspx/schneider-LE1M35M705_Image1.jpg?A3889C9397807479A2A1C7A8BAA5959DB4AAC6729E7C6181837AA17C826C8F7DBDA6BBAA83659AA4B7 | https://pim-kvc.soneparsea.com:3443/PictureServer/default.aspx/schneider-LE1M35M705_Datasheet1.pdf?A3889C9397807479A2A1C7A8BAA5959DB4AAC6729E7C6181837AA17C826C8F78B1B9B5B8BA9C95A88173C4A9B8 | TESYS LE ENCLOSED DOL STARTER 0.54-0.8A 220VAC COIL | TeSys LE is a range of enclosed D.O.L motor starters and soft start starters up to 37 kW, that is simple to both use and install. These compact, ergonomically designed starters can be wall-mounted or installed for local control. | Rated power, 575 V, 60 Hz, 3-phase | 0.25kW
| 51 | Automation and Control | Motors and Drives | Motor Starter Combinations | TESYS LE ENCLOSED DOL STARTER 0.54-0.8A 220VAC COIL | 2261863 | LE1M35M705 | SCHNEIDER ELECTRIC | 3115 | https://pim-kvc.soneparsea.com:3443/PictureServer/default.aspx/schneider-LE1M35M705_Image1.jpg?A3889C9397807479A2A1C7A8BAA5959DB4AAC6729E7C6181837AA17C826C8F7DBDA6BBAA83659AA4B7 | https://pim-kvc.soneparsea.com:3443/PictureServer/default.aspx/schneider-LE1M35M705_Datasheet1.pdf?A3889C9397807479A2A1C7A8BAA5959DB4AAC6729E7C6181837AA17C826C8F78B1B9B5B8BA9C95A88173C4A9B8 | TESYS LE ENCLOSED DOL STARTER 0.54-0.8A 220VAC COIL | TeSys LE is a range of enclosed D.O.L motor starters and soft start starters up to 37 kW, that is simple to both use and install. These compact, ergonomically designed starters can be wall-mounted or installed for local control. | Rated operation current Ie | 0.8A
| 51 | Automation and Control | Motors and Drives | Motor Starter Combinations | TESYS LE ENCLOSED DOL STARTER 0.54-0.8A 220VAC COIL | 2261863 | LE1M35M705 | SCHNEIDER ELECTRIC | 3115 | https://pim-kvc.soneparsea.com:3443/PictureServer/default.aspx/schneider-LE1M35M705_Image1.jpg?A3889C9397807479A2A1C7A8BAA5959DB4AAC6729E7C6181837AA17C826C8F7DBDA6BBAA83659AA4B7 | https://pim-kvc.soneparsea.com:3443/PictureServer/default.aspx/schneider-LE1M35M705_Datasheet1.pdf?A3889C9397807479A2A1C7A8BAA5959DB4AAC6729E7C6181837AA17C826C8F78B1B9B5B8BA9C95A88173C4A9B8 | TESYS LE ENCLOSED DOL STARTER 0.54-0.8A 220VAC COIL | TeSys LE is a range of enclosed D.O.L motor starters and soft start starters up to 37 kW, that is simple to both use and install. These compact, ergonomically designed starters can be wall-mounted or installed for local control. | Rated operation current at AC-3, 400 V | 0.8A
| 51 | Automation and Control | Motors and Drives | Motor Starter Combinations | TESYS LE ENCLOSED DOL STARTER 0.54-0.8A 220VAC COIL | 2261863 | LE1M35M705 | SCHNEIDER ELECTRIC | 3115 | https://pim-kvc.soneparsea.com:3443/PictureServer/default.aspx/schneider-LE1M35M705_Image1.jpg?A3889C9397807479A2A1C7A8BAA5959DB4AAC6729E7C6181837AA17C826C8F7DBDA6BBAA83659AA4B7 | https://pim-kvc.soneparsea.com:3443/PictureServer/default.aspx/schneider-LE1M35M705_Datasheet1.pdf?A3889C9397807479A2A1C7A8BAA5959DB4AAC6729E7C6181837AA17C826C8F78B1B9B5B8BA9C95A88173C4A9B8 | TESYS LE ENCLOSED DOL STARTER 0.54-0.8A 220VAC COIL | TeSys LE is a range of enclosed D.O.L motor starters and soft start starters up to 37 kW, that is simple to both use and install. These compact, ergonomically designed starters can be wall-mounted or installed for local control. | Overload release current setting | 0.54...0.8A
| 51 | Automation and Control | Motors and Drives | Motor Starter Combinations | TESYS LE ENCLOSED DOL STARTER 0.54-0.8A 220VAC COIL | 2261863 | LE1M35M705 | SCHNEIDER ELECTRIC | 3115 | https://pim-kvc.soneparsea.com:3443/PictureServer/default.aspx/schneider-LE1M35M705_Image1.jpg?A3889C9397807479A2A1C7A8BAA5959DB4AAC6729E7C6181837AA17C826C8F7DBDA6BBAA83659AA4B7 | https://pim-kvc.soneparsea.com:3443/PictureServer/default.aspx/schneider-LE1M35M705_Datasheet1.pdf?A3889C9397807479A2A1C7A8BAA5959DB4AAC6729E7C6181837AA17C826C8F78B1B9B5B8BA9C95A88173C4A9B8 | TESYS LE ENCLOSED DOL STARTER 0.54-0.8A 220VAC COIL | TeSys LE is a range of enclosed D.O.L motor starters and soft start starters up to 37 kW, that is simple to both use and install. These compact, ergonomically designed starters can be wall-mounted or installed for local control. | Number of auxiliary contacts as normally open contact | 0
| 51 | Automation and Control | Motors and Drives | Motor Starter Combinations | TESYS LE ENCLOSED DOL STARTER 0.54-0.8A 220VAC COIL | 2261863 | LE1M35M705 | SCHNEIDER ELECTRIC | 3115 | https://pim-kvc.soneparsea.com:3443/PictureServer/default.aspx/schneider-LE1M35M705_Image1.jpg?A3889C9397807479A2A1C7A8BAA5959DB4AAC6729E7C6181837AA17C826C8F7DBDA6BBAA83659AA4B7 | https://pim-kvc.soneparsea.com:3443/PictureServer/default.aspx/schneider-LE1M35M705_Datasheet1.pdf?A3889C9397807479A2A1C7A8BAA5959DB4AAC6729E7C6181837AA17C826C8F78B1B9B5B8BA9C95A88173C4A9B8 | TESYS LE ENCLOSED DOL STARTER 0.54-0.8A 220VAC COIL | TeSys LE is a range of enclosed D.O.L motor starters and soft start starters up to 37 kW, that is simple to both use and install. These compact, ergonomically designed starters can be wall-mounted or installed for local control. | Number of auxiliary contacts as normally closed contact | 0
| 51 | Automation and Control | Motors and Drives | Motor Starter Combinations | TESYS LE ENCLOSED DOL STARTER 0.54-0.8A 220VAC COIL | 2261863 | LE1M35M705 | SCHNEIDER ELECTRIC | 3115 | https://pim-kvc.soneparsea.com:3443/PictureServer/default.aspx/schneider-LE1M35M705_Image1.jpg?A3889C9397807479A2A1C7A8BAA5959DB4AAC6729E7C6181837AA17C826C8F7DBDA6BBAA83659AA4B7 | https://pim-kvc.soneparsea.com:3443/PictureServer/default.aspx/schneider-LE1M35M705_Datasheet1.pdf?A3889C9397807479A2A1C7A8BAA5959DB4AAC6729E7C6181837AA17C826C8F78B1B9B5B8BA9C95A88173C4A9B8 | TESYS LE ENCLOSED DOL STARTER 0.54-0.8A 220VAC COIL | TeSys LE is a range of enclosed D.O.L motor starters and soft start starters up to 37 kW, that is simple to both use and install. These compact, ergonomically designed starters can be wall-mounted or installed for local control. | Ambient temperature, upper operating limit | 40°C
| 51 | Automation and Control | Motors and Drives | Motor Starter Combinations | TESYS LE ENCLOSED DOL STARTER 0.54-0.8A 220VAC COIL | 2261863 | LE1M35M705 | SCHNEIDER ELECTRIC | 3115 | https://pim-kvc.soneparsea.com:3443/PictureServer/default.aspx/schneider-LE1M35M705_Image1.jpg?A3889C9397807479A2A1C7A8BAA5959DB4AAC6729E7C6181837AA17C826C8F7DBDA6BBAA83659AA4B7 | https://pim-kvc.soneparsea.com:3443/PictureServer/default.aspx/schneider-LE1M35M705_Datasheet1.pdf?A3889C9397807479A2A1C7A8BAA5959DB4AAC6729E7C6181837AA17C826C8F78B1B9B5B8BA9C95A88173C4A9B8 | TESYS LE ENCLOSED DOL STARTER 0.54-0.8A 220VAC COIL | TeSys LE is a range of enclosed D.O.L motor starters and soft start starters up to 37 kW, that is simple to both use and install. These compact, ergonomically designed starters can be wall-mounted or installed for local control. | Temperature compensated overload protection | yes
| 51 | Automation and Control | Motors and Drives | Motor Starter Combinations | TESYS LE ENCLOSED DOL STARTER 0.54-0.8A 220VAC COIL | 2261863 | LE1M35M705 | SCHNEIDER ELECTRIC | 3115 | https://pim-kvc.soneparsea.com:3443/PictureServer/default.aspx/schneider-LE1M35M705_Image1.jpg?A3889C9397807479A2A1C7A8BAA5959DB4AAC6729E7C6181837AA17C826C8F7DBDA6BBAA83659AA4B7 | https://pim-kvc.soneparsea.com:3443/PictureServer/default.aspx/schneider-LE1M35M705_Datasheet1.pdf?A3889C9397807479A2A1C7A8BAA5959DB4AAC6729E7C6181837AA17C826C8F78B1B9B5B8BA9C95A88173C4A9B8 | TESYS LE ENCLOSED DOL STARTER 0.54-0.8A 220VAC COIL | TeSys LE is a range of enclosed D.O.L motor starters and soft start starters up to 37 kW, that is simple to both use and install. These compact, ergonomically designed starters can be wall-mounted or installed for local control. | Release class | CLASS 10 A
| 51 | Automation and Control | Motors and Drives | Motor Starter Combinations | TESYS LE ENCLOSED DOL STARTER 0.54-0.8A 220VAC COIL | 2261863 | LE1M35M705 | SCHNEIDER ELECTRIC | 3115 | https://pim-kvc.soneparsea.com:3443/PictureServer/default.aspx/schneider-LE1M35M705_Image1.jpg?A3889C9397807479A2A1C7A8BAA5959DB4AAC6729E7C6181837AA17C826C8F7DBDA6BBAA83659AA4B7 | https://pim-kvc.soneparsea.com:3443/PictureServer/default.aspx/schneider-LE1M35M705_Datasheet1.pdf?A3889C9397807479A2A1C7A8BAA5959DB4AAC6729E7C6181837AA17C826C8F78B1B9B5B8BA9C95A88173C4A9B8 | TESYS LE ENCLOSED DOL STARTER 0.54-0.8A 220VAC COIL | TeSys LE is a range of enclosed D.O.L motor starters and soft start starters up to 37 kW, that is simple to both use and install. These compact, ergonomically designed starters can be wall-mounted or installed for local control. | Type of electrical connection of main circuit | Screw connection
| 51 | Automation and Control | Motors and Drives | Motor Starter Combinations | TESYS LE ENCLOSED DOL STARTER 0.54-0.8A 220VAC COIL | 2261863 | LE1M35M705 | SCHNEIDER ELECTRIC | 3115 | https://pim-kvc.soneparsea.com:3443/PictureServer/default.aspx/schneider-LE1M35M705_Image1.jpg?A3889C9397807479A2A1C7A8BAA5959DB4AAC6729E7C6181837AA17C826C8F7DBDA6BBAA83659AA4B7 | https://pim-kvc.soneparsea.com:3443/PictureServer/default.aspx/schneider-LE1M35M705_Datasheet1.pdf?A3889C9397807479A2A1C7A8BAA5959DB4AAC6729E7C6181837AA17C826C8F78B1B9B5B8BA9C95A88173C4A9B8 | TESYS LE ENCLOSED DOL STARTER 0.54-0.8A 220VAC COIL | TeSys LE is a range of enclosed D.O.L motor starters and soft start starters up to 37 kW, that is simple to both use and install. These compact, ergonomically designed starters can be wall-mounted or installed for local control. | Type of electrical connection for auxiliary- and control current circuit | Screw connection
| 52 | Automation and Control | Motors and Drives | Motor Starter Accessories | ALTIVAR MACHINE ATV340 BASIC KEYPAD DOOR MOUNTING KIT | 2405214 | VW3A1114 | SCHNEIDER ELECTRIC | 1320 | https://pim-kvc.soneparsea.com:3443/PictureServer/default.aspx/schneiderelectric-vw3a1114_Image1.jpg?A3889C9397807479A2A1C7A8BAA5959DB4AAC6AABE9C93A8C2AEB772C8AE639581768579B1809D95B7AA8573BCA797 | https://pim-kvc.soneparsea.com:3443/PictureServer/default.aspx/schneiderelectric-vw3a1114_Datasheet1.pdf?A3889C9397807479A2A1C7A8BAA5959DB4AAC6AABE9C93A8C2AEB772C8AE639581768579B17B91A8B1B8BCAAB7AB6162C0A9BA | ALTIVAR MACHINE ATV340 BASIC KEYPAD DOOR MOUNTING KIT | Altivar Machine ATV340, a variable speed drive designed for Original Equipment Manufacturers (OEMs) that engineer high performance applications for 3 phase motors with or without sensor from 0.75 to 75 kW (1 to 100Hp). | Type of accessory/spare part | Mounting set
| 52 | Automation and Control | Motors and Drives | Motor Starter Accessories | ALTIVAR MACHINE ATV340 BASIC KEYPAD DOOR MOUNTING KIT | 2405214 | VW3A1114 | SCHNEIDER ELECTRIC | 1320 | https://pim-kvc.soneparsea.com:3443/PictureServer/default.aspx/schneiderelectric-vw3a1114_Image1.jpg?A3889C9397807479A2A1C7A8BAA5959DB4AAC6AABE9C93A8C2AEB772C8AE639581768579B1809D95B7AA8573BCA797 | https://pim-kvc.soneparsea.com:3443/PictureServer/default.aspx/schneiderelectric-vw3a1114_Datasheet1.pdf?A3889C9397807479A2A1C7A8BAA5959DB4AAC6AABE9C93A8C2AEB772C8AE639581768579B17B91A8B1B8BCAAB7AB6162C0A9BA | ALTIVAR MACHINE ATV340 BASIC KEYPAD DOOR MOUNTING KIT | Altivar Machine ATV340, a variable speed drive designed for Original Equipment Manufacturers (OEMs) that engineer high performance applications for 3 phase motors with or without sensor from 0.75 to 75 kW (1 to 100Hp). | Accessory | yes
| 52 | Automation and Control | Motors and Drives | Motor Starter Accessories | ALTIVAR MACHINE ATV340 BASIC KEYPAD DOOR MOUNTING KIT | 2405214 | VW3A1114 | SCHNEIDER ELECTRIC | 1320 | https://pim-kvc.soneparsea.com:3443/PictureServer/default.aspx/schneiderelectric-vw3a1114_Image1.jpg?A3889C9397807479A2A1C7A8BAA5959DB4AAC6AABE9C93A8C2AEB772C8AE639581768579B1809D95B7AA8573BCA797 | https://pim-kvc.soneparsea.com:3443/PictureServer/default.aspx/schneiderelectric-vw3a1114_Datasheet1.pdf?A3889C9397807479A2A1C7A8BAA5959DB4AAC6AABE9C93A8C2AEB772C8AE639581768579B17B91A8B1B8BCAAB7AB6162C0A9BA | ALTIVAR MACHINE ATV340 BASIC KEYPAD DOOR MOUNTING KIT | Altivar Machine ATV340, a variable speed drive designed for Original Equipment Manufacturers (OEMs) that engineer high performance applications for 3 phase motors with or without sensor from 0.75 to 75 kW (1 to 100Hp). | Spare part | no
| 53 | Automation and Control | Motors and Drives | Motor Starter Combinations | TESYS LE ENCLOSED DOL STARTER 1.2-1.8A 220VAC COIL | 2414204 | LE1M35M707 | SCHNEIDER ELECTRIC | 3115 | https://pim-kvc.soneparsea.com:3443/PictureServer/default.aspx/schneiderelectric-le1m35m707_Image1.jpg?A3889C9397807479A2A1C7A8BAA5959DB4AAC6AABE9C93A8C2AEB772BE9C61A1837AC17C826E8F7DBDA6BBAA83659AA4B7 | https://pim-kvc.soneparsea.com:3443/PictureServer/default.aspx/schneiderelectric-le1m35m707_Datasheet1.pdf?A3889C9397807479A2A1C7A8BAA5959DB4AAC6AABE9C93A8C2AEB772BE9C61A1837AC17C826E8F78B1B9B5B8BA9C95A88173C4A9B8 | TESYS LE ENCLOSED DOL STARTER 1.2-1.8A 220VAC COIL | With TeSys™ offers, protect and control direct on-line or reversing motor starters. It is suitable for use by machine manufacturers (all segments) and control system panel builders. | Type of motor starter | Direct online starter (DOL)
| 53 | Automation and Control | Motors and Drives | Motor Starter Combinations | TESYS LE ENCLOSED DOL STARTER 1.2-1.8A 220VAC COIL | 2414204 | LE1M35M707 | SCHNEIDER ELECTRIC | 3115 | https://pim-kvc.soneparsea.com:3443/PictureServer/default.aspx/schneiderelectric-le1m35m707_Image1.jpg?A3889C9397807479A2A1C7A8BAA5959DB4AAC6AABE9C93A8C2AEB772BE9C61A1837AC17C826E8F7DBDA6BBAA83659AA4B7 | https://pim-kvc.soneparsea.com:3443/PictureServer/default.aspx/schneiderelectric-le1m35m707_Datasheet1.pdf?A3889C9397807479A2A1C7A8BAA5959DB4AAC6AABE9C93A8C2AEB772BE9C61A1837AC17C826E8F78B1B9B5B8BA9C95A88173C4A9B8 | TESYS LE ENCLOSED DOL STARTER 1.2-1.8A 220VAC COIL | With TeSys™ offers, protect and control direct on-line or reversing motor starters. It is suitable for use by machine manufacturers (all segments) and control system panel builders. | With short-circuit release | no
| 53 | Automation and Control | Motors and Drives | Motor Starter Combinations | TESYS LE ENCLOSED DOL STARTER 1.2-1.8A 220VAC COIL | 2414204 | LE1M35M707 | SCHNEIDER ELECTRIC | 3115 | https://pim-kvc.soneparsea.com:3443/PictureServer/default.aspx/schneiderelectric-le1m35m707_Image1.jpg?A3889C9397807479A2A1C7A8BAA5959DB4AAC6AABE9C93A8C2AEB772BE9C61A1837AC17C826E8F7DBDA6BBAA83659AA4B7 | https://pim-kvc.soneparsea.com:3443/PictureServer/default.aspx/schneiderelectric-le1m35m707_Datasheet1.pdf?A3889C9397807479A2A1C7A8BAA5959DB4AAC6AABE9C93A8C2AEB772BE9C61A1837AC17C826E8F78B1B9B5B8BA9C95A88173C4A9B8 | TESYS LE ENCLOSED DOL STARTER 1.2-1.8A 220VAC COIL | With TeSys™ offers, protect and control direct on-line or reversing motor starters. It is suitable for use by machine manufacturers (all segments) and control system panel builders. | Rated control supply voltage Us at AC 50HZ | 220...220V
| 53 | Automation and Control | Motors and Drives | Motor Starter Combinations | TESYS LE ENCLOSED DOL STARTER 1.2-1.8A 220VAC COIL | 2414204 | LE1M35M707 | SCHNEIDER ELECTRIC | 3115 | https://pim-kvc.soneparsea.com:3443/PictureServer/default.aspx/schneiderelectric-le1m35m707_Image1.jpg?A3889C9397807479A2A1C7A8BAA5959DB4AAC6AABE9C93A8C2AEB772BE9C61A1837AC17C826E8F7DBDA6BBAA83659AA4B7 | https://pim-kvc.soneparsea.com:3443/PictureServer/default.aspx/schneiderelectric-le1m35m707_Datasheet1.pdf?A3889C9397807479A2A1C7A8BAA5959DB4AAC6AABE9C93A8C2AEB772BE9C61A1837AC17C826E8F78B1B9B5B8BA9C95A88173C4A9B8 | TESYS LE ENCLOSED DOL STARTER 1.2-1.8A 220VAC COIL | With TeSys™ offers, protect and control direct on-line or reversing motor starters. It is suitable for use by machine manufacturers (all segments) and control system panel builders. | Rated control supply voltage Us at AC 60HZ | 220...220V
| 53 | Automation and Control | Motors and Drives | Motor Starter Combinations | TESYS LE ENCLOSED DOL STARTER 1.2-1.8A 220VAC COIL | 2414204 | LE1M35M707 | SCHNEIDER ELECTRIC | 3115 | https://pim-kvc.soneparsea.com:3443/PictureServer/default.aspx/schneiderelectric-le1m35m707_Image1.jpg?A3889C9397807479A2A1C7A8BAA5959DB4AAC6AABE9C93A8C2AEB772BE9C61A1837AC17C826E8F7DBDA6BBAA83659AA4B7 | https://pim-kvc.soneparsea.com:3443/PictureServer/default.aspx/schneiderelectric-le1m35m707_Datasheet1.pdf?A3889C9397807479A2A1C7A8BAA5959DB4AAC6AABE9C93A8C2AEB772BE9C61A1837AC17C826E8F78B1B9B5B8BA9C95A88173C4A9B8 | TESYS LE ENCLOSED DOL STARTER 1.2-1.8A 220VAC COIL | With TeSys™ offers, protect and control direct on-line or reversing motor starters. It is suitable for use by machine manufacturers (all segments) and control system panel builders. | Rated control supply voltage Us at DC | 0...0V
| 53 | Automation and Control | Motors and Drives | Motor Starter Combinations | TESYS LE ENCLOSED DOL STARTER 1.2-1.8A 220VAC COIL | 2414204 | LE1M35M707 | SCHNEIDER ELECTRIC | 3115 | https://pim-kvc.soneparsea.com:3443/PictureServer/default.aspx/schneiderelectric-le1m35m707_Image1.jpg?A3889C9397807479A2A1C7A8BAA5959DB4AAC6AABE9C93A8C2AEB772BE9C61A1837AC17C826E8F7DBDA6BBAA83659AA4B7 | https://pim-kvc.soneparsea.com:3443/PictureServer/default.aspx/schneiderelectric-le1m35m707_Datasheet1.pdf?A3889C9397807479A2A1C7A8BAA5959DB4AAC6AABE9C93A8C2AEB772BE9C61A1837AC17C826E8F78B1B9B5B8BA9C95A88173C4A9B8 | TESYS LE ENCLOSED DOL STARTER 1.2-1.8A 220VAC COIL | With TeSys™ offers, protect and control direct on-line or reversing motor starters. It is suitable for use by machine manufacturers (all segments) and control system panel builders. | Voltage type for actuating | AC
| 53 | Automation and Control | Motors and Drives | Motor Starter Combinations | TESYS LE ENCLOSED DOL STARTER 1.2-1.8A 220VAC COIL | 2414204 | LE1M35M707 | SCHNEIDER ELECTRIC | 3115 | https://pim-kvc.soneparsea.com:3443/PictureServer/default.aspx/schneiderelectric-le1m35m707_Image1.jpg?A3889C9397807479A2A1C7A8BAA5959DB4AAC6AABE9C93A8C2AEB772BE9C61A1837AC17C826E8F7DBDA6BBAA83659AA4B7 | https://pim-kvc.soneparsea.com:3443/PictureServer/default.aspx/schneiderelectric-le1m35m707_Datasheet1.pdf?A3889C9397807479A2A1C7A8BAA5959DB4AAC6AABE9C93A8C2AEB772BE9C61A1837AC17C826E8F78B1B9B5B8BA9C95A88173C4A9B8 | TESYS LE ENCLOSED DOL STARTER 1.2-1.8A 220VAC COIL | With TeSys™ offers, protect and control direct on-line or reversing motor starters. It is suitable for use by machine manufacturers (all segments) and control system panel builders. | Rated operation power at AC-3, 400 V | 0.55kW
| 53 | Automation and Control | Motors and Drives | Motor Starter Combinations | TESYS LE ENCLOSED DOL STARTER 1.2-1.8A 220VAC COIL | 2414204 | LE1M35M707 | SCHNEIDER ELECTRIC | 3115 | https://pim-kvc.soneparsea.com:3443/PictureServer/default.aspx/schneiderelectric-le1m35m707_Image1.jpg?A3889C9397807479A2A1C7A8BAA5959DB4AAC6AABE9C93A8C2AEB772BE9C61A1837AC17C826E8F7DBDA6BBAA83659AA4B7 | https://pim-kvc.soneparsea.com:3443/PictureServer/default.aspx/schneiderelectric-le1m35m707_Datasheet1.pdf?A3889C9397807479A2A1C7A8BAA5959DB4AAC6AABE9C93A8C2AEB772BE9C61A1837AC17C826E8F78B1B9B5B8BA9C95A88173C4A9B8 | TESYS LE ENCLOSED DOL STARTER 1.2-1.8A 220VAC COIL | With TeSys™ offers, protect and control direct on-line or reversing motor starters. It is suitable for use by machine manufacturers (all segments) and control system panel builders. | Overload release current setting | 1...1.8A
| 53 | Automation and Control | Motors and Drives | Motor Starter Combinations | TESYS LE ENCLOSED DOL STARTER 1.2-1.8A 220VAC COIL | 2414204 | LE1M35M707 | SCHNEIDER ELECTRIC | 3115 | https://pim-kvc.soneparsea.com:3443/PictureServer/default.aspx/schneiderelectric-le1m35m707_Image1.jpg?A3889C9397807479A2A1C7A8BAA5959DB4AAC6AABE9C93A8C2AEB772BE9C61A1837AC17C826E8F7DBDA6BBAA83659AA4B7 | https://pim-kvc.soneparsea.com:3443/PictureServer/default.aspx/schneiderelectric-le1m35m707_Datasheet1.pdf?A3889C9397807479A2A1C7A8BAA5959DB4AAC6AABE9C93A8C2AEB772BE9C61A1837AC17C826E8F78B1B9B5B8BA9C95A88173C4A9B8 | TESYS LE ENCLOSED DOL STARTER 1.2-1.8A 220VAC COIL | With TeSys™ offers, protect and control direct on-line or reversing motor starters. It is suitable for use by machine manufacturers (all segments) and control system panel builders. | Temperature compensated overload protection | yes
| 53 | Automation and Control | Motors and Drives | Motor Starter Combinations | TESYS LE ENCLOSED DOL STARTER 1.2-1.8A 220VAC COIL | 2414204 | LE1M35M707 | SCHNEIDER ELECTRIC | 3115 | https://pim-kvc.soneparsea.com:3443/PictureServer/default.aspx/schneiderelectric-le1m35m707_Image1.jpg?A3889C9397807479A2A1C7A8BAA5959DB4AAC6AABE9C93A8C2AEB772BE9C61A1837AC17C826E8F7DBDA6BBAA83659AA4B7 | https://pim-kvc.soneparsea.com:3443/PictureServer/default.aspx/schneiderelectric-le1m35m707_Datasheet1.pdf?A3889C9397807479A2A1C7A8BAA5959DB4AAC6AABE9C93A8C2AEB772BE9C61A1837AC17C826E8F78B1B9B5B8BA9C95A88173C4A9B8 | TESYS LE ENCLOSED DOL STARTER 1.2-1.8A 220VAC COIL | With TeSys™ offers, protect and control direct on-line or reversing motor starters. It is suitable for use by machine manufacturers (all segments) and control system panel builders. | Release class | CLASS 10 A
| 53 | Automation and Control | Motors and Drives | Motor Starter Combinations | TESYS LE ENCLOSED DOL STARTER 1.2-1.8A 220VAC COIL | 2414204 | LE1M35M707 | SCHNEIDER ELECTRIC | 3115 | https://pim-kvc.soneparsea.com:3443/PictureServer/default.aspx/schneiderelectric-le1m35m707_Image1.jpg?A3889C9397807479A2A1C7A8BAA5959DB4AAC6AABE9C93A8C2AEB772BE9C61A1837AC17C826E8F7DBDA6BBAA83659AA4B7 | https://pim-kvc.soneparsea.com:3443/PictureServer/default.aspx/schneiderelectric-le1m35m707_Datasheet1.pdf?A3889C9397807479A2A1C7A8BAA5959DB4AAC6AABE9C93A8C2AEB772BE9C61A1837AC17C826E8F78B1B9B5B8BA9C95A88173C4A9B8 | TESYS LE ENCLOSED DOL STARTER 1.2-1.8A 220VAC COIL | With TeSys™ offers, protect and control direct on-line or reversing motor starters. It is suitable for use by machine manufacturers (all segments) and control system panel builders. | Type of electrical connection of main circuit | Screw connection
| 53 | Automation and Control | Motors and Drives | Motor Starter Combinations | TESYS LE ENCLOSED DOL STARTER 1.2-1.8A 220VAC COIL | 2414204 | LE1M35M707 | SCHNEIDER ELECTRIC | 3115 | https://pim-kvc.soneparsea.com:3443/PictureServer/default.aspx/schneiderelectric-le1m35m707_Image1.jpg?A3889C9397807479A2A1C7A8BAA5959DB4AAC6AABE9C93A8C2AEB772BE9C61A1837AC17C826E8F7DBDA6BBAA83659AA4B7 | https://pim-kvc.soneparsea.com:3443/PictureServer/default.aspx/schneiderelectric-le1m35m707_Datasheet1.pdf?A3889C9397807479A2A1C7A8BAA5959DB4AAC6AABE9C93A8C2AEB772BE9C61A1837AC17C826E8F78B1B9B5B8BA9C95A88173C4A9B8 | TESYS LE ENCLOSED DOL STARTER 1.2-1.8A 220VAC COIL | With TeSys™ offers, protect and control direct on-line or reversing motor starters. It is suitable for use by machine manufacturers (all segments) and control system panel builders. | Type of electrical connection for auxiliary- and control current circuit | Screw connection
| 53 | Automation and Control | Motors and Drives | Motor Starter Combinations | TESYS LE ENCLOSED DOL STARTER 1.2-1.8A 220VAC COIL | 2414204 | LE1M35M707 | SCHNEIDER ELECTRIC | 3115 | https://pim-kvc.soneparsea.com:3443/PictureServer/default.aspx/schneiderelectric-le1m35m707_Image1.jpg?A3889C9397807479A2A1C7A8BAA5959DB4AAC6AABE9C93A8C2AEB772BE9C61A1837AC17C826E8F7DBDA6BBAA83659AA4B7 | https://pim-kvc.soneparsea.com:3443/PictureServer/default.aspx/schneiderelectric-le1m35m707_Datasheet1.pdf?A3889C9397807479A2A1C7A8BAA5959DB4AAC6AABE9C93A8C2AEB772BE9C61A1837AC17C826E8F78B1B9B5B8BA9C95A88173C4A9B8 | TESYS LE ENCLOSED DOL STARTER 1.2-1.8A 220VAC COIL | With TeSys™ offers, protect and control direct on-line or reversing motor starters. It is suitable for use by machine manufacturers (all segments) and control system panel builders. | Rail mounting possible | no
| 53 | Automation and Control | Motors and Drives | Motor Starter Combinations | TESYS LE ENCLOSED DOL STARTER 1.2-1.8A 220VAC COIL | 2414204 | LE1M35M707 | SCHNEIDER ELECTRIC | 3115 | https://pim-kvc.soneparsea.com:3443/PictureServer/default.aspx/schneiderelectric-le1m35m707_Image1.jpg?A3889C9397807479A2A1C7A8BAA5959DB4AAC6AABE9C93A8C2AEB772BE9C61A1837AC17C826E8F7DBDA6BBAA83659AA4B7 | https://pim-kvc.soneparsea.com:3443/PictureServer/default.aspx/schneiderelectric-le1m35m707_Datasheet1.pdf?A3889C9397807479A2A1C7A8BAA5959DB4AAC6AABE9C93A8C2AEB772BE9C61A1837AC17C826E8F78B1B9B5B8BA9C95A88173C4A9B8 | TESYS LE ENCLOSED DOL STARTER 1.2-1.8A 220VAC COIL | With TeSys™ offers, protect and control direct on-line or reversing motor starters. It is suitable for use by machine manufacturers (all segments) and control system panel builders. | With transformer | no
| 53 | Automation and Control | Motors and Drives | Motor Starter Combinations | TESYS LE ENCLOSED DOL STARTER 1.2-1.8A 220VAC COIL | 2414204 | LE1M35M707 | SCHNEIDER ELECTRIC | 3115 | https://pim-kvc.soneparsea.com:3443/PictureServer/default.aspx/schneiderelectric-le1m35m707_Image1.jpg?A3889C9397807479A2A1C7A8BAA5959DB4AAC6AABE9C93A8C2AEB772BE9C61A1837AC17C826E8F7DBDA6BBAA83659AA4B7 | https://pim-kvc.soneparsea.com:3443/PictureServer/default.aspx/schneiderelectric-le1m35m707_Datasheet1.pdf?A3889C9397807479A2A1C7A8BAA5959DB4AAC6AABE9C93A8C2AEB772BE9C61A1837AC17C826E8F78B1B9B5B8BA9C95A88173C4A9B8 | TESYS LE ENCLOSED DOL STARTER 1.2-1.8A 220VAC COIL | With TeSys™ offers, protect and control direct on-line or reversing motor starters. It is suitable for use by machine manufacturers (all segments) and control system panel builders. | Suitable for emergency stop | no
| 53 | Automation and Control | Motors and Drives | Motor Starter Combinations | TESYS LE ENCLOSED DOL STARTER 1.2-1.8A 220VAC COIL | 2414204 | LE1M35M707 | SCHNEIDER ELECTRIC | 3115 | https://pim-kvc.soneparsea.com:3443/PictureServer/default.aspx/schneiderelectric-le1m35m707_Image1.jpg?A3889C9397807479A2A1C7A8BAA5959DB4AAC6AABE9C93A8C2AEB772BE9C61A1837AC17C826E8F7DBDA6BBAA83659AA4B7 | https://pim-kvc.soneparsea.com:3443/PictureServer/default.aspx/schneiderelectric-le1m35m707_Datasheet1.pdf?A3889C9397807479A2A1C7A8BAA5959DB4AAC6AABE9C93A8C2AEB772BE9C61A1837AC17C826E8F78B1B9B5B8BA9C95A88173C4A9B8 | TESYS LE ENCLOSED DOL STARTER 1.2-1.8A 220VAC COIL | With TeSys™ offers, protect and control direct on-line or reversing motor starters. It is suitable for use by machine manufacturers (all segments) and control system panel builders. | External reset possible | yes
| 53 | Automation and Control | Motors and Drives | Motor Starter Combinations | TESYS LE ENCLOSED DOL STARTER 1.2-1.8A 220VAC COIL | 2414204 | LE1M35M707 | SCHNEIDER ELECTRIC | 3115 | https://pim-kvc.soneparsea.com:3443/PictureServer/default.aspx/schneiderelectric-le1m35m707_Image1.jpg?A3889C9397807479A2A1C7A8BAA5959DB4AAC6AABE9C93A8C2AEB772BE9C61A1837AC17C826E8F7DBDA6BBAA83659AA4B7 | https://pim-kvc.soneparsea.com:3443/PictureServer/default.aspx/schneiderelectric-le1m35m707_Datasheet1.pdf?A3889C9397807479A2A1C7A8BAA5959DB4AAC6AABE9C93A8C2AEB772BE9C61A1837AC17C826E8F78B1B9B5B8BA9C95A88173C4A9B8 | TESYS LE ENCLOSED DOL STARTER 1.2-1.8A 220VAC COIL | With TeSys™ offers, protect and control direct on-line or reversing motor starters. It is suitable for use by machine manufacturers (all segments) and control system panel builders. | With fuse | no
| 53 | Automation and Control | Motors and Drives | Motor Starter Combinations | TESYS LE ENCLOSED DOL STARTER 1.2-1.8A 220VAC COIL | 2414204 | LE1M35M707 | SCHNEIDER ELECTRIC | 3115 | https://pim-kvc.soneparsea.com:3443/PictureServer/default.aspx/schneiderelectric-le1m35m707_Image1.jpg?A3889C9397807479A2A1C7A8BAA5959DB4AAC6AABE9C93A8C2AEB772BE9C61A1837AC17C826E8F7DBDA6BBAA83659AA4B7 | https://pim-kvc.soneparsea.com:3443/PictureServer/default.aspx/schneiderelectric-le1m35m707_Datasheet1.pdf?A3889C9397807479A2A1C7A8BAA5959DB4AAC6AABE9C93A8C2AEB772BE9C61A1837AC17C826E8F78B1B9B5B8BA9C95A88173C4A9B8 | TESYS LE ENCLOSED DOL STARTER 1.2-1.8A 220VAC COIL | With TeSys™ offers, protect and control direct on-line or reversing motor starters. It is suitable for use by machine manufacturers (all segments) and control system panel builders. | Degree of protection (IP) | IP65
| 53 | Automation and Control | Motors and Drives | Motor Starter Combinations | TESYS LE ENCLOSED DOL STARTER 1.2-1.8A 220VAC COIL | 2414204 | LE1M35M707 | SCHNEIDER ELECTRIC | 3115 | https://pim-kvc.soneparsea.com:3443/PictureServer/default.aspx/schneiderelectric-le1m35m707_Image1.jpg?A3889C9397807479A2A1C7A8BAA5959DB4AAC6AABE9C93A8C2AEB772BE9C61A1837AC17C826E8F7DBDA6BBAA83659AA4B7 | https://pim-kvc.soneparsea.com:3443/PictureServer/default.aspx/schneiderelectric-le1m35m707_Datasheet1.pdf?A3889C9397807479A2A1C7A8BAA5959DB4AAC6AABE9C93A8C2AEB772BE9C61A1837AC17C826E8F78B1B9B5B8BA9C95A88173C4A9B8 | TESYS LE ENCLOSED DOL STARTER 1.2-1.8A 220VAC COIL | With TeSys™ offers, protect and control direct on-line or reversing motor starters. It is suitable for use by machine manufacturers (all segments) and control system panel builders. | Supporting protocol for TCP/IP | no
| 53 | Automation and Control | Motors and Drives | Motor Starter Combinations | TESYS LE ENCLOSED DOL STARTER 1.2-1.8A 220VAC COIL | 2414204 | LE1M35M707 | SCHNEIDER ELECTRIC | 3115 | https://pim-kvc.soneparsea.com:3443/PictureServer/default.aspx/schneiderelectric-le1m35m707_Image1.jpg?A3889C9397807479A2A1C7A8BAA5959DB4AAC6AABE9C93A8C2AEB772BE9C61A1837AC17C826E8F7DBDA6BBAA83659AA4B7 | https://pim-kvc.soneparsea.com:3443/PictureServer/default.aspx/schneiderelectric-le1m35m707_Datasheet1.pdf?A3889C9397807479A2A1C7A8BAA5959DB4AAC6AABE9C93A8C2AEB772BE9C61A1837AC17C826E8F78B1B9B5B8BA9C95A88173C4A9B8 | TESYS LE ENCLOSED DOL STARTER 1.2-1.8A 220VAC COIL | With TeSys™ offers, protect and control direct on-line or reversing motor starters. It is suitable for use by machine manufacturers (all segments) and control system panel builders. | Supporting protocol for PROFIBUS | no
| 54 | Automation and Control | Motors and Drives | Motor Starter Accessories | ALTIVAR PLAIN TEXT DISPLAY TERMINAL 128X64 PIXELS IP21 | 2429970 | VW3A1113 | SCHNEIDER ELECTRIC | 5625 | https://pim-kvc.soneparsea.com:3443/PictureServer/default.aspx/SCHNEIDERELECTRIC-VW3A1113_Image1.jpg?A3889C9397807479A2A1A7889A85757D948AA68A9E7C7388A28E9772A88E637581768578B1809D95B7AA8573BCA797 | https://pim-kvc.soneparsea.com:3443/PictureServer/default.aspx/schneider-VW3A1113_Datasheet1.pdf?A3889C9397807479A2A1C7A8BAA5959DB4AAC672A88E637581768578B17B91A8B1B8BCAAB7AB6162C0A9BA | ALTIVAR PLAIN TEXT DISPLAY TERMINAL 128X64 PIXELS IP21 | Altivar Machine ATV340 is a Variable Speed Drive designed for OEMs with open loop and close loop control. It supports all motors (IE2,IE3,IE4 synchronous and asynchronous, reluctance) with the heavy duty feature generating 173 Amps continuously in any environment. The integration with Modbus, Ethernet and SERCOS protocols allows remote monitoring availability through Smart Manufacturing, safety options (SS1,SLS,SMS,GDL,SBC) can proactively provide human and industrial process protections. | Type of accessory/spare part | Control panel
| 54 | Automation and Control | Motors and Drives | Motor Starter Accessories | ALTIVAR PLAIN TEXT DISPLAY TERMINAL 128X64 PIXELS IP21 | 2429970 | VW3A1113 | SCHNEIDER ELECTRIC | 5625 | https://pim-kvc.soneparsea.com:3443/PictureServer/default.aspx/SCHNEIDERELECTRIC-VW3A1113_Image1.jpg?A3889C9397807479A2A1A7889A85757D948AA68A9E7C7388A28E9772A88E637581768578B1809D95B7AA8573BCA797 | https://pim-kvc.soneparsea.com:3443/PictureServer/default.aspx/schneider-VW3A1113_Datasheet1.pdf?A3889C9397807479A2A1C7A8BAA5959DB4AAC672A88E637581768578B17B91A8B1B8BCAAB7AB6162C0A9BA | ALTIVAR PLAIN TEXT DISPLAY TERMINAL 128X64 PIXELS IP21 | Altivar Machine ATV340 is a Variable Speed Drive designed for OEMs with open loop and close loop control. It supports all motors (IE2,IE3,IE4 synchronous and asynchronous, reluctance) with the heavy duty feature generating 173 Amps continuously in any environment. The integration with Modbus, Ethernet and SERCOS protocols allows remote monitoring availability through Smart Manufacturing, safety options (SS1,SLS,SMS,GDL,SBC) can proactively provide human and industrial process protections. | Accessory | yes
| 54 | Automation and Control | Motors and Drives | Motor Starter Accessories | ALTIVAR PLAIN TEXT DISPLAY TERMINAL 128X64 PIXELS IP21 | 2429970 | VW3A1113 | SCHNEIDER ELECTRIC | 5625 | https://pim-kvc.soneparsea.com:3443/PictureServer/default.aspx/SCHNEIDERELECTRIC-VW3A1113_Image1.jpg?A3889C9397807479A2A1A7889A85757D948AA68A9E7C7388A28E9772A88E637581768578B1809D95B7AA8573BCA797 | https://pim-kvc.soneparsea.com:3443/PictureServer/default.aspx/schneider-VW3A1113_Datasheet1.pdf?A3889C9397807479A2A1C7A8BAA5959DB4AAC672A88E637581768578B17B91A8B1B8BCAAB7AB6162C0A9BA | ALTIVAR PLAIN TEXT DISPLAY TERMINAL 128X64 PIXELS IP21 | Altivar Machine ATV340 is a Variable Speed Drive designed for OEMs with open loop and close loop control. It supports all motors (IE2,IE3,IE4 synchronous and asynchronous, reluctance) with the heavy duty feature generating 173 Amps continuously in any environment. The integration with Modbus, Ethernet and SERCOS protocols allows remote monitoring availability through Smart Manufacturing, safety options (SS1,SLS,SMS,GDL,SBC) can proactively provide human and industrial process protections. | Spare part | no
| 55 | Automation and Control | Motors and Drives | Motor Starter Accessories | EXTENDED I/O MODULE DISCRETE 6I/2O ANALOG 2I | 2506079 | VW3A3203 | SCHNEIDER ELECTRIC | 14200 | https://pim-kvc.soneparsea.com:3443/PictureServer/default.aspx/SCHNEIDERELECTRIC-VW3A3203_Image1.jpg?A3889C9397807479A2A1A7889A85757D948AA68A9E7C7388A28E9772A88E637583778478B1809D95B7AA8573BCA797 | https://pim-kvc.soneparsea.com:3443/PictureServer/default.aspx/schneider-VW3A3203_Datasheet1.pdf?A3889C9397807479A2A1C7A8BAA5959DB4AAC672A88E637583778478B17B91A8B1B8BCAAB7AB6162C0A9BA | EXTENDED I/O MODULE DISCRETE 6I/2O ANALOG 2I | Altivar Machine ATV340 is a Variable Speed Drive designed for OEMs with open loop and close loop control. It supports all motors (IE2,IE3,IE4 synchronous and asynchronous, reluctance) with the heavy duty feature generating 173 Amps continuously in any environment. The integration with Modbus, Ethernet and SERCOS protocols allows remote monitoring availability through Smart Manufacturing, safety options (SS1,SLS,SMS,GDL,SBC) can proactively provide human and industrial process protections. | Type of accessory/spare part | Other
| 55 | Automation and Control | Motors and Drives | Motor Starter Accessories | EXTENDED I/O MODULE DISCRETE 6I/2O ANALOG 2I | 2506079 | VW3A3203 | SCHNEIDER ELECTRIC | 14200 | https://pim-kvc.soneparsea.com:3443/PictureServer/default.aspx/SCHNEIDERELECTRIC-VW3A3203_Image1.jpg?A3889C9397807479A2A1A7889A85757D948AA68A9E7C7388A28E9772A88E637583778478B1809D95B7AA8573BCA797 | https://pim-kvc.soneparsea.com:3443/PictureServer/default.aspx/schneider-VW3A3203_Datasheet1.pdf?A3889C9397807479A2A1C7A8BAA5959DB4AAC672A88E637583778478B17B91A8B1B8BCAAB7AB6162C0A9BA | EXTENDED I/O MODULE DISCRETE 6I/2O ANALOG 2I | Altivar Machine ATV340 is a Variable Speed Drive designed for OEMs with open loop and close loop control. It supports all motors (IE2,IE3,IE4 synchronous and asynchronous, reluctance) with the heavy duty feature generating 173 Amps continuously in any environment. The integration with Modbus, Ethernet and SERCOS protocols allows remote monitoring availability through Smart Manufacturing, safety options (SS1,SLS,SMS,GDL,SBC) can proactively provide human and industrial process protections. | Accessory | yes
| 55 | Automation and Control | Motors and Drives | Motor Starter Accessories | EXTENDED I/O MODULE DISCRETE 6I/2O ANALOG 2I | 2506079 | VW3A3203 | SCHNEIDER ELECTRIC | 14200 | https://pim-kvc.soneparsea.com:3443/PictureServer/default.aspx/SCHNEIDERELECTRIC-VW3A3203_Image1.jpg?A3889C9397807479A2A1A7889A85757D948AA68A9E7C7388A28E9772A88E637583778478B1809D95B7AA8573BCA797 | https://pim-kvc.soneparsea.com:3443/PictureServer/default.aspx/schneider-VW3A3203_Datasheet1.pdf?A3889C9397807479A2A1C7A8BAA5959DB4AAC672A88E637583778478B17B91A8B1B8BCAAB7AB6162C0A9BA | EXTENDED I/O MODULE DISCRETE 6I/2O ANALOG 2I | Altivar Machine ATV340 is a Variable Speed Drive designed for OEMs with open loop and close loop control. It supports all motors (IE2,IE3,IE4 synchronous and asynchronous, reluctance) with the heavy duty feature generating 173 Amps continuously in any environment. The integration with Modbus, Ethernet and SERCOS protocols allows remote monitoring availability through Smart Manufacturing, safety options (SS1,SLS,SMS,GDL,SBC) can proactively provide human and industrial process protections. | Spare part | no
| 56 | Automation and Control | Motors and Drives | Motor Starter Accessories | ALTIVAR REMOTE CABLE 1M FOR GRAPHIC DISPLAY TERMINAL | 2512739 | VW3A1104R10 | SCHNEIDER ELECTRIC | 2530 | https://pim-kvc.soneparsea.com:3443/PictureServer/default.aspx/SCHNEIDERELECTRIC-VW3A1104R10_Image1.jpg?A3889C9397807479A2A1A7889A85757D948AA68A9E7C7388A28E9772A88E637581768479A468609399B2B5ACB7685E9EC0AC | https://pim-kvc.soneparsea.com:3443/PictureServer/default.aspx/SchneiderElectric-VW3A1104R10_Datasheet1.pdf?A3889C9397807479A2A1A7A8BAA5959DB4AAC68ABE9C93A8C2AEB772A88E637581768479A468609394A6C8A6C59F9599C47682B5B69D | ALTIVAR REMOTE CABLE 1M FOR GRAPHIC DISPLAY TERMINAL | For remote graphic display terminal. 2 male connectors of electrical connection. | Type of accessory/spare part | Other
| 56 | Automation and Control | Motors and Drives | Motor Starter Accessories | ALTIVAR REMOTE CABLE 1M FOR GRAPHIC DISPLAY TERMINAL | 2512739 | VW3A1104R10 | SCHNEIDER ELECTRIC | 2530 | https://pim-kvc.soneparsea.com:3443/PictureServer/default.aspx/SCHNEIDERELECTRIC-VW3A1104R10_Image1.jpg?A3889C9397807479A2A1A7889A85757D948AA68A9E7C7388A28E9772A88E637581768479A468609399B2B5ACB7685E9EC0AC | https://pim-kvc.soneparsea.com:3443/PictureServer/default.aspx/SchneiderElectric-VW3A1104R10_Datasheet1.pdf?A3889C9397807479A2A1A7A8BAA5959DB4AAC68ABE9C93A8C2AEB772A88E637581768479A468609394A6C8A6C59F9599C47682B5B69D | ALTIVAR REMOTE CABLE 1M FOR GRAPHIC DISPLAY TERMINAL | For remote graphic display terminal. 2 male connectors of electrical connection. | Accessory | yes
| 56 | Automation and Control | Motors and Drives | Motor Starter Accessories | ALTIVAR REMOTE CABLE 1M FOR GRAPHIC DISPLAY TERMINAL | 2512739 | VW3A1104R10 | SCHNEIDER ELECTRIC | 2530 | https://pim-kvc.soneparsea.com:3443/PictureServer/default.aspx/SCHNEIDERELECTRIC-VW3A1104R10_Image1.jpg?A3889C9397807479A2A1A7889A85757D948AA68A9E7C7388A28E9772A88E637581768479A468609399B2B5ACB7685E9EC0AC | https://pim-kvc.soneparsea.com:3443/PictureServer/default.aspx/SchneiderElectric-VW3A1104R10_Datasheet1.pdf?A3889C9397807479A2A1A7A8BAA5959DB4AAC68ABE9C93A8C2AEB772A88E637581768479A468609394A6C8A6C59F9599C47682B5B69D | ALTIVAR REMOTE CABLE 1M FOR GRAPHIC DISPLAY TERMINAL | For remote graphic display terminal. 2 male connectors of electrical connection. | Spare part | no
| 57 | Automation and Control | Motors and Drives | Electric Motors | BMH SERVO MOTOR 1.4NM 8000RPM UNTAPPED SHAFT WITHOUT BRAKE | 2527592 | BMH0701T06A2A | SCHNEIDER ELECTRIC | 36850 | https://pim-kvc.soneparsea.com:3443/PictureServer/default.aspx/schneider-BMH0701T06A2A_Image1.JPG?A3889C9397807479A2A1C7A8BAA5959DB4AAC6729484786487758599826D716691A49DB2B39E95657E8FA48C | https://pim-kvc.soneparsea.com:3443/PictureServer/default.aspx/schneider-BMH0701T06A2A_Datasheet1.pdf?A3889C9397807479A2A1C7A8BAA5959DB4AAC6729484786487758599826D716691A498A6C698A39CB5AAC87680A7949A | BMH SERVO MOTOR 1.4NM 8000RPM UNTAPPED SHAFT WITHOUT BRAKE IP54 | The Lexium 32 range of servo drives includes four servo drive models with power ratings from 0.15 to 11 kW and the servo motor ranges BMH and BSH series. | Model | Rotary current synchronous motor
| 57 | Automation and Control | Motors and Drives | Electric Motors | BMH SERVO MOTOR 1.4NM 8000RPM UNTAPPED SHAFT WITHOUT BRAKE | 2527592 | BMH0701T06A2A | SCHNEIDER ELECTRIC | 36850 | https://pim-kvc.soneparsea.com:3443/PictureServer/default.aspx/schneider-BMH0701T06A2A_Image1.JPG?A3889C9397807479A2A1C7A8BAA5959DB4AAC6729484786487758599826D716691A49DB2B39E95657E8FA48C | https://pim-kvc.soneparsea.com:3443/PictureServer/default.aspx/schneider-BMH0701T06A2A_Datasheet1.pdf?A3889C9397807479A2A1C7A8BAA5959DB4AAC6729484786487758599826D716691A498A6C698A39CB5AAC87680A7949A | BMH SERVO MOTOR 1.4NM 8000RPM UNTAPPED SHAFT WITHOUT BRAKE IP54 | The Lexium 32 range of servo drives includes four servo drive models with power ratings from 0.15 to 11 kW and the servo motor ranges BMH and BSH series. | Rated voltage | 240V
| 57 | Automation and Control | Motors and Drives | Electric Motors | BMH SERVO MOTOR 1.4NM 8000RPM UNTAPPED SHAFT WITHOUT BRAKE | 2527592 | BMH0701T06A2A | SCHNEIDER ELECTRIC | 36850 | https://pim-kvc.soneparsea.com:3443/PictureServer/default.aspx/schneider-BMH0701T06A2A_Image1.JPG?A3889C9397807479A2A1C7A8BAA5959DB4AAC6729484786487758599826D716691A49DB2B39E95657E8FA48C | https://pim-kvc.soneparsea.com:3443/PictureServer/default.aspx/schneider-BMH0701T06A2A_Datasheet1.pdf?A3889C9397807479A2A1C7A8BAA5959DB4AAC6729484786487758599826D716691A498A6C698A39CB5AAC87680A7949A | BMH SERVO MOTOR 1.4NM 8000RPM UNTAPPED SHAFT WITHOUT BRAKE IP54 | The Lexium 32 range of servo drives includes four servo drive models with power ratings from 0.15 to 11 kW and the servo motor ranges BMH and BSH series. | Rated current | 6A
| 57 | Automation and Control | Motors and Drives | Electric Motors | BMH SERVO MOTOR 1.4NM 8000RPM UNTAPPED SHAFT WITHOUT BRAKE | 2527592 | BMH0701T06A2A | SCHNEIDER ELECTRIC | 36850 | https://pim-kvc.soneparsea.com:3443/PictureServer/default.aspx/schneider-BMH0701T06A2A_Image1.JPG?A3889C9397807479A2A1C7A8BAA5959DB4AAC6729484786487758599826D716691A49DB2B39E95657E8FA48C | https://pim-kvc.soneparsea.com:3443/PictureServer/default.aspx/schneider-BMH0701T06A2A_Datasheet1.pdf?A3889C9397807479A2A1C7A8BAA5959DB4AAC6729484786487758599826D716691A498A6C698A39CB5AAC87680A7949A | BMH SERVO MOTOR 1.4NM 8000RPM UNTAPPED SHAFT WITHOUT BRAKE IP54 | The Lexium 32 range of servo drives includes four servo drive models with power ratings from 0.15 to 11 kW and the servo motor ranges BMH and BSH series. | Rated frequency | 0...0Hz
| 57 | Automation and Control | Motors and Drives | Electric Motors | BMH SERVO MOTOR 1.4NM 8000RPM UNTAPPED SHAFT WITHOUT BRAKE | 2527592 | BMH0701T06A2A | SCHNEIDER ELECTRIC | 36850 | https://pim-kvc.soneparsea.com:3443/PictureServer/default.aspx/schneider-BMH0701T06A2A_Image1.JPG?A3889C9397807479A2A1C7A8BAA5959DB4AAC6729484786487758599826D716691A49DB2B39E95657E8FA48C | https://pim-kvc.soneparsea.com:3443/PictureServer/default.aspx/schneider-BMH0701T06A2A_Datasheet1.pdf?A3889C9397807479A2A1C7A8BAA5959DB4AAC6729484786487758599826D716691A498A6C698A39CB5AAC87680A7949A | BMH SERVO MOTOR 1.4NM 8000RPM UNTAPPED SHAFT WITHOUT BRAKE IP54 | The Lexium 32 range of servo drives includes four servo drive models with power ratings from 0.15 to 11 kW and the servo motor ranges BMH and BSH series. | Voltage type | AC/DC
| 57 | Automation and Control | Motors and Drives | Electric Motors | BMH SERVO MOTOR 1.4NM 8000RPM UNTAPPED SHAFT WITHOUT BRAKE | 2527592 | BMH0701T06A2A | SCHNEIDER ELECTRIC | 36850 | https://pim-kvc.soneparsea.com:3443/PictureServer/default.aspx/schneider-BMH0701T06A2A_Image1.JPG?A3889C9397807479A2A1C7A8BAA5959DB4AAC6729484786487758599826D716691A49DB2B39E95657E8FA48C | https://pim-kvc.soneparsea.com:3443/PictureServer/default.aspx/schneider-BMH0701T06A2A_Datasheet1.pdf?A3889C9397807479A2A1C7A8BAA5959DB4AAC6729484786487758599826D716691A498A6C698A39CB5AAC87680A7949A | BMH SERVO MOTOR 1.4NM 8000RPM UNTAPPED SHAFT WITHOUT BRAKE IP54 | The Lexium 32 range of servo drives includes four servo drive models with power ratings from 0.15 to 11 kW and the servo motor ranges BMH and BSH series. | Number of phases | 3
| 57 | Automation and Control | Motors and Drives | Electric Motors | BMH SERVO MOTOR 1.4NM 8000RPM UNTAPPED SHAFT WITHOUT BRAKE | 2527592 | BMH0701T06A2A | SCHNEIDER ELECTRIC | 36850 | https://pim-kvc.soneparsea.com:3443/PictureServer/default.aspx/schneider-BMH0701T06A2A_Image1.JPG?A3889C9397807479A2A1C7A8BAA5959DB4AAC6729484786487758599826D716691A49DB2B39E95657E8FA48C | https://pim-kvc.soneparsea.com:3443/PictureServer/default.aspx/schneider-BMH0701T06A2A_Datasheet1.pdf?A3889C9397807479A2A1C7A8BAA5959DB4AAC6729484786487758599826D716691A498A6C698A39CB5AAC87680A7949A | BMH SERVO MOTOR 1.4NM 8000RPM UNTAPPED SHAFT WITHOUT BRAKE IP54 | The Lexium 32 range of servo drives includes four servo drive models with power ratings from 0.15 to 11 kW and the servo motor ranges BMH and BSH series. | Rated performance at rated frequency | 0.35kW
| 57 | Automation and Control | Motors and Drives | Electric Motors | BMH SERVO MOTOR 1.4NM 8000RPM UNTAPPED SHAFT WITHOUT BRAKE | 2527592 | BMH0701T06A2A | SCHNEIDER ELECTRIC | 36850 | https://pim-kvc.soneparsea.com:3443/PictureServer/default.aspx/schneider-BMH0701T06A2A_Image1.JPG?A3889C9397807479A2A1C7A8BAA5959DB4AAC6729484786487758599826D716691A49DB2B39E95657E8FA48C | https://pim-kvc.soneparsea.com:3443/PictureServer/default.aspx/schneider-BMH0701T06A2A_Datasheet1.pdf?A3889C9397807479A2A1C7A8BAA5959DB4AAC6729484786487758599826D716691A498A6C698A39CB5AAC87680A7949A | BMH SERVO MOTOR 1.4NM 8000RPM UNTAPPED SHAFT WITHOUT BRAKE IP54 | The Lexium 32 range of servo drives includes four servo drive models with power ratings from 0.15 to 11 kW and the servo motor ranges BMH and BSH series. | Rated rotational speed at rated frequency | 80001/min
| 57 | Automation and Control | Motors and Drives | Electric Motors | BMH SERVO MOTOR 1.4NM 8000RPM UNTAPPED SHAFT WITHOUT BRAKE | 2527592 | BMH0701T06A2A | SCHNEIDER ELECTRIC | 36850 | https://pim-kvc.soneparsea.com:3443/PictureServer/default.aspx/schneider-BMH0701T06A2A_Image1.JPG?A3889C9397807479A2A1C7A8BAA5959DB4AAC6729484786487758599826D716691A49DB2B39E95657E8FA48C | https://pim-kvc.soneparsea.com:3443/PictureServer/default.aspx/schneider-BMH0701T06A2A_Datasheet1.pdf?A3889C9397807479A2A1C7A8BAA5959DB4AAC6729484786487758599826D716691A498A6C698A39CB5AAC87680A7949A | BMH SERVO MOTOR 1.4NM 8000RPM UNTAPPED SHAFT WITHOUT BRAKE IP54 | The Lexium 32 range of servo drives includes four servo drive models with power ratings from 0.15 to 11 kW and the servo motor ranges BMH and BSH series. | Degree of protection (IP) | IP54
| 57 | Automation and Control | Motors and Drives | Electric Motors | BMH SERVO MOTOR 1.4NM 8000RPM UNTAPPED SHAFT WITHOUT BRAKE | 2527592 | BMH0701T06A2A | SCHNEIDER ELECTRIC | 36850 | https://pim-kvc.soneparsea.com:3443/PictureServer/default.aspx/schneider-BMH0701T06A2A_Image1.JPG?A3889C9397807479A2A1C7A8BAA5959DB4AAC6729484786487758599826D716691A49DB2B39E95657E8FA48C | https://pim-kvc.soneparsea.com:3443/PictureServer/default.aspx/schneider-BMH0701T06A2A_Datasheet1.pdf?A3889C9397807479A2A1C7A8BAA5959DB4AAC6729484786487758599826D716691A498A6C698A39CB5AAC87680A7949A | BMH SERVO MOTOR 1.4NM 8000RPM UNTAPPED SHAFT WITHOUT BRAKE IP54 | The Lexium 32 range of servo drives includes four servo drive models with power ratings from 0.15 to 11 kW and the servo motor ranges BMH and BSH series. | Number of poles | 10
| 57 | Automation and Control | Motors and Drives | Electric Motors | BMH SERVO MOTOR 1.4NM 8000RPM UNTAPPED SHAFT WITHOUT BRAKE | 2527592 | BMH0701T06A2A | SCHNEIDER ELECTRIC | 36850 | https://pim-kvc.soneparsea.com:3443/PictureServer/default.aspx/schneider-BMH0701T06A2A_Image1.JPG?A3889C9397807479A2A1C7A8BAA5959DB4AAC6729484786487758599826D716691A49DB2B39E95657E8FA48C | https://pim-kvc.soneparsea.com:3443/PictureServer/default.aspx/schneider-BMH0701T06A2A_Datasheet1.pdf?A3889C9397807479A2A1C7A8BAA5959DB4AAC6729484786487758599826D716691A498A6C698A39CB5AAC87680A7949A | BMH SERVO MOTOR 1.4NM 8000RPM UNTAPPED SHAFT WITHOUT BRAKE IP54 | The Lexium 32 range of servo drives includes four servo drive models with power ratings from 0.15 to 11 kW and the servo motor ranges BMH and BSH series. | Construction type | Other
| 57 | Automation and Control | Motors and Drives | Electric Motors | BMH SERVO MOTOR 1.4NM 8000RPM UNTAPPED SHAFT WITHOUT BRAKE | 2527592 | BMH0701T06A2A | SCHNEIDER ELECTRIC | 36850 | https://pim-kvc.soneparsea.com:3443/PictureServer/default.aspx/schneider-BMH0701T06A2A_Image1.JPG?A3889C9397807479A2A1C7A8BAA5959DB4AAC6729484786487758599826D716691A49DB2B39E95657E8FA48C | https://pim-kvc.soneparsea.com:3443/PictureServer/default.aspx/schneider-BMH0701T06A2A_Datasheet1.pdf?A3889C9397807479A2A1C7A8BAA5959DB4AAC6729484786487758599826D716691A498A6C698A39CB5AAC87680A7949A | BMH SERVO MOTOR 1.4NM 8000RPM UNTAPPED SHAFT WITHOUT BRAKE IP54 | The Lexium 32 range of servo drives includes four servo drive models with power ratings from 0.15 to 11 kW and the servo motor ranges BMH and BSH series. | Insulation class according to IEC | Other
| 57 | Automation and Control | Motors and Drives | Electric Motors | BMH SERVO MOTOR 1.4NM 8000RPM UNTAPPED SHAFT WITHOUT BRAKE | 2527592 | BMH0701T06A2A | SCHNEIDER ELECTRIC | 36850 | https://pim-kvc.soneparsea.com:3443/PictureServer/default.aspx/schneider-BMH0701T06A2A_Image1.JPG?A3889C9397807479A2A1C7A8BAA5959DB4AAC6729484786487758599826D716691A49DB2B39E95657E8FA48C | https://pim-kvc.soneparsea.com:3443/PictureServer/default.aspx/schneider-BMH0701T06A2A_Datasheet1.pdf?A3889C9397807479A2A1C7A8BAA5959DB4AAC6729484786487758599826D716691A498A6C698A39CB5AAC87680A7949A | BMH SERVO MOTOR 1.4NM 8000RPM UNTAPPED SHAFT WITHOUT BRAKE IP54 | The Lexium 32 range of servo drives includes four servo drive models with power ratings from 0.15 to 11 kW and the servo motor ranges BMH and BSH series. | Duty cycle | Other
| 57 | Automation and Control | Motors and Drives | Electric Motors | BMH SERVO MOTOR 1.4NM 8000RPM UNTAPPED SHAFT WITHOUT BRAKE | 2527592 | BMH0701T06A2A | SCHNEIDER ELECTRIC | 36850 | https://pim-kvc.soneparsea.com:3443/PictureServer/default.aspx/schneider-BMH0701T06A2A_Image1.JPG?A3889C9397807479A2A1C7A8BAA5959DB4AAC6729484786487758599826D716691A49DB2B39E95657E8FA48C | https://pim-kvc.soneparsea.com:3443/PictureServer/default.aspx/schneider-BMH0701T06A2A_Datasheet1.pdf?A3889C9397807479A2A1C7A8BAA5959DB4AAC6729484786487758599826D716691A498A6C698A39CB5AAC87680A7949A | BMH SERVO MOTOR 1.4NM 8000RPM UNTAPPED SHAFT WITHOUT BRAKE IP54 | The Lexium 32 range of servo drives includes four servo drive models with power ratings from 0.15 to 11 kW and the servo motor ranges BMH and BSH series. | Frame size according to IEC | 0mm
| 57 | Automation and Control | Motors and Drives | Electric Motors | BMH SERVO MOTOR 1.4NM 8000RPM UNTAPPED SHAFT WITHOUT BRAKE | 2527592 | BMH0701T06A2A | SCHNEIDER ELECTRIC | 36850 | https://pim-kvc.soneparsea.com:3443/PictureServer/default.aspx/schneider-BMH0701T06A2A_Image1.JPG?A3889C9397807479A2A1C7A8BAA5959DB4AAC6729484786487758599826D716691A49DB2B39E95657E8FA48C | https://pim-kvc.soneparsea.com:3443/PictureServer/default.aspx/schneider-BMH0701T06A2A_Datasheet1.pdf?A3889C9397807479A2A1C7A8BAA5959DB4AAC6729484786487758599826D716691A498A6C698A39CB5AAC87680A7949A | BMH SERVO MOTOR 1.4NM 8000RPM UNTAPPED SHAFT WITHOUT BRAKE IP54 | The Lexium 32 range of servo drives includes four servo drive models with power ratings from 0.15 to 11 kW and the servo motor ranges BMH and BSH series. | Full-load efficiency | 0%
| 57 | Automation and Control | Motors and Drives | Electric Motors | BMH SERVO MOTOR 1.4NM 8000RPM UNTAPPED SHAFT WITHOUT BRAKE | 2527592 | BMH0701T06A2A | SCHNEIDER ELECTRIC | 36850 | https://pim-kvc.soneparsea.com:3443/PictureServer/default.aspx/schneider-BMH0701T06A2A_Image1.JPG?A3889C9397807479A2A1C7A8BAA5959DB4AAC6729484786487758599826D716691A49DB2B39E95657E8FA48C | https://pim-kvc.soneparsea.com:3443/PictureServer/default.aspx/schneider-BMH0701T06A2A_Datasheet1.pdf?A3889C9397807479A2A1C7A8BAA5959DB4AAC6729484786487758599826D716691A498A6C698A39CB5AAC87680A7949A | BMH SERVO MOTOR 1.4NM 8000RPM UNTAPPED SHAFT WITHOUT BRAKE IP54 | The Lexium 32 range of servo drives includes four servo drive models with power ratings from 0.15 to 11 kW and the servo motor ranges BMH and BSH series. | Nominal torque | 1.35Nm
| 57 | Automation and Control | Motors and Drives | Electric Motors | BMH SERVO MOTOR 1.4NM 8000RPM UNTAPPED SHAFT WITHOUT BRAKE | 2527592 | BMH0701T06A2A | SCHNEIDER ELECTRIC | 36850 | https://pim-kvc.soneparsea.com:3443/PictureServer/default.aspx/schneider-BMH0701T06A2A_Image1.JPG?A3889C9397807479A2A1C7A8BAA5959DB4AAC6729484786487758599826D716691A49DB2B39E95657E8FA48C | https://pim-kvc.soneparsea.com:3443/PictureServer/default.aspx/schneider-BMH0701T06A2A_Datasheet1.pdf?A3889C9397807479A2A1C7A8BAA5959DB4AAC6729484786487758599826D716691A498A6C698A39CB5AAC87680A7949A | BMH SERVO MOTOR 1.4NM 8000RPM UNTAPPED SHAFT WITHOUT BRAKE IP54 | The Lexium 32 range of servo drives includes four servo drive models with power ratings from 0.15 to 11 kW and the servo motor ranges BMH and BSH series. | Starting current ratio | 0
| 57 | Automation and Control | Motors and Drives | Electric Motors | BMH SERVO MOTOR 1.4NM 8000RPM UNTAPPED SHAFT WITHOUT BRAKE | 2527592 | BMH0701T06A2A | SCHNEIDER ELECTRIC | 36850 | https://pim-kvc.soneparsea.com:3443/PictureServer/default.aspx/schneider-BMH0701T06A2A_Image1.JPG?A3889C9397807479A2A1C7A8BAA5959DB4AAC6729484786487758599826D716691A49DB2B39E95657E8FA48C | https://pim-kvc.soneparsea.com:3443/PictureServer/default.aspx/schneider-BMH0701T06A2A_Datasheet1.pdf?A3889C9397807479A2A1C7A8BAA5959DB4AAC6729484786487758599826D716691A498A6C698A39CB5AAC87680A7949A | BMH SERVO MOTOR 1.4NM 8000RPM UNTAPPED SHAFT WITHOUT BRAKE IP54 | The Lexium 32 range of servo drives includes four servo drive models with power ratings from 0.15 to 11 kW and the servo motor ranges BMH and BSH series. | Starting torque ratio | 0
| 57 | Automation and Control | Motors and Drives | Electric Motors | BMH SERVO MOTOR 1.4NM 8000RPM UNTAPPED SHAFT WITHOUT BRAKE | 2527592 | BMH0701T06A2A | SCHNEIDER ELECTRIC | 36850 | https://pim-kvc.soneparsea.com:3443/PictureServer/default.aspx/schneider-BMH0701T06A2A_Image1.JPG?A3889C9397807479A2A1C7A8BAA5959DB4AAC6729484786487758599826D716691A49DB2B39E95657E8FA48C | https://pim-kvc.soneparsea.com:3443/PictureServer/default.aspx/schneider-BMH0701T06A2A_Datasheet1.pdf?A3889C9397807479A2A1C7A8BAA5959DB4AAC6729484786487758599826D716691A498A6C698A39CB5AAC87680A7949A | BMH SERVO MOTOR 1.4NM 8000RPM UNTAPPED SHAFT WITHOUT BRAKE IP54 | The Lexium 32 range of servo drives includes four servo drive models with power ratings from 0.15 to 11 kW and the servo motor ranges BMH and BSH series. | Breakdown torque ratio | 0
| 57 | Automation and Control | Motors and Drives | Electric Motors | BMH SERVO MOTOR 1.4NM 8000RPM UNTAPPED SHAFT WITHOUT BRAKE | 2527592 | BMH0701T06A2A | SCHNEIDER ELECTRIC | 36850 | https://pim-kvc.soneparsea.com:3443/PictureServer/default.aspx/schneider-BMH0701T06A2A_Image1.JPG?A3889C9397807479A2A1C7A8BAA5959DB4AAC6729484786487758599826D716691A49DB2B39E95657E8FA48C | https://pim-kvc.soneparsea.com:3443/PictureServer/default.aspx/schneider-BMH0701T06A2A_Datasheet1.pdf?A3889C9397807479A2A1C7A8BAA5959DB4AAC6729484786487758599826D716691A498A6C698A39CB5AAC87680A7949A | BMH SERVO MOTOR 1.4NM 8000RPM UNTAPPED SHAFT WITHOUT BRAKE IP54 | The Lexium 32 range of servo drives includes four servo drive models with power ratings from 0.15 to 11 kW and the servo motor ranges BMH and BSH series. | Bearing | Other