## CableAndWires (2)
ImportTicket-xlsx-zsx22ii8k1q&Tx | ลำดับ | รายละเอียดสินค้า
|  | ชื่อหมวดหมู่ชั้นที่ 1 | ชื่อหมวดหมู่ชั้นที่ 2 | ชื่อหมวดหมู่ชั้นที่ 3 | ชื่อสินค้า | รหัสสินค้า | MPN | Brand | ราคาสินค้า | Picture | Datasheet | รายละเอียดย่อ | รายละเอียดเต็ม | หัวข้อฟีเจอร์ | รายละเอียดฟีเจอร์
Example > | 0 | Product Category 1 | Product Sub 1 | Product Sub-sec 1 | Example Product | P0001 | N/A | Brand 1 | 100000 | https://soneparthailand.com/th/_content_images/product/A4BF5596-06F7-632A-0C7B-5BEB6E7DB749.jpg | https://www.quotewerks.com/download/printlayouts/Samples/QuotationSample_A.pdf | เอ๋เวิลด์ เปราะบางโลโก้มอนสเตอร์รากหญ้าพูล เชอร์รี่ไฮเปอร์ตรวจสอบรันเวย์ฟลอร์ เซรามิก | สเปกแอ็กชั่น มหภาคเทรดคอร์ปมหาอุปราชาเฉิ่ม แป๋วมาร์เก็ตเดบิตแมนชั่น โกลด์วีซ่าเซอร์วิส เฟิร์มสไปเดอร์ ออร์เดอร์เช็ก ฮันนีมูนแชมป์กระดี๊กระด๊ารีวิวดยุค ฟินิกซ์ตื้บสมาพันธ์ซัพพลายเออร์โรแมนติก หลวงปู่บู๊ฮาลาลแซ็กโซโฟน ป๋าแอสเตอร์แดรี่ภคันทลาพาธ บอกซ์เยนโหลนเมคอัพ รูบิก จูเนียร์ไอติมเคลียร์ฟลุทมอคคา ทอม แฟกซ์รวมมิตรฟอยล์ แซนด์วิชลอร์ดสคริปต์ยากูซ่า สแล็กผ้าห่มรีสอร์ตแดรี่ สเตย์ธรรมา เที่ยงคืนแอปเปิ้ล คำสาปแคมปัสท็อปบูต สัมนาศิลปากรพาร์บ๊วยอมาตยาธิปไตย แจ๊สไงจัมโบ้ดั๊มพ์ วิว เกจิเคลียร์ ว้อดก้ามั้งคอมพ์ แหม็บโยเกิร์ตซัมเมอร์ ป่าไม้นิวละติน เทคโนแครตเวิร์กช็อปฮาราคีรี แคนยอนแกรนด์ โปรเจ็กต์ เต๊ะแบคโฮเหี่ยวย่นละอ่อนคาปูชิโน วันเวย์ ครูเสดแตงโมฟีเวอร์เจ๊คอลเล็กชั่น ดั๊มพ์วิลเลจกับดัก ชัตเตอร์โบว์ ออเดอร์แชมป์ อุปทานมาร์จินฮิบรูโทรโข่ง จูน แดรี่โยโย่ บุ๋น เอ็นเตอร์เทนดีพาร์ทเมนต์ลีเมอร์ สต็อกเซาท์ มายาคติโกเต็กซ์ไวอากร้าลิมูซีน ออร์เดอร์โมเดิร์นวอล์กร็อคไฮไลต์ ซีเนียร์ริกเตอร์สมาพันธ์ เจ๊วาฟเฟิลฟลุกฮิตคัตเอาต์ คูลเลอร์ยากูซ่า ราสเบอร์รีไฟแนนซ์แคนู ยาวี แม่ค้าชีสเซี้ยว อิกัวนาแมมโบ้ ซีเรียสกุมภาพันธ์ ซัพพลายเออร์ฟลุท เป่ายิ้งฉุบโลโก้หลวงพี่ กีวีตุ๊กตุ๊กเซ็กส์อาร์ติสต์ อริยสงฆ์บาบูนไฮไลท์ซาร์ดีน เมเปิลปาสกาลแรงใจ ปาร์ตี้มาร์กเซนเซอร์แคมเปญ เบอร์รีแพทยสภาวาฟเฟิลแบคโฮแมกกาซีน ชีสสังโฆวิน เซ่นไหว้จิ๊กโก๋กฤษณ์บูติคจอหงวน โคโยตีจังโก้บัลลาสต์คอลเล็กชั่น โปรเจ็ครีเสิร์ช แชมเปญ โปรโมเตอร์แกรนด์สตรอว์เบอร์รีแพกเกจ จีดีพีคลาสสิกแทคติค ฮัมซามูไรเคอร์ฟิวแมชชีน เทเลกราฟแอปเปิ้ลวิลล์ แฟรนไชส์ต่อยอดรีสอร์ต ออร์เดอร์ฟอยล์อ่อนด้อยช็อป รันเวย์ชีสแจ็กพอตอาว์มาราธอน ไตรมาสจอหงวน รอยัลตี้เมจิคชัตเตอร์ ชาร์จแมชีนก๋ากั่นเซฟตี้ ง่าวแมคเคอเรล หม่านโถวโยเกิร์ต แช่แข็งอันตรกิริยา แจ็กพ็อตมะกันล็อบบี้ซิมแผดเผา คาร์ดีพาร์ตเมนต์บลูเบอร์รีโคโยตี้เครป ฮันนีมูนเจลรวมมิตรเซี้ยว | Feature Name 1 | This is feature detail.
Start > | 1 | Cables and Wires | Low Voltage Cables | Multi Cores | MAX-FOH 2 X 1.5MM² ORANGE | 2087864 | MCI-MAX-FOH 2X1.5OG | PRYSMIAN | 87 | https://pim-kvc.soneparsea.com:3443/PictureServer/default.aspx/draka-MCI-MAX-FOH_Image1.jpg?A097AD989F807182ACA9C6A6BD985D81938E8192938F5D7A9F8DB38EBF9897998173BEB5B9 | https://pim-kvc.soneparsea.com:3443/PictureServer/default.aspx/draka-mci-max-foh2x15.pdf?837C86A1B6A9919FB172C1A8BB649D95C872BAB4BA69A8658573C4A9B8 | MAX-FOH 2 X 1.5MM² ORANGE | Fire performance cables are specifically designed to facilitate the quick and orderly evacuation of the building occupants in the events of an emergency. Purpose designed to maintain circuit integrity to a host of critical safety systems, including fire alarms, emergency lights, CCTV systems and emergency power supplied. | Conductor material | Copper
| 1 | Cables and Wires | Low Voltage Cables | Multi Cores | MAX-FOH 2 X 1.5MM² ORANGE | 2087864 | MCI-MAX-FOH 2X1.5OG | PRYSMIAN | 87 | https://pim-kvc.soneparsea.com:3443/PictureServer/default.aspx/draka-MCI-MAX-FOH_Image1.jpg?A097AD989F807182ACA9C6A6BD985D81938E8192938F5D7A9F8DB38EBF9897998173BEB5B9 | https://pim-kvc.soneparsea.com:3443/PictureServer/default.aspx/draka-mci-max-foh2x15.pdf?837C86A1B6A9919FB172C1A8BB649D95C872BAB4BA69A8658573C4A9B8 | MAX-FOH 2 X 1.5MM² ORANGE | Fire performance cables are specifically designed to facilitate the quick and orderly evacuation of the building occupants in the events of an emergency. Purpose designed to maintain circuit integrity to a host of critical safety systems, including fire alarms, emergency lights, CCTV systems and emergency power supplied. | Nominal cross section conductor | 1.5mm²
| 1 | Cables and Wires | Low Voltage Cables | Multi Cores | MAX-FOH 2 X 1.5MM² ORANGE | 2087864 | MCI-MAX-FOH 2X1.5OG | PRYSMIAN | 87 | https://pim-kvc.soneparsea.com:3443/PictureServer/default.aspx/draka-MCI-MAX-FOH_Image1.jpg?A097AD989F807182ACA9C6A6BD985D81938E8192938F5D7A9F8DB38EBF9897998173BEB5B9 | https://pim-kvc.soneparsea.com:3443/PictureServer/default.aspx/draka-mci-max-foh2x15.pdf?837C86A1B6A9919FB172C1A8BB649D95C872BAB4BA69A8658573C4A9B8 | MAX-FOH 2 X 1.5MM² ORANGE | Fire performance cables are specifically designed to facilitate the quick and orderly evacuation of the building occupants in the events of an emergency. Purpose designed to maintain circuit integrity to a host of critical safety systems, including fire alarms, emergency lights, CCTV systems and emergency power supplied. | Conductor category | Class 2 = stranded
| 1 | Cables and Wires | Low Voltage Cables | Multi Cores | MAX-FOH 2 X 1.5MM² ORANGE | 2087864 | MCI-MAX-FOH 2X1.5OG | PRYSMIAN | 87 | https://pim-kvc.soneparsea.com:3443/PictureServer/default.aspx/draka-MCI-MAX-FOH_Image1.jpg?A097AD989F807182ACA9C6A6BD985D81938E8192938F5D7A9F8DB38EBF9897998173BEB5B9 | https://pim-kvc.soneparsea.com:3443/PictureServer/default.aspx/draka-mci-max-foh2x15.pdf?837C86A1B6A9919FB172C1A8BB649D95C872BAB4BA69A8658573C4A9B8 | MAX-FOH 2 X 1.5MM² ORANGE | Fire performance cables are specifically designed to facilitate the quick and orderly evacuation of the building occupants in the events of an emergency. Purpose designed to maintain circuit integrity to a host of critical safety systems, including fire alarms, emergency lights, CCTV systems and emergency power supplied. | Number of cores | 2
| 1 | Cables and Wires | Low Voltage Cables | Multi Cores | MAX-FOH 2 X 1.5MM² ORANGE | 2087864 | MCI-MAX-FOH 2X1.5OG | PRYSMIAN | 87 | https://pim-kvc.soneparsea.com:3443/PictureServer/default.aspx/draka-MCI-MAX-FOH_Image1.jpg?A097AD989F807182ACA9C6A6BD985D81938E8192938F5D7A9F8DB38EBF9897998173BEB5B9 | https://pim-kvc.soneparsea.com:3443/PictureServer/default.aspx/draka-mci-max-foh2x15.pdf?837C86A1B6A9919FB172C1A8BB649D95C872BAB4BA69A8658573C4A9B8 | MAX-FOH 2 X 1.5MM² ORANGE | Fire performance cables are specifically designed to facilitate the quick and orderly evacuation of the building occupants in the events of an emergency. Purpose designed to maintain circuit integrity to a host of critical safety systems, including fire alarms, emergency lights, CCTV systems and emergency power supplied. | Specification core insulation | Crosslinked polyethylene (XLPE)
| 1 | Cables and Wires | Low Voltage Cables | Multi Cores | MAX-FOH 2 X 1.5MM² ORANGE | 2087864 | MCI-MAX-FOH 2X1.5OG | PRYSMIAN | 87 | https://pim-kvc.soneparsea.com:3443/PictureServer/default.aspx/draka-MCI-MAX-FOH_Image1.jpg?A097AD989F807182ACA9C6A6BD985D81938E8192938F5D7A9F8DB38EBF9897998173BEB5B9 | https://pim-kvc.soneparsea.com:3443/PictureServer/default.aspx/draka-mci-max-foh2x15.pdf?837C86A1B6A9919FB172C1A8BB649D95C872BAB4BA69A8658573C4A9B8 | MAX-FOH 2 X 1.5MM² ORANGE | Fire performance cables are specifically designed to facilitate the quick and orderly evacuation of the building occupants in the events of an emergency. Purpose designed to maintain circuit integrity to a host of critical safety systems, including fire alarms, emergency lights, CCTV systems and emergency power supplied. | Colour outer sheath | Orange
| 1 | Cables and Wires | Low Voltage Cables | Multi Cores | MAX-FOH 2 X 1.5MM² ORANGE | 2087864 | MCI-MAX-FOH 2X1.5OG | PRYSMIAN | 87 | https://pim-kvc.soneparsea.com:3443/PictureServer/default.aspx/draka-MCI-MAX-FOH_Image1.jpg?A097AD989F807182ACA9C6A6BD985D81938E8192938F5D7A9F8DB38EBF9897998173BEB5B9 | https://pim-kvc.soneparsea.com:3443/PictureServer/default.aspx/draka-mci-max-foh2x15.pdf?837C86A1B6A9919FB172C1A8BB649D95C872BAB4BA69A8658573C4A9B8 | MAX-FOH 2 X 1.5MM² ORANGE | Fire performance cables are specifically designed to facilitate the quick and orderly evacuation of the building occupants in the events of an emergency. Purpose designed to maintain circuit integrity to a host of critical safety systems, including fire alarms, emergency lights, CCTV systems and emergency power supplied. | Nominal voltage U0 | 600V
| 1 | Cables and Wires | Low Voltage Cables | Multi Cores | MAX-FOH 2 X 1.5MM² ORANGE | 2087864 | MCI-MAX-FOH 2X1.5OG | PRYSMIAN | 87 | https://pim-kvc.soneparsea.com:3443/PictureServer/default.aspx/draka-MCI-MAX-FOH_Image1.jpg?A097AD989F807182ACA9C6A6BD985D81938E8192938F5D7A9F8DB38EBF9897998173BEB5B9 | https://pim-kvc.soneparsea.com:3443/PictureServer/default.aspx/draka-mci-max-foh2x15.pdf?837C86A1B6A9919FB172C1A8BB649D95C872BAB4BA69A8658573C4A9B8 | MAX-FOH 2 X 1.5MM² ORANGE | Fire performance cables are specifically designed to facilitate the quick and orderly evacuation of the building occupants in the events of an emergency. Purpose designed to maintain circuit integrity to a host of critical safety systems, including fire alarms, emergency lights, CCTV systems and emergency power supplied. | Nominal voltage U | 1000V
| 2 | Cables and Wires | Low Voltage Cables | Single Core | MAX-FOH-(I) SINGLE CORE CABLE 1.5MM² ORANGE | 2087865 | MCI-MAX-FOH-I 1X1.5OG | PRYSMIAN | 37 | https://pim-kvc.soneparsea.com:3443/PictureServer/default.aspx/DRAKA-MAX-FOH-I_Image1.jpg?A097AD989F807182AC89A6869D785D81919D818BA17F5D7DAF8EC1A6B99C6162BAB5BB | https://pim-kvc.soneparsea.com:3443/PictureServer/default.aspx/draka-MAX-FOH-I_Datasheet1.pdf?A097AD989F807182ACA9C6A6BD985D81919D818BA17F5D7DAF89B5B9B3AA9899B5B98573C29B96 | MAX-FOH-(I) SINGLE CORE CABLE 1.5MM² ORANGE | Fire performance cables are specifically designed to facilitate the quick and orderly evacuation of the building occupants in the events of an emergency. Purpose designed to maintain circuit integrity to a host of critical safety systems, including fire alarms, emergency lights, CCTV systems and emergency power supplied. | Nominal cross section conductor | 1.5mm²
| 2 | Cables and Wires | Low Voltage Cables | Single Core | MAX-FOH-(I) SINGLE CORE CABLE 1.5MM² ORANGE | 2087865 | MCI-MAX-FOH-I 1X1.5OG | PRYSMIAN | 37 | https://pim-kvc.soneparsea.com:3443/PictureServer/default.aspx/DRAKA-MAX-FOH-I_Image1.jpg?A097AD989F807182AC89A6869D785D81919D818BA17F5D7DAF8EC1A6B99C6162BAB5BB | https://pim-kvc.soneparsea.com:3443/PictureServer/default.aspx/draka-MAX-FOH-I_Datasheet1.pdf?A097AD989F807182ACA9C6A6BD985D81919D818BA17F5D7DAF89B5B9B3AA9899B5B98573C29B96 | MAX-FOH-(I) SINGLE CORE CABLE 1.5MM² ORANGE | Fire performance cables are specifically designed to facilitate the quick and orderly evacuation of the building occupants in the events of an emergency. Purpose designed to maintain circuit integrity to a host of critical safety systems, including fire alarms, emergency lights, CCTV systems and emergency power supplied. | Material core insulation | Other
| 2 | Cables and Wires | Low Voltage Cables | Single Core | MAX-FOH-(I) SINGLE CORE CABLE 1.5MM² ORANGE | 2087865 | MCI-MAX-FOH-I 1X1.5OG | PRYSMIAN | 37 | https://pim-kvc.soneparsea.com:3443/PictureServer/default.aspx/DRAKA-MAX-FOH-I_Image1.jpg?A097AD989F807182AC89A6869D785D81919D818BA17F5D7DAF8EC1A6B99C6162BAB5BB | https://pim-kvc.soneparsea.com:3443/PictureServer/default.aspx/draka-MAX-FOH-I_Datasheet1.pdf?A097AD989F807182ACA9C6A6BD985D81919D818BA17F5D7DAF89B5B9B3AA9899B5B98573C29B96 | MAX-FOH-(I) SINGLE CORE CABLE 1.5MM² ORANGE | Fire performance cables are specifically designed to facilitate the quick and orderly evacuation of the building occupants in the events of an emergency. Purpose designed to maintain circuit integrity to a host of critical safety systems, including fire alarms, emergency lights, CCTV systems and emergency power supplied. | Core colour | Orange
| 2 | Cables and Wires | Low Voltage Cables | Single Core | MAX-FOH-(I) SINGLE CORE CABLE 1.5MM² ORANGE | 2087865 | MCI-MAX-FOH-I 1X1.5OG | PRYSMIAN | 37 | https://pim-kvc.soneparsea.com:3443/PictureServer/default.aspx/DRAKA-MAX-FOH-I_Image1.jpg?A097AD989F807182AC89A6869D785D81919D818BA17F5D7DAF8EC1A6B99C6162BAB5BB | https://pim-kvc.soneparsea.com:3443/PictureServer/default.aspx/draka-MAX-FOH-I_Datasheet1.pdf?A097AD989F807182ACA9C6A6BD985D81919D818BA17F5D7DAF89B5B9B3AA9899B5B98573C29B96 | MAX-FOH-(I) SINGLE CORE CABLE 1.5MM² ORANGE | Fire performance cables are specifically designed to facilitate the quick and orderly evacuation of the building occupants in the events of an emergency. Purpose designed to maintain circuit integrity to a host of critical safety systems, including fire alarms, emergency lights, CCTV systems and emergency power supplied. | Halogen free (according to EN 60754-1/2) | yes
| 2 | Cables and Wires | Low Voltage Cables | Single Core | MAX-FOH-(I) SINGLE CORE CABLE 1.5MM² ORANGE | 2087865 | MCI-MAX-FOH-I 1X1.5OG | PRYSMIAN | 37 | https://pim-kvc.soneparsea.com:3443/PictureServer/default.aspx/DRAKA-MAX-FOH-I_Image1.jpg?A097AD989F807182AC89A6869D785D81919D818BA17F5D7DAF8EC1A6B99C6162BAB5BB | https://pim-kvc.soneparsea.com:3443/PictureServer/default.aspx/draka-MAX-FOH-I_Datasheet1.pdf?A097AD989F807182ACA9C6A6BD985D81919D818BA17F5D7DAF89B5B9B3AA9899B5B98573C29B96 | MAX-FOH-(I) SINGLE CORE CABLE 1.5MM² ORANGE | Fire performance cables are specifically designed to facilitate the quick and orderly evacuation of the building occupants in the events of an emergency. Purpose designed to maintain circuit integrity to a host of critical safety systems, including fire alarms, emergency lights, CCTV systems and emergency power supplied. | Low smoke (according to EN 61034-2) | yes
| 2 | Cables and Wires | Low Voltage Cables | Single Core | MAX-FOH-(I) SINGLE CORE CABLE 1.5MM² ORANGE | 2087865 | MCI-MAX-FOH-I 1X1.5OG | PRYSMIAN | 37 | https://pim-kvc.soneparsea.com:3443/PictureServer/default.aspx/DRAKA-MAX-FOH-I_Image1.jpg?A097AD989F807182AC89A6869D785D81919D818BA17F5D7DAF8EC1A6B99C6162BAB5BB | https://pim-kvc.soneparsea.com:3443/PictureServer/default.aspx/draka-MAX-FOH-I_Datasheet1.pdf?A097AD989F807182ACA9C6A6BD985D81919D818BA17F5D7DAF89B5B9B3AA9899B5B98573C29B96 | MAX-FOH-(I) SINGLE CORE CABLE 1.5MM² ORANGE | Fire performance cables are specifically designed to facilitate the quick and orderly evacuation of the building occupants in the events of an emergency. Purpose designed to maintain circuit integrity to a host of critical safety systems, including fire alarms, emergency lights, CCTV systems and emergency power supplied. | Nominal voltage U0 | 450V
| 2 | Cables and Wires | Low Voltage Cables | Single Core | MAX-FOH-(I) SINGLE CORE CABLE 1.5MM² ORANGE | 2087865 | MCI-MAX-FOH-I 1X1.5OG | PRYSMIAN | 37 | https://pim-kvc.soneparsea.com:3443/PictureServer/default.aspx/DRAKA-MAX-FOH-I_Image1.jpg?A097AD989F807182AC89A6869D785D81919D818BA17F5D7DAF8EC1A6B99C6162BAB5BB | https://pim-kvc.soneparsea.com:3443/PictureServer/default.aspx/draka-MAX-FOH-I_Datasheet1.pdf?A097AD989F807182ACA9C6A6BD985D81919D818BA17F5D7DAF89B5B9B3AA9899B5B98573C29B96 | MAX-FOH-(I) SINGLE CORE CABLE 1.5MM² ORANGE | Fire performance cables are specifically designed to facilitate the quick and orderly evacuation of the building occupants in the events of an emergency. Purpose designed to maintain circuit integrity to a host of critical safety systems, including fire alarms, emergency lights, CCTV systems and emergency power supplied. | Nominal voltage U | 750V
| 3 | Cables and Wires | Low Voltage Cables | Single Core | MAX-FOH-(I) SINGLE CORE CABLE 2.5MM² ORANGE | 2087866 | MCI-MAX-FOH-I 1X2.5OG | PRYSMIAN | 41 | https://pim-kvc.soneparsea.com:3443/PictureServer/default.aspx/DRAKA-MAX-FOH-I_Image1.jpg?A097AD989F807182AC89A6869D785D81919D818BA17F5D7DAF8EC1A6B99C6162BAB5BB | https://pim-kvc.soneparsea.com:3443/PictureServer/default.aspx/draka-MAX-FOH-I_Datasheet1.pdf?A097AD989F807182ACA9C6A6BD985D81919D818BA17F5D7DAF89B5B9B3AA9899B5B98573C29B96 | MAX-FOH-(I) SINGLE CORE CABLE 2.5MM² ORANGE | Fire performance cables are specifically designed to facilitate the quick and orderly evacuation of the building occupants in the events of an emergency. Purpose designed to maintain circuit integrity to a host of critical safety systems, including fire alarms, emergency lights, CCTV systems and emergency power supplied. | Nominal cross section conductor | 2.5mm²
| 3 | Cables and Wires | Low Voltage Cables | Single Core | MAX-FOH-(I) SINGLE CORE CABLE 2.5MM² ORANGE | 2087866 | MCI-MAX-FOH-I 1X2.5OG | PRYSMIAN | 41 | https://pim-kvc.soneparsea.com:3443/PictureServer/default.aspx/DRAKA-MAX-FOH-I_Image1.jpg?A097AD989F807182AC89A6869D785D81919D818BA17F5D7DAF8EC1A6B99C6162BAB5BB | https://pim-kvc.soneparsea.com:3443/PictureServer/default.aspx/draka-MAX-FOH-I_Datasheet1.pdf?A097AD989F807182ACA9C6A6BD985D81919D818BA17F5D7DAF89B5B9B3AA9899B5B98573C29B96 | MAX-FOH-(I) SINGLE CORE CABLE 2.5MM² ORANGE | Fire performance cables are specifically designed to facilitate the quick and orderly evacuation of the building occupants in the events of an emergency. Purpose designed to maintain circuit integrity to a host of critical safety systems, including fire alarms, emergency lights, CCTV systems and emergency power supplied. | Material core insulation | Other
| 3 | Cables and Wires | Low Voltage Cables | Single Core | MAX-FOH-(I) SINGLE CORE CABLE 2.5MM² ORANGE | 2087866 | MCI-MAX-FOH-I 1X2.5OG | PRYSMIAN | 41 | https://pim-kvc.soneparsea.com:3443/PictureServer/default.aspx/DRAKA-MAX-FOH-I_Image1.jpg?A097AD989F807182AC89A6869D785D81919D818BA17F5D7DAF8EC1A6B99C6162BAB5BB | https://pim-kvc.soneparsea.com:3443/PictureServer/default.aspx/draka-MAX-FOH-I_Datasheet1.pdf?A097AD989F807182ACA9C6A6BD985D81919D818BA17F5D7DAF89B5B9B3AA9899B5B98573C29B96 | MAX-FOH-(I) SINGLE CORE CABLE 2.5MM² ORANGE | Fire performance cables are specifically designed to facilitate the quick and orderly evacuation of the building occupants in the events of an emergency. Purpose designed to maintain circuit integrity to a host of critical safety systems, including fire alarms, emergency lights, CCTV systems and emergency power supplied. | Core colour | Orange
| 3 | Cables and Wires | Low Voltage Cables | Single Core | MAX-FOH-(I) SINGLE CORE CABLE 2.5MM² ORANGE | 2087866 | MCI-MAX-FOH-I 1X2.5OG | PRYSMIAN | 41 | https://pim-kvc.soneparsea.com:3443/PictureServer/default.aspx/DRAKA-MAX-FOH-I_Image1.jpg?A097AD989F807182AC89A6869D785D81919D818BA17F5D7DAF8EC1A6B99C6162BAB5BB | https://pim-kvc.soneparsea.com:3443/PictureServer/default.aspx/draka-MAX-FOH-I_Datasheet1.pdf?A097AD989F807182ACA9C6A6BD985D81919D818BA17F5D7DAF89B5B9B3AA9899B5B98573C29B96 | MAX-FOH-(I) SINGLE CORE CABLE 2.5MM² ORANGE | Fire performance cables are specifically designed to facilitate the quick and orderly evacuation of the building occupants in the events of an emergency. Purpose designed to maintain circuit integrity to a host of critical safety systems, including fire alarms, emergency lights, CCTV systems and emergency power supplied. | Halogen free (according to EN 60754-1/2) | yes
| 3 | Cables and Wires | Low Voltage Cables | Single Core | MAX-FOH-(I) SINGLE CORE CABLE 2.5MM² ORANGE | 2087866 | MCI-MAX-FOH-I 1X2.5OG | PRYSMIAN | 41 | https://pim-kvc.soneparsea.com:3443/PictureServer/default.aspx/DRAKA-MAX-FOH-I_Image1.jpg?A097AD989F807182AC89A6869D785D81919D818BA17F5D7DAF8EC1A6B99C6162BAB5BB | https://pim-kvc.soneparsea.com:3443/PictureServer/default.aspx/draka-MAX-FOH-I_Datasheet1.pdf?A097AD989F807182ACA9C6A6BD985D81919D818BA17F5D7DAF89B5B9B3AA9899B5B98573C29B96 | MAX-FOH-(I) SINGLE CORE CABLE 2.5MM² ORANGE | Fire performance cables are specifically designed to facilitate the quick and orderly evacuation of the building occupants in the events of an emergency. Purpose designed to maintain circuit integrity to a host of critical safety systems, including fire alarms, emergency lights, CCTV systems and emergency power supplied. | Low smoke (according to EN 61034-2) | yes
| 3 | Cables and Wires | Low Voltage Cables | Single Core | MAX-FOH-(I) SINGLE CORE CABLE 2.5MM² ORANGE | 2087866 | MCI-MAX-FOH-I 1X2.5OG | PRYSMIAN | 41 | https://pim-kvc.soneparsea.com:3443/PictureServer/default.aspx/DRAKA-MAX-FOH-I_Image1.jpg?A097AD989F807182AC89A6869D785D81919D818BA17F5D7DAF8EC1A6B99C6162BAB5BB | https://pim-kvc.soneparsea.com:3443/PictureServer/default.aspx/draka-MAX-FOH-I_Datasheet1.pdf?A097AD989F807182ACA9C6A6BD985D81919D818BA17F5D7DAF89B5B9B3AA9899B5B98573C29B96 | MAX-FOH-(I) SINGLE CORE CABLE 2.5MM² ORANGE | Fire performance cables are specifically designed to facilitate the quick and orderly evacuation of the building occupants in the events of an emergency. Purpose designed to maintain circuit integrity to a host of critical safety systems, including fire alarms, emergency lights, CCTV systems and emergency power supplied. | Nominal voltage U0 | 450V
| 3 | Cables and Wires | Low Voltage Cables | Single Core | MAX-FOH-(I) SINGLE CORE CABLE 2.5MM² ORANGE | 2087866 | MCI-MAX-FOH-I 1X2.5OG | PRYSMIAN | 41 | https://pim-kvc.soneparsea.com:3443/PictureServer/default.aspx/DRAKA-MAX-FOH-I_Image1.jpg?A097AD989F807182AC89A6869D785D81919D818BA17F5D7DAF8EC1A6B99C6162BAB5BB | https://pim-kvc.soneparsea.com:3443/PictureServer/default.aspx/draka-MAX-FOH-I_Datasheet1.pdf?A097AD989F807182ACA9C6A6BD985D81919D818BA17F5D7DAF89B5B9B3AA9899B5B98573C29B96 | MAX-FOH-(I) SINGLE CORE CABLE 2.5MM² ORANGE | Fire performance cables are specifically designed to facilitate the quick and orderly evacuation of the building occupants in the events of an emergency. Purpose designed to maintain circuit integrity to a host of critical safety systems, including fire alarms, emergency lights, CCTV systems and emergency power supplied. | Nominal voltage U | 750V
| 4 | Cables and Wires | Low Voltage Cables | Single Core | MAX-FOH-(I) SINGLE CORE CABLE 4MM² ORANGE | 2087867 | MCI-MAX-FOH-I 1X4OG | PRYSMIAN | 53 | https://pim-kvc.soneparsea.com:3443/PictureServer/default.aspx/DRAKA-MAX-FOH-I_Image1.jpg?A097AD989F807182AC89A6869D785D81919D818BA17F5D7DAF8EC1A6B99C6162BAB5BB | https://pim-kvc.soneparsea.com:3443/PictureServer/default.aspx/draka-MAX-FOH-I_Datasheet1.pdf?A097AD989F807182ACA9C6A6BD985D81919D818BA17F5D7DAF89B5B9B3AA9899B5B98573C29B96 | MAX-FOH-(I) SINGLE CORE CABLE 4MM² ORANGE | Fire performance cables are specifically designed to facilitate the quick and orderly evacuation of the building occupants in the events of an emergency. Purpose designed to maintain circuit integrity to a host of critical safety systems, including fire alarms, emergency lights, CCTV systems and emergency power supplied. | Nominal cross section conductor | 4mm²
| 4 | Cables and Wires | Low Voltage Cables | Single Core | MAX-FOH-(I) SINGLE CORE CABLE 4MM² ORANGE | 2087867 | MCI-MAX-FOH-I 1X4OG | PRYSMIAN | 53 | https://pim-kvc.soneparsea.com:3443/PictureServer/default.aspx/DRAKA-MAX-FOH-I_Image1.jpg?A097AD989F807182AC89A6869D785D81919D818BA17F5D7DAF8EC1A6B99C6162BAB5BB | https://pim-kvc.soneparsea.com:3443/PictureServer/default.aspx/draka-MAX-FOH-I_Datasheet1.pdf?A097AD989F807182ACA9C6A6BD985D81919D818BA17F5D7DAF89B5B9B3AA9899B5B98573C29B96 | MAX-FOH-(I) SINGLE CORE CABLE 4MM² ORANGE | Fire performance cables are specifically designed to facilitate the quick and orderly evacuation of the building occupants in the events of an emergency. Purpose designed to maintain circuit integrity to a host of critical safety systems, including fire alarms, emergency lights, CCTV systems and emergency power supplied. | Material core insulation | Other
| 4 | Cables and Wires | Low Voltage Cables | Single Core | MAX-FOH-(I) SINGLE CORE CABLE 4MM² ORANGE | 2087867 | MCI-MAX-FOH-I 1X4OG | PRYSMIAN | 53 | https://pim-kvc.soneparsea.com:3443/PictureServer/default.aspx/DRAKA-MAX-FOH-I_Image1.jpg?A097AD989F807182AC89A6869D785D81919D818BA17F5D7DAF8EC1A6B99C6162BAB5BB | https://pim-kvc.soneparsea.com:3443/PictureServer/default.aspx/draka-MAX-FOH-I_Datasheet1.pdf?A097AD989F807182ACA9C6A6BD985D81919D818BA17F5D7DAF89B5B9B3AA9899B5B98573C29B96 | MAX-FOH-(I) SINGLE CORE CABLE 4MM² ORANGE | Fire performance cables are specifically designed to facilitate the quick and orderly evacuation of the building occupants in the events of an emergency. Purpose designed to maintain circuit integrity to a host of critical safety systems, including fire alarms, emergency lights, CCTV systems and emergency power supplied. | Core colour | Orange
| 4 | Cables and Wires | Low Voltage Cables | Single Core | MAX-FOH-(I) SINGLE CORE CABLE 4MM² ORANGE | 2087867 | MCI-MAX-FOH-I 1X4OG | PRYSMIAN | 53 | https://pim-kvc.soneparsea.com:3443/PictureServer/default.aspx/DRAKA-MAX-FOH-I_Image1.jpg?A097AD989F807182AC89A6869D785D81919D818BA17F5D7DAF8EC1A6B99C6162BAB5BB | https://pim-kvc.soneparsea.com:3443/PictureServer/default.aspx/draka-MAX-FOH-I_Datasheet1.pdf?A097AD989F807182ACA9C6A6BD985D81919D818BA17F5D7DAF89B5B9B3AA9899B5B98573C29B96 | MAX-FOH-(I) SINGLE CORE CABLE 4MM² ORANGE | Fire performance cables are specifically designed to facilitate the quick and orderly evacuation of the building occupants in the events of an emergency. Purpose designed to maintain circuit integrity to a host of critical safety systems, including fire alarms, emergency lights, CCTV systems and emergency power supplied. | Halogen free (according to EN 60754-1/2) | yes
| 4 | Cables and Wires | Low Voltage Cables | Single Core | MAX-FOH-(I) SINGLE CORE CABLE 4MM² ORANGE | 2087867 | MCI-MAX-FOH-I 1X4OG | PRYSMIAN | 53 | https://pim-kvc.soneparsea.com:3443/PictureServer/default.aspx/DRAKA-MAX-FOH-I_Image1.jpg?A097AD989F807182AC89A6869D785D81919D818BA17F5D7DAF8EC1A6B99C6162BAB5BB | https://pim-kvc.soneparsea.com:3443/PictureServer/default.aspx/draka-MAX-FOH-I_Datasheet1.pdf?A097AD989F807182ACA9C6A6BD985D81919D818BA17F5D7DAF89B5B9B3AA9899B5B98573C29B96 | MAX-FOH-(I) SINGLE CORE CABLE 4MM² ORANGE | Fire performance cables are specifically designed to facilitate the quick and orderly evacuation of the building occupants in the events of an emergency. Purpose designed to maintain circuit integrity to a host of critical safety systems, including fire alarms, emergency lights, CCTV systems and emergency power supplied. | Low smoke (according to EN 61034-2) | yes
| 4 | Cables and Wires | Low Voltage Cables | Single Core | MAX-FOH-(I) SINGLE CORE CABLE 4MM² ORANGE | 2087867 | MCI-MAX-FOH-I 1X4OG | PRYSMIAN | 53 | https://pim-kvc.soneparsea.com:3443/PictureServer/default.aspx/DRAKA-MAX-FOH-I_Image1.jpg?A097AD989F807182AC89A6869D785D81919D818BA17F5D7DAF8EC1A6B99C6162BAB5BB | https://pim-kvc.soneparsea.com:3443/PictureServer/default.aspx/draka-MAX-FOH-I_Datasheet1.pdf?A097AD989F807182ACA9C6A6BD985D81919D818BA17F5D7DAF89B5B9B3AA9899B5B98573C29B96 | MAX-FOH-(I) SINGLE CORE CABLE 4MM² ORANGE | Fire performance cables are specifically designed to facilitate the quick and orderly evacuation of the building occupants in the events of an emergency. Purpose designed to maintain circuit integrity to a host of critical safety systems, including fire alarms, emergency lights, CCTV systems and emergency power supplied. | Nominal voltage U0 | 450V
| 4 | Cables and Wires | Low Voltage Cables | Single Core | MAX-FOH-(I) SINGLE CORE CABLE 4MM² ORANGE | 2087867 | MCI-MAX-FOH-I 1X4OG | PRYSMIAN | 53 | https://pim-kvc.soneparsea.com:3443/PictureServer/default.aspx/DRAKA-MAX-FOH-I_Image1.jpg?A097AD989F807182AC89A6869D785D81919D818BA17F5D7DAF8EC1A6B99C6162BAB5BB | https://pim-kvc.soneparsea.com:3443/PictureServer/default.aspx/draka-MAX-FOH-I_Datasheet1.pdf?A097AD989F807182ACA9C6A6BD985D81919D818BA17F5D7DAF89B5B9B3AA9899B5B98573C29B96 | MAX-FOH-(I) SINGLE CORE CABLE 4MM² ORANGE | Fire performance cables are specifically designed to facilitate the quick and orderly evacuation of the building occupants in the events of an emergency. Purpose designed to maintain circuit integrity to a host of critical safety systems, including fire alarms, emergency lights, CCTV systems and emergency power supplied. | Nominal voltage U | 750V
| 5 | Cables and Wires | Low Voltage Cables | Single Core | MAX-FOH-(I) SINGLE CORE CABLE 6MM² ORANGE | 2087868 | MCI-MAX-FOH-I 1X6OG | PRYSMIAN | 72 | https://pim-kvc.soneparsea.com:3443/PictureServer/default.aspx/DRAKA-MAX-FOH-I_Image1.jpg?A097AD989F807182AC89A6869D785D81919D818BA17F5D7DAF8EC1A6B99C6162BAB5BB | https://pim-kvc.soneparsea.com:3443/PictureServer/default.aspx/draka-MAX-FOH-I_Datasheet1.pdf?A097AD989F807182ACA9C6A6BD985D81919D818BA17F5D7DAF89B5B9B3AA9899B5B98573C29B96 | MAX-FOH-(I) SINGLE CORE CABLE 6SQMM ORANGE | Fire performance cables are specifically designed to facilitate the quick and orderly evacuation of the building occupants in the events of an emergency. Purpose designed to maintain circuit integrity to a host of critical safety systems, including fire alarms, emergency lights, CCTV systems and emergency power supplied. | Nominal cross section conductor | 6mm²
| 5 | Cables and Wires | Low Voltage Cables | Single Core | MAX-FOH-(I) SINGLE CORE CABLE 6MM² ORANGE | 2087868 | MCI-MAX-FOH-I 1X6OG | PRYSMIAN | 72 | https://pim-kvc.soneparsea.com:3443/PictureServer/default.aspx/DRAKA-MAX-FOH-I_Image1.jpg?A097AD989F807182AC89A6869D785D81919D818BA17F5D7DAF8EC1A6B99C6162BAB5BB | https://pim-kvc.soneparsea.com:3443/PictureServer/default.aspx/draka-MAX-FOH-I_Datasheet1.pdf?A097AD989F807182ACA9C6A6BD985D81919D818BA17F5D7DAF89B5B9B3AA9899B5B98573C29B96 | MAX-FOH-(I) SINGLE CORE CABLE 6SQMM ORANGE | Fire performance cables are specifically designed to facilitate the quick and orderly evacuation of the building occupants in the events of an emergency. Purpose designed to maintain circuit integrity to a host of critical safety systems, including fire alarms, emergency lights, CCTV systems and emergency power supplied. | Material core insulation | Other
| 5 | Cables and Wires | Low Voltage Cables | Single Core | MAX-FOH-(I) SINGLE CORE CABLE 6MM² ORANGE | 2087868 | MCI-MAX-FOH-I 1X6OG | PRYSMIAN | 72 | https://pim-kvc.soneparsea.com:3443/PictureServer/default.aspx/DRAKA-MAX-FOH-I_Image1.jpg?A097AD989F807182AC89A6869D785D81919D818BA17F5D7DAF8EC1A6B99C6162BAB5BB | https://pim-kvc.soneparsea.com:3443/PictureServer/default.aspx/draka-MAX-FOH-I_Datasheet1.pdf?A097AD989F807182ACA9C6A6BD985D81919D818BA17F5D7DAF89B5B9B3AA9899B5B98573C29B96 | MAX-FOH-(I) SINGLE CORE CABLE 6SQMM ORANGE | Fire performance cables are specifically designed to facilitate the quick and orderly evacuation of the building occupants in the events of an emergency. Purpose designed to maintain circuit integrity to a host of critical safety systems, including fire alarms, emergency lights, CCTV systems and emergency power supplied. | Core colour | Orange
| 5 | Cables and Wires | Low Voltage Cables | Single Core | MAX-FOH-(I) SINGLE CORE CABLE 6MM² ORANGE | 2087868 | MCI-MAX-FOH-I 1X6OG | PRYSMIAN | 72 | https://pim-kvc.soneparsea.com:3443/PictureServer/default.aspx/DRAKA-MAX-FOH-I_Image1.jpg?A097AD989F807182AC89A6869D785D81919D818BA17F5D7DAF8EC1A6B99C6162BAB5BB | https://pim-kvc.soneparsea.com:3443/PictureServer/default.aspx/draka-MAX-FOH-I_Datasheet1.pdf?A097AD989F807182ACA9C6A6BD985D81919D818BA17F5D7DAF89B5B9B3AA9899B5B98573C29B96 | MAX-FOH-(I) SINGLE CORE CABLE 6SQMM ORANGE | Fire performance cables are specifically designed to facilitate the quick and orderly evacuation of the building occupants in the events of an emergency. Purpose designed to maintain circuit integrity to a host of critical safety systems, including fire alarms, emergency lights, CCTV systems and emergency power supplied. | Halogen free (according to EN 60754-1/2) | yes
| 5 | Cables and Wires | Low Voltage Cables | Single Core | MAX-FOH-(I) SINGLE CORE CABLE 6MM² ORANGE | 2087868 | MCI-MAX-FOH-I 1X6OG | PRYSMIAN | 72 | https://pim-kvc.soneparsea.com:3443/PictureServer/default.aspx/DRAKA-MAX-FOH-I_Image1.jpg?A097AD989F807182AC89A6869D785D81919D818BA17F5D7DAF8EC1A6B99C6162BAB5BB | https://pim-kvc.soneparsea.com:3443/PictureServer/default.aspx/draka-MAX-FOH-I_Datasheet1.pdf?A097AD989F807182ACA9C6A6BD985D81919D818BA17F5D7DAF89B5B9B3AA9899B5B98573C29B96 | MAX-FOH-(I) SINGLE CORE CABLE 6SQMM ORANGE | Fire performance cables are specifically designed to facilitate the quick and orderly evacuation of the building occupants in the events of an emergency. Purpose designed to maintain circuit integrity to a host of critical safety systems, including fire alarms, emergency lights, CCTV systems and emergency power supplied. | Low smoke (according to EN 61034-2) | yes
| 5 | Cables and Wires | Low Voltage Cables | Single Core | MAX-FOH-(I) SINGLE CORE CABLE 6MM² ORANGE | 2087868 | MCI-MAX-FOH-I 1X6OG | PRYSMIAN | 72 | https://pim-kvc.soneparsea.com:3443/PictureServer/default.aspx/DRAKA-MAX-FOH-I_Image1.jpg?A097AD989F807182AC89A6869D785D81919D818BA17F5D7DAF8EC1A6B99C6162BAB5BB | https://pim-kvc.soneparsea.com:3443/PictureServer/default.aspx/draka-MAX-FOH-I_Datasheet1.pdf?A097AD989F807182ACA9C6A6BD985D81919D818BA17F5D7DAF89B5B9B3AA9899B5B98573C29B96 | MAX-FOH-(I) SINGLE CORE CABLE 6SQMM ORANGE | Fire performance cables are specifically designed to facilitate the quick and orderly evacuation of the building occupants in the events of an emergency. Purpose designed to maintain circuit integrity to a host of critical safety systems, including fire alarms, emergency lights, CCTV systems and emergency power supplied. | Nominal voltage U0 | 450V
| 5 | Cables and Wires | Low Voltage Cables | Single Core | MAX-FOH-(I) SINGLE CORE CABLE 6MM² ORANGE | 2087868 | MCI-MAX-FOH-I 1X6OG | PRYSMIAN | 72 | https://pim-kvc.soneparsea.com:3443/PictureServer/default.aspx/DRAKA-MAX-FOH-I_Image1.jpg?A097AD989F807182AC89A6869D785D81919D818BA17F5D7DAF8EC1A6B99C6162BAB5BB | https://pim-kvc.soneparsea.com:3443/PictureServer/default.aspx/draka-MAX-FOH-I_Datasheet1.pdf?A097AD989F807182ACA9C6A6BD985D81919D818BA17F5D7DAF89B5B9B3AA9899B5B98573C29B96 | MAX-FOH-(I) SINGLE CORE CABLE 6SQMM ORANGE | Fire performance cables are specifically designed to facilitate the quick and orderly evacuation of the building occupants in the events of an emergency. Purpose designed to maintain circuit integrity to a host of critical safety systems, including fire alarms, emergency lights, CCTV systems and emergency power supplied. | Nominal voltage U | 750V
| 6 | Cables and Wires | Low Voltage Cables | Single Core | IEC 60227-01 THW SINGLE CORE CABLE 1.5MM² BLACK | 2087869 | MCI-THW1X1.5BKCL1 | PRYSMIAN | 8.2 | https://pim-kvc.soneparsea.com:3443/PictureServer/default.aspx/draka-mci-thw1x15bkcl1_large.jpg?837C86A1B6A9919FB172C1A8BB64A49CC776CC7687999B97BC76B3B1B3A997997EAFC4AC | https://pim-kvc.soneparsea.com:3443/PictureServer/default.aspx/draka-mci-thw1x15bkcl1.pdf?837C86A1B6A9919FB172C1A8BB64A49CC776CC7687999B97BC7682B5B69D | IEC 60227-01 THW SINGLE CORE CABLE 1.5SQMM BLACK | High quality low voltage wire and cable for building installation | Nominal cross section conductor | 1.5mm²
| 6 | Cables and Wires | Low Voltage Cables | Single Core | IEC 60227-01 THW SINGLE CORE CABLE 1.5MM² BLACK | 2087869 | MCI-THW1X1.5BKCL1 | PRYSMIAN | 8.2 | https://pim-kvc.soneparsea.com:3443/PictureServer/default.aspx/draka-mci-thw1x15bkcl1_large.jpg?837C86A1B6A9919FB172C1A8BB64A49CC776CC7687999B97BC76B3B1B3A997997EAFC4AC | https://pim-kvc.soneparsea.com:3443/PictureServer/default.aspx/draka-mci-thw1x15bkcl1.pdf?837C86A1B6A9919FB172C1A8BB64A49CC776CC7687999B97BC7682B5B69D | IEC 60227-01 THW SINGLE CORE CABLE 1.5SQMM BLACK | High quality low voltage wire and cable for building installation | Number of cores | 1
| 6 | Cables and Wires | Low Voltage Cables | Single Core | IEC 60227-01 THW SINGLE CORE CABLE 1.5MM² BLACK | 2087869 | MCI-THW1X1.5BKCL1 | PRYSMIAN | 8.2 | https://pim-kvc.soneparsea.com:3443/PictureServer/default.aspx/draka-mci-thw1x15bkcl1_large.jpg?837C86A1B6A9919FB172C1A8BB64A49CC776CC7687999B97BC76B3B1B3A997997EAFC4AC | https://pim-kvc.soneparsea.com:3443/PictureServer/default.aspx/draka-mci-thw1x15bkcl1.pdf?837C86A1B6A9919FB172C1A8BB64A49CC776CC7687999B97BC7682B5B69D | IEC 60227-01 THW SINGLE CORE CABLE 1.5SQMM BLACK | High quality low voltage wire and cable for building installation | Colour outer sheath | Black
| 6 | Cables and Wires | Low Voltage Cables | Single Core | IEC 60227-01 THW SINGLE CORE CABLE 1.5MM² BLACK | 2087869 | MCI-THW1X1.5BKCL1 | PRYSMIAN | 8.2 | https://pim-kvc.soneparsea.com:3443/PictureServer/default.aspx/draka-mci-thw1x15bkcl1_large.jpg?837C86A1B6A9919FB172C1A8BB64A49CC776CC7687999B97BC76B3B1B3A997997EAFC4AC | https://pim-kvc.soneparsea.com:3443/PictureServer/default.aspx/draka-mci-thw1x15bkcl1.pdf?837C86A1B6A9919FB172C1A8BB64A49CC776CC7687999B97BC7682B5B69D | IEC 60227-01 THW SINGLE CORE CABLE 1.5SQMM BLACK | High quality low voltage wire and cable for building installation | Nominal voltage U0 | 450V
| 6 | Cables and Wires | Low Voltage Cables | Single Core | IEC 60227-01 THW SINGLE CORE CABLE 1.5MM² BLACK | 2087869 | MCI-THW1X1.5BKCL1 | PRYSMIAN | 8.2 | https://pim-kvc.soneparsea.com:3443/PictureServer/default.aspx/draka-mci-thw1x15bkcl1_large.jpg?837C86A1B6A9919FB172C1A8BB64A49CC776CC7687999B97BC76B3B1B3A997997EAFC4AC | https://pim-kvc.soneparsea.com:3443/PictureServer/default.aspx/draka-mci-thw1x15bkcl1.pdf?837C86A1B6A9919FB172C1A8BB64A49CC776CC7687999B97BC7682B5B69D | IEC 60227-01 THW SINGLE CORE CABLE 1.5SQMM BLACK | High quality low voltage wire and cable for building installation | Nominal voltage U | 750V
| 7 | Cables and Wires | Low Voltage Cables | Single Core | IEC 60227-01 THW SINGLE CORE CABLE 1.5MM² BLUE | 2087870 | MCI-THW1X1.5BUCL1 | PRYSMIAN | 8.2 | https://pim-kvc.soneparsea.com:3443/PictureServer/default.aspx/draka-mci-thw1x15bucl1_large.jpg?837C86A1B6A9919FB172C1A8BB64A49CC776CC768799A597BC76B3B1B3A997997EAFC4AC | https://pim-kvc.soneparsea.com:3443/PictureServer/default.aspx/draka-mci-thw1x15bucl1.pdf?837C86A1B6A9919FB172C1A8BB64A49CC776CC768799A597BC7682B5B69D | IEC 60227-01 THW SINGLE CORE CABLE 1.5SQMM BLUE | High quality low voltage wire and cable for building installation | Nominal cross section conductor | 1.5mm²
| 7 | Cables and Wires | Low Voltage Cables | Single Core | IEC 60227-01 THW SINGLE CORE CABLE 1.5MM² BLUE | 2087870 | MCI-THW1X1.5BUCL1 | PRYSMIAN | 8.2 | https://pim-kvc.soneparsea.com:3443/PictureServer/default.aspx/draka-mci-thw1x15bucl1_large.jpg?837C86A1B6A9919FB172C1A8BB64A49CC776CC768799A597BC76B3B1B3A997997EAFC4AC | https://pim-kvc.soneparsea.com:3443/PictureServer/default.aspx/draka-mci-thw1x15bucl1.pdf?837C86A1B6A9919FB172C1A8BB64A49CC776CC768799A597BC7682B5B69D | IEC 60227-01 THW SINGLE CORE CABLE 1.5SQMM BLUE | High quality low voltage wire and cable for building installation | Number of cores | 1
| 7 | Cables and Wires | Low Voltage Cables | Single Core | IEC 60227-01 THW SINGLE CORE CABLE 1.5MM² BLUE | 2087870 | MCI-THW1X1.5BUCL1 | PRYSMIAN | 8.2 | https://pim-kvc.soneparsea.com:3443/PictureServer/default.aspx/draka-mci-thw1x15bucl1_large.jpg?837C86A1B6A9919FB172C1A8BB64A49CC776CC768799A597BC76B3B1B3A997997EAFC4AC | https://pim-kvc.soneparsea.com:3443/PictureServer/default.aspx/draka-mci-thw1x15bucl1.pdf?837C86A1B6A9919FB172C1A8BB64A49CC776CC768799A597BC7682B5B69D | IEC 60227-01 THW SINGLE CORE CABLE 1.5SQMM BLUE | High quality low voltage wire and cable for building installation | Colour outer sheath | Blue
| 7 | Cables and Wires | Low Voltage Cables | Single Core | IEC 60227-01 THW SINGLE CORE CABLE 1.5MM² BLUE | 2087870 | MCI-THW1X1.5BUCL1 | PRYSMIAN | 8.2 | https://pim-kvc.soneparsea.com:3443/PictureServer/default.aspx/draka-mci-thw1x15bucl1_large.jpg?837C86A1B6A9919FB172C1A8BB64A49CC776CC768799A597BC76B3B1B3A997997EAFC4AC | https://pim-kvc.soneparsea.com:3443/PictureServer/default.aspx/draka-mci-thw1x15bucl1.pdf?837C86A1B6A9919FB172C1A8BB64A49CC776CC768799A597BC7682B5B69D | IEC 60227-01 THW SINGLE CORE CABLE 1.5SQMM BLUE | High quality low voltage wire and cable for building installation | Nominal voltage U0 | 450V
| 7 | Cables and Wires | Low Voltage Cables | Single Core | IEC 60227-01 THW SINGLE CORE CABLE 1.5MM² BLUE | 2087870 | MCI-THW1X1.5BUCL1 | PRYSMIAN | 8.2 | https://pim-kvc.soneparsea.com:3443/PictureServer/default.aspx/draka-mci-thw1x15bucl1_large.jpg?837C86A1B6A9919FB172C1A8BB64A49CC776CC768799A597BC76B3B1B3A997997EAFC4AC | https://pim-kvc.soneparsea.com:3443/PictureServer/default.aspx/draka-mci-thw1x15bucl1.pdf?837C86A1B6A9919FB172C1A8BB64A49CC776CC768799A597BC7682B5B69D | IEC 60227-01 THW SINGLE CORE CABLE 1.5SQMM BLUE | High quality low voltage wire and cable for building installation | Nominal voltage U | 750V
| 8 | Cables and Wires | Low Voltage Cables | Single Core | IEC 60227-01 THW SINGLE CORE CABLE 1.5MM² RED | 2087873 | MCI-THW1X1.5RDCL1 | PRYSMIAN | 8.2 | https://pim-kvc.soneparsea.com:3443/PictureServer/default.aspx/draka-mci-thw1x15rdcl1_large.jpg?837C86A1B6A9919FB172C1A8BB64A49CC776CC7687A99497BC76B3B1B3A997997EAFC4AC | https://pim-kvc.soneparsea.com:3443/PictureServer/default.aspx/draka-mci-thw1x15rdcl1.pdf?837C86A1B6A9919FB172C1A8BB64A49CC776CC7687A99497BC7682B5B69D | IEC 60227-01 THW SINGLE CORE CABLE 1.5SQMM RED | High quality low voltage wire and cable for building installation | Nominal cross section conductor | 1.5mm²
| 8 | Cables and Wires | Low Voltage Cables | Single Core | IEC 60227-01 THW SINGLE CORE CABLE 1.5MM² RED | 2087873 | MCI-THW1X1.5RDCL1 | PRYSMIAN | 8.2 | https://pim-kvc.soneparsea.com:3443/PictureServer/default.aspx/draka-mci-thw1x15rdcl1_large.jpg?837C86A1B6A9919FB172C1A8BB64A49CC776CC7687A99497BC76B3B1B3A997997EAFC4AC | https://pim-kvc.soneparsea.com:3443/PictureServer/default.aspx/draka-mci-thw1x15rdcl1.pdf?837C86A1B6A9919FB172C1A8BB64A49CC776CC7687A99497BC7682B5B69D | IEC 60227-01 THW SINGLE CORE CABLE 1.5SQMM RED | High quality low voltage wire and cable for building installation | Number of cores | 1
| 8 | Cables and Wires | Low Voltage Cables | Single Core | IEC 60227-01 THW SINGLE CORE CABLE 1.5MM² RED | 2087873 | MCI-THW1X1.5RDCL1 | PRYSMIAN | 8.2 | https://pim-kvc.soneparsea.com:3443/PictureServer/default.aspx/draka-mci-thw1x15rdcl1_large.jpg?837C86A1B6A9919FB172C1A8BB64A49CC776CC7687A99497BC76B3B1B3A997997EAFC4AC | https://pim-kvc.soneparsea.com:3443/PictureServer/default.aspx/draka-mci-thw1x15rdcl1.pdf?837C86A1B6A9919FB172C1A8BB64A49CC776CC7687A99497BC7682B5B69D | IEC 60227-01 THW SINGLE CORE CABLE 1.5SQMM RED | High quality low voltage wire and cable for building installation | Colour outer sheath | Red
| 8 | Cables and Wires | Low Voltage Cables | Single Core | IEC 60227-01 THW SINGLE CORE CABLE 1.5MM² RED | 2087873 | MCI-THW1X1.5RDCL1 | PRYSMIAN | 8.2 | https://pim-kvc.soneparsea.com:3443/PictureServer/default.aspx/draka-mci-thw1x15rdcl1_large.jpg?837C86A1B6A9919FB172C1A8BB64A49CC776CC7687A99497BC76B3B1B3A997997EAFC4AC | https://pim-kvc.soneparsea.com:3443/PictureServer/default.aspx/draka-mci-thw1x15rdcl1.pdf?837C86A1B6A9919FB172C1A8BB64A49CC776CC7687A99497BC7682B5B69D | IEC 60227-01 THW SINGLE CORE CABLE 1.5SQMM RED | High quality low voltage wire and cable for building installation | Nominal voltage U0 | 450V
| 8 | Cables and Wires | Low Voltage Cables | Single Core | IEC 60227-01 THW SINGLE CORE CABLE 1.5MM² RED | 2087873 | MCI-THW1X1.5RDCL1 | PRYSMIAN | 8.2 | https://pim-kvc.soneparsea.com:3443/PictureServer/default.aspx/draka-mci-thw1x15rdcl1_large.jpg?837C86A1B6A9919FB172C1A8BB64A49CC776CC7687A99497BC76B3B1B3A997997EAFC4AC | https://pim-kvc.soneparsea.com:3443/PictureServer/default.aspx/draka-mci-thw1x15rdcl1.pdf?837C86A1B6A9919FB172C1A8BB64A49CC776CC7687A99497BC7682B5B69D | IEC 60227-01 THW SINGLE CORE CABLE 1.5SQMM RED | High quality low voltage wire and cable for building installation | Nominal voltage U | 750V
| 9 | Cables and Wires | Low Voltage Cables | Single Core | IEC 60227-01 THW SINGLE CORE CABLE 1.5MM² YELLOW | 2087874 | MCI-THW1X1.5YECL1 | PRYSMIAN | 8.2 | https://pim-kvc.soneparsea.com:3443/PictureServer/default.aspx/draka-mci-thw1x15yecl1_large.jpg?837C86A1B6A9919FB172C1A8BB64A49CC776CC7687B09597BC76B3B1B3A997997EAFC4AC | https://pim-kvc.soneparsea.com:3443/PictureServer/default.aspx/draka-mci-thw1x15yecl1.pdf?837C86A1B6A9919FB172C1A8BB64A49CC776CC7687B09597BC7682B5B69D | IEC 60227-01 THW SINGLE CORE CABLE 1.5SQMM YELLOW | High quality low voltage wire and cable for building installation | Nominal cross section conductor | 1.5mm²
| 9 | Cables and Wires | Low Voltage Cables | Single Core | IEC 60227-01 THW SINGLE CORE CABLE 1.5MM² YELLOW | 2087874 | MCI-THW1X1.5YECL1 | PRYSMIAN | 8.2 | https://pim-kvc.soneparsea.com:3443/PictureServer/default.aspx/draka-mci-thw1x15yecl1_large.jpg?837C86A1B6A9919FB172C1A8BB64A49CC776CC7687B09597BC76B3B1B3A997997EAFC4AC | https://pim-kvc.soneparsea.com:3443/PictureServer/default.aspx/draka-mci-thw1x15yecl1.pdf?837C86A1B6A9919FB172C1A8BB64A49CC776CC7687B09597BC7682B5B69D | IEC 60227-01 THW SINGLE CORE CABLE 1.5SQMM YELLOW | High quality low voltage wire and cable for building installation | Number of cores | 1
| 9 | Cables and Wires | Low Voltage Cables | Single Core | IEC 60227-01 THW SINGLE CORE CABLE 1.5MM² YELLOW | 2087874 | MCI-THW1X1.5YECL1 | PRYSMIAN | 8.2 | https://pim-kvc.soneparsea.com:3443/PictureServer/default.aspx/draka-mci-thw1x15yecl1_large.jpg?837C86A1B6A9919FB172C1A8BB64A49CC776CC7687B09597BC76B3B1B3A997997EAFC4AC | https://pim-kvc.soneparsea.com:3443/PictureServer/default.aspx/draka-mci-thw1x15yecl1.pdf?837C86A1B6A9919FB172C1A8BB64A49CC776CC7687B09597BC7682B5B69D | IEC 60227-01 THW SINGLE CORE CABLE 1.5SQMM YELLOW | High quality low voltage wire and cable for building installation | Colour outer sheath | Yellow
| 9 | Cables and Wires | Low Voltage Cables | Single Core | IEC 60227-01 THW SINGLE CORE CABLE 1.5MM² YELLOW | 2087874 | MCI-THW1X1.5YECL1 | PRYSMIAN | 8.2 | https://pim-kvc.soneparsea.com:3443/PictureServer/default.aspx/draka-mci-thw1x15yecl1_large.jpg?837C86A1B6A9919FB172C1A8BB64A49CC776CC7687B09597BC76B3B1B3A997997EAFC4AC | https://pim-kvc.soneparsea.com:3443/PictureServer/default.aspx/draka-mci-thw1x15yecl1.pdf?837C86A1B6A9919FB172C1A8BB64A49CC776CC7687B09597BC7682B5B69D | IEC 60227-01 THW SINGLE CORE CABLE 1.5SQMM YELLOW | High quality low voltage wire and cable for building installation | Nominal voltage U0 | 450V
| 9 | Cables and Wires | Low Voltage Cables | Single Core | IEC 60227-01 THW SINGLE CORE CABLE 1.5MM² YELLOW | 2087874 | MCI-THW1X1.5YECL1 | PRYSMIAN | 8.2 | https://pim-kvc.soneparsea.com:3443/PictureServer/default.aspx/draka-mci-thw1x15yecl1_large.jpg?837C86A1B6A9919FB172C1A8BB64A49CC776CC7687B09597BC76B3B1B3A997997EAFC4AC | https://pim-kvc.soneparsea.com:3443/PictureServer/default.aspx/draka-mci-thw1x15yecl1.pdf?837C86A1B6A9919FB172C1A8BB64A49CC776CC7687B09597BC7682B5B69D | IEC 60227-01 THW SINGLE CORE CABLE 1.5SQMM YELLOW | High quality low voltage wire and cable for building installation | Nominal voltage U | 750V
| 10 | Cables and Wires | Low Voltage Cables | Single Core | IEC 60227-01 THW SINGLE CORE CABLE 2.5MM² WHITE | 2087889 | MCI-THW1X2.5WHCL1 | PRYSMIAN | 12.1 | https://pim-kvc.soneparsea.com:3443/PictureServer/default.aspx/draka-mci-thw1x25whcl1_large.jpg?837C86A1B6A9919FB172C1A8BB64A49CC776CC7787AE9897BC76B3B1B3A997997EAFC4AC | https://pim-kvc.soneparsea.com:3443/PictureServer/default.aspx/draka-mci-thw1x25whcl1.pdf?837C86A1B6A9919FB172C1A8BB64A49CC776CC7787AE9897BC7682B5B69D | IEC 60227-01 THW SINGLE CORE CABLE 2.5SQMM WHITE | High quality low voltage wire and cable for building installation | Nominal cross section conductor | 2.5mm²
| 10 | Cables and Wires | Low Voltage Cables | Single Core | IEC 60227-01 THW SINGLE CORE CABLE 2.5MM² WHITE | 2087889 | MCI-THW1X2.5WHCL1 | PRYSMIAN | 12.1 | https://pim-kvc.soneparsea.com:3443/PictureServer/default.aspx/draka-mci-thw1x25whcl1_large.jpg?837C86A1B6A9919FB172C1A8BB64A49CC776CC7787AE9897BC76B3B1B3A997997EAFC4AC | https://pim-kvc.soneparsea.com:3443/PictureServer/default.aspx/draka-mci-thw1x25whcl1.pdf?837C86A1B6A9919FB172C1A8BB64A49CC776CC7787AE9897BC7682B5B69D | IEC 60227-01 THW SINGLE CORE CABLE 2.5SQMM WHITE | High quality low voltage wire and cable for building installation | Number of cores | 1
| 10 | Cables and Wires | Low Voltage Cables | Single Core | IEC 60227-01 THW SINGLE CORE CABLE 2.5MM² WHITE | 2087889 | MCI-THW1X2.5WHCL1 | PRYSMIAN | 12.1 | https://pim-kvc.soneparsea.com:3443/PictureServer/default.aspx/draka-mci-thw1x25whcl1_large.jpg?837C86A1B6A9919FB172C1A8BB64A49CC776CC7787AE9897BC76B3B1B3A997997EAFC4AC | https://pim-kvc.soneparsea.com:3443/PictureServer/default.aspx/draka-mci-thw1x25whcl1.pdf?837C86A1B6A9919FB172C1A8BB64A49CC776CC7787AE9897BC7682B5B69D | IEC 60227-01 THW SINGLE CORE CABLE 2.5SQMM WHITE | High quality low voltage wire and cable for building installation | Colour outer sheath | White
| 10 | Cables and Wires | Low Voltage Cables | Single Core | IEC 60227-01 THW SINGLE CORE CABLE 2.5MM² WHITE | 2087889 | MCI-THW1X2.5WHCL1 | PRYSMIAN | 12.1 | https://pim-kvc.soneparsea.com:3443/PictureServer/default.aspx/draka-mci-thw1x25whcl1_large.jpg?837C86A1B6A9919FB172C1A8BB64A49CC776CC7787AE9897BC76B3B1B3A997997EAFC4AC | https://pim-kvc.soneparsea.com:3443/PictureServer/default.aspx/draka-mci-thw1x25whcl1.pdf?837C86A1B6A9919FB172C1A8BB64A49CC776CC7787AE9897BC7682B5B69D | IEC 60227-01 THW SINGLE CORE CABLE 2.5SQMM WHITE | High quality low voltage wire and cable for building installation | Nominal voltage U0 | 450V
| 10 | Cables and Wires | Low Voltage Cables | Single Core | IEC 60227-01 THW SINGLE CORE CABLE 2.5MM² WHITE | 2087889 | MCI-THW1X2.5WHCL1 | PRYSMIAN | 12.1 | https://pim-kvc.soneparsea.com:3443/PictureServer/default.aspx/draka-mci-thw1x25whcl1_large.jpg?837C86A1B6A9919FB172C1A8BB64A49CC776CC7787AE9897BC76B3B1B3A997997EAFC4AC | https://pim-kvc.soneparsea.com:3443/PictureServer/default.aspx/draka-mci-thw1x25whcl1.pdf?837C86A1B6A9919FB172C1A8BB64A49CC776CC7787AE9897BC7682B5B69D | IEC 60227-01 THW SINGLE CORE CABLE 2.5SQMM WHITE | High quality low voltage wire and cable for building installation | Nominal voltage U | 750V
| 11 | Cables and Wires | Low Voltage Cables | Single Core | IEC 60227-01 THW SINGLE CORE CABLE 4MM² BLACK | 2087891 | MCI-THW1X4BKCL1 | PRYSMIAN | 18.7 | https://pim-kvc.soneparsea.com:3443/PictureServer/default.aspx/draka-mci-thw1x4bkcl1_large.jpg?837C86A1B6A9919FB172C1A8BB64A49CC776CC79B4A293A081A4C0A6C49E9562BAB5BB | https://pim-kvc.soneparsea.com:3443/PictureServer/default.aspx/draka-mci-thw1x4bkcl1.pdf?837C86A1B6A9919FB172C1A8BB64A49CC776CC79B4A293A08173C4A9B8 | IEC 60227-01 THW SINGLE CORE CABLE 4SQMM BLACK | High quality low voltage wire and cable for building installation | Nominal cross section conductor | 4mm²
| 11 | Cables and Wires | Low Voltage Cables | Single Core | IEC 60227-01 THW SINGLE CORE CABLE 4MM² BLACK | 2087891 | MCI-THW1X4BKCL1 | PRYSMIAN | 18.7 | https://pim-kvc.soneparsea.com:3443/PictureServer/default.aspx/draka-mci-thw1x4bkcl1_large.jpg?837C86A1B6A9919FB172C1A8BB64A49CC776CC79B4A293A081A4C0A6C49E9562BAB5BB | https://pim-kvc.soneparsea.com:3443/PictureServer/default.aspx/draka-mci-thw1x4bkcl1.pdf?837C86A1B6A9919FB172C1A8BB64A49CC776CC79B4A293A08173C4A9B8 | IEC 60227-01 THW SINGLE CORE CABLE 4SQMM BLACK | High quality low voltage wire and cable for building installation | Number of cores | 1
| 11 | Cables and Wires | Low Voltage Cables | Single Core | IEC 60227-01 THW SINGLE CORE CABLE 4MM² BLACK | 2087891 | MCI-THW1X4BKCL1 | PRYSMIAN | 18.7 | https://pim-kvc.soneparsea.com:3443/PictureServer/default.aspx/draka-mci-thw1x4bkcl1_large.jpg?837C86A1B6A9919FB172C1A8BB64A49CC776CC79B4A293A081A4C0A6C49E9562BAB5BB | https://pim-kvc.soneparsea.com:3443/PictureServer/default.aspx/draka-mci-thw1x4bkcl1.pdf?837C86A1B6A9919FB172C1A8BB64A49CC776CC79B4A293A08173C4A9B8 | IEC 60227-01 THW SINGLE CORE CABLE 4SQMM BLACK | High quality low voltage wire and cable for building installation | Colour outer sheath | Black
| 11 | Cables and Wires | Low Voltage Cables | Single Core | IEC 60227-01 THW SINGLE CORE CABLE 4MM² BLACK | 2087891 | MCI-THW1X4BKCL1 | PRYSMIAN | 18.7 | https://pim-kvc.soneparsea.com:3443/PictureServer/default.aspx/draka-mci-thw1x4bkcl1_large.jpg?837C86A1B6A9919FB172C1A8BB64A49CC776CC79B4A293A081A4C0A6C49E9562BAB5BB | https://pim-kvc.soneparsea.com:3443/PictureServer/default.aspx/draka-mci-thw1x4bkcl1.pdf?837C86A1B6A9919FB172C1A8BB64A49CC776CC79B4A293A08173C4A9B8 | IEC 60227-01 THW SINGLE CORE CABLE 4SQMM BLACK | High quality low voltage wire and cable for building installation | Nominal voltage U0 | 450V
| 11 | Cables and Wires | Low Voltage Cables | Single Core | IEC 60227-01 THW SINGLE CORE CABLE 4MM² BLACK | 2087891 | MCI-THW1X4BKCL1 | PRYSMIAN | 18.7 | https://pim-kvc.soneparsea.com:3443/PictureServer/default.aspx/draka-mci-thw1x4bkcl1_large.jpg?837C86A1B6A9919FB172C1A8BB64A49CC776CC79B4A293A081A4C0A6C49E9562BAB5BB | https://pim-kvc.soneparsea.com:3443/PictureServer/default.aspx/draka-mci-thw1x4bkcl1.pdf?837C86A1B6A9919FB172C1A8BB64A49CC776CC79B4A293A08173C4A9B8 | IEC 60227-01 THW SINGLE CORE CABLE 4SQMM BLACK | High quality low voltage wire and cable for building installation | Nominal voltage U | 750V
| 12 | Cables and Wires | Low Voltage Cables | Single Core | IEC 60227-01 THW SINGLE CORE CABLE 4MM² BROWN | 2087892 | MCI-THW1X4BWCL1 | PRYSMIAN | 18.7 | https://pim-kvc.soneparsea.com:3443/PictureServer/default.aspx/draka-mci-thw1x4bncl1_large.jpg?837C86A1B6A9919FB172C1A8BB64A49CC776CC79B4A593A081A4C0A6C49E9562BAB5BB | https://pim-kvc.soneparsea.com:3443/PictureServer/default.aspx/draka-mci-thw1x4bncl1.pdf?837C86A1B6A9919FB172C1A8BB64A49CC776CC79B4A593A08173C4A9B8 | IEC 60227-01 THW SINGLE CORE CABLE 4SQMM BROWN | High quality low voltage wire and cable for building installation | Nominal cross section conductor | 4mm²
| 12 | Cables and Wires | Low Voltage Cables | Single Core | IEC 60227-01 THW SINGLE CORE CABLE 4MM² BROWN | 2087892 | MCI-THW1X4BWCL1 | PRYSMIAN | 18.7 | https://pim-kvc.soneparsea.com:3443/PictureServer/default.aspx/draka-mci-thw1x4bncl1_large.jpg?837C86A1B6A9919FB172C1A8BB64A49CC776CC79B4A593A081A4C0A6C49E9562BAB5BB | https://pim-kvc.soneparsea.com:3443/PictureServer/default.aspx/draka-mci-thw1x4bncl1.pdf?837C86A1B6A9919FB172C1A8BB64A49CC776CC79B4A593A08173C4A9B8 | IEC 60227-01 THW SINGLE CORE CABLE 4SQMM BROWN | High quality low voltage wire and cable for building installation | Number of cores | 1
| 12 | Cables and Wires | Low Voltage Cables | Single Core | IEC 60227-01 THW SINGLE CORE CABLE 4MM² BROWN | 2087892 | MCI-THW1X4BWCL1 | PRYSMIAN | 18.7 | https://pim-kvc.soneparsea.com:3443/PictureServer/default.aspx/draka-mci-thw1x4bncl1_large.jpg?837C86A1B6A9919FB172C1A8BB64A49CC776CC79B4A593A081A4C0A6C49E9562BAB5BB | https://pim-kvc.soneparsea.com:3443/PictureServer/default.aspx/draka-mci-thw1x4bncl1.pdf?837C86A1B6A9919FB172C1A8BB64A49CC776CC79B4A593A08173C4A9B8 | IEC 60227-01 THW SINGLE CORE CABLE 4SQMM BROWN | High quality low voltage wire and cable for building installation | Colour outer sheath | Brown
| 12 | Cables and Wires | Low Voltage Cables | Single Core | IEC 60227-01 THW SINGLE CORE CABLE 4MM² BROWN | 2087892 | MCI-THW1X4BWCL1 | PRYSMIAN | 18.7 | https://pim-kvc.soneparsea.com:3443/PictureServer/default.aspx/draka-mci-thw1x4bncl1_large.jpg?837C86A1B6A9919FB172C1A8BB64A49CC776CC79B4A593A081A4C0A6C49E9562BAB5BB | https://pim-kvc.soneparsea.com:3443/PictureServer/default.aspx/draka-mci-thw1x4bncl1.pdf?837C86A1B6A9919FB172C1A8BB64A49CC776CC79B4A593A08173C4A9B8 | IEC 60227-01 THW SINGLE CORE CABLE 4SQMM BROWN | High quality low voltage wire and cable for building installation | Nominal voltage U0 | 450V
| 12 | Cables and Wires | Low Voltage Cables | Single Core | IEC 60227-01 THW SINGLE CORE CABLE 4MM² BROWN | 2087892 | MCI-THW1X4BWCL1 | PRYSMIAN | 18.7 | https://pim-kvc.soneparsea.com:3443/PictureServer/default.aspx/draka-mci-thw1x4bncl1_large.jpg?837C86A1B6A9919FB172C1A8BB64A49CC776CC79B4A593A081A4C0A6C49E9562BAB5BB | https://pim-kvc.soneparsea.com:3443/PictureServer/default.aspx/draka-mci-thw1x4bncl1.pdf?837C86A1B6A9919FB172C1A8BB64A49CC776CC79B4A593A08173C4A9B8 | IEC 60227-01 THW SINGLE CORE CABLE 4SQMM BROWN | High quality low voltage wire and cable for building installation | Nominal voltage U | 750V
| 13 | Cables and Wires | Low Voltage Cables | Single Core | IEC 60227-01 THW SINGLE CORE CABLE 4MM² GREEN | 2087894 | MCI-THW1X4GNCL1 | PRYSMIAN | 18.7 | https://pim-kvc.soneparsea.com:3443/PictureServer/default.aspx/draka-mci-thw1x4gncl1_large.jpg?837C86A1B6A9919FB172C1A8BB64A49CC776CC79B9A593A081A4C0A6C49E9562BAB5BB | https://pim-kvc.soneparsea.com:3443/PictureServer/default.aspx/draka-mci-thw1x4gncl1.pdf?837C86A1B6A9919FB172C1A8BB64A49CC776CC79B9A593A08173C4A9B8 | IEC 60227-01 THW SINGLE CORE CABLE 4SQMM GREEN | High quality low voltage wire and cable for building installation | Nominal cross section conductor | 4mm²
| 13 | Cables and Wires | Low Voltage Cables | Single Core | IEC 60227-01 THW SINGLE CORE CABLE 4MM² GREEN | 2087894 | MCI-THW1X4GNCL1 | PRYSMIAN | 18.7 | https://pim-kvc.soneparsea.com:3443/PictureServer/default.aspx/draka-mci-thw1x4gncl1_large.jpg?837C86A1B6A9919FB172C1A8BB64A49CC776CC79B9A593A081A4C0A6C49E9562BAB5BB | https://pim-kvc.soneparsea.com:3443/PictureServer/default.aspx/draka-mci-thw1x4gncl1.pdf?837C86A1B6A9919FB172C1A8BB64A49CC776CC79B9A593A08173C4A9B8 | IEC 60227-01 THW SINGLE CORE CABLE 4SQMM GREEN | High quality low voltage wire and cable for building installation | Number of cores | 1
| 13 | Cables and Wires | Low Voltage Cables | Single Core | IEC 60227-01 THW SINGLE CORE CABLE 4MM² GREEN | 2087894 | MCI-THW1X4GNCL1 | PRYSMIAN | 18.7 | https://pim-kvc.soneparsea.com:3443/PictureServer/default.aspx/draka-mci-thw1x4gncl1_large.jpg?837C86A1B6A9919FB172C1A8BB64A49CC776CC79B9A593A081A4C0A6C49E9562BAB5BB | https://pim-kvc.soneparsea.com:3443/PictureServer/default.aspx/draka-mci-thw1x4gncl1.pdf?837C86A1B6A9919FB172C1A8BB64A49CC776CC79B9A593A08173C4A9B8 | IEC 60227-01 THW SINGLE CORE CABLE 4SQMM GREEN | High quality low voltage wire and cable for building installation | Colour outer sheath | Green
| 13 | Cables and Wires | Low Voltage Cables | Single Core | IEC 60227-01 THW SINGLE CORE CABLE 4MM² GREEN | 2087894 | MCI-THW1X4GNCL1 | PRYSMIAN | 18.7 | https://pim-kvc.soneparsea.com:3443/PictureServer/default.aspx/draka-mci-thw1x4gncl1_large.jpg?837C86A1B6A9919FB172C1A8BB64A49CC776CC79B9A593A081A4C0A6C49E9562BAB5BB | https://pim-kvc.soneparsea.com:3443/PictureServer/default.aspx/draka-mci-thw1x4gncl1.pdf?837C86A1B6A9919FB172C1A8BB64A49CC776CC79B9A593A08173C4A9B8 | IEC 60227-01 THW SINGLE CORE CABLE 4SQMM GREEN | High quality low voltage wire and cable for building installation | Nominal voltage U0 | 450V
| 13 | Cables and Wires | Low Voltage Cables | Single Core | IEC 60227-01 THW SINGLE CORE CABLE 4MM² GREEN | 2087894 | MCI-THW1X4GNCL1 | PRYSMIAN | 18.7 | https://pim-kvc.soneparsea.com:3443/PictureServer/default.aspx/draka-mci-thw1x4gncl1_large.jpg?837C86A1B6A9919FB172C1A8BB64A49CC776CC79B9A593A081A4C0A6C49E9562BAB5BB | https://pim-kvc.soneparsea.com:3443/PictureServer/default.aspx/draka-mci-thw1x4gncl1.pdf?837C86A1B6A9919FB172C1A8BB64A49CC776CC79B9A593A08173C4A9B8 | IEC 60227-01 THW SINGLE CORE CABLE 4SQMM GREEN | High quality low voltage wire and cable for building installation | Nominal voltage U | 750V
| 14 | Cables and Wires | Low Voltage Cables | Single Core | IEC 60227-01 THW SINGLE CORE CABLE 4MM² RED | 2087896 | MCI-THW1X4RDCL1 | PRYSMIAN | 18.7 | https://pim-kvc.soneparsea.com:3443/PictureServer/default.aspx/draka-mci-thw1x4rdcl1_large.jpg?837C86A1B6A9919FB172C1A8BB64A49CC776CC79C49B93A081A4C0A6C49E9562BAB5BB | https://pim-kvc.soneparsea.com:3443/PictureServer/default.aspx/draka-mci-thw1x4rdcl1.pdf?837C86A1B6A9919FB172C1A8BB64A49CC776CC79C49B93A08173C4A9B8 | IEC 60227-01 THW SINGLE CORE CABLE 4SQMM RED | High quality low voltage wire and cable for building installation | Nominal cross section conductor | 4mm²
| 14 | Cables and Wires | Low Voltage Cables | Single Core | IEC 60227-01 THW SINGLE CORE CABLE 4MM² RED | 2087896 | MCI-THW1X4RDCL1 | PRYSMIAN | 18.7 | https://pim-kvc.soneparsea.com:3443/PictureServer/default.aspx/draka-mci-thw1x4rdcl1_large.jpg?837C86A1B6A9919FB172C1A8BB64A49CC776CC79C49B93A081A4C0A6C49E9562BAB5BB | https://pim-kvc.soneparsea.com:3443/PictureServer/default.aspx/draka-mci-thw1x4rdcl1.pdf?837C86A1B6A9919FB172C1A8BB64A49CC776CC79C49B93A08173C4A9B8 | IEC 60227-01 THW SINGLE CORE CABLE 4SQMM RED | High quality low voltage wire and cable for building installation | Number of cores | 1
| 14 | Cables and Wires | Low Voltage Cables | Single Core | IEC 60227-01 THW SINGLE CORE CABLE 4MM² RED | 2087896 | MCI-THW1X4RDCL1 | PRYSMIAN | 18.7 | https://pim-kvc.soneparsea.com:3443/PictureServer/default.aspx/draka-mci-thw1x4rdcl1_large.jpg?837C86A1B6A9919FB172C1A8BB64A49CC776CC79C49B93A081A4C0A6C49E9562BAB5BB | https://pim-kvc.soneparsea.com:3443/PictureServer/default.aspx/draka-mci-thw1x4rdcl1.pdf?837C86A1B6A9919FB172C1A8BB64A49CC776CC79C49B93A08173C4A9B8 | IEC 60227-01 THW SINGLE CORE CABLE 4SQMM RED | High quality low voltage wire and cable for building installation | Colour outer sheath | Red
| 14 | Cables and Wires | Low Voltage Cables | Single Core | IEC 60227-01 THW SINGLE CORE CABLE 4MM² RED | 2087896 | MCI-THW1X4RDCL1 | PRYSMIAN | 18.7 | https://pim-kvc.soneparsea.com:3443/PictureServer/default.aspx/draka-mci-thw1x4rdcl1_large.jpg?837C86A1B6A9919FB172C1A8BB64A49CC776CC79C49B93A081A4C0A6C49E9562BAB5BB | https://pim-kvc.soneparsea.com:3443/PictureServer/default.aspx/draka-mci-thw1x4rdcl1.pdf?837C86A1B6A9919FB172C1A8BB64A49CC776CC79C49B93A08173C4A9B8 | IEC 60227-01 THW SINGLE CORE CABLE 4SQMM RED | High quality low voltage wire and cable for building installation | Nominal voltage U0 | 450V
| 14 | Cables and Wires | Low Voltage Cables | Single Core | IEC 60227-01 THW SINGLE CORE CABLE 4MM² RED | 2087896 | MCI-THW1X4RDCL1 | PRYSMIAN | 18.7 | https://pim-kvc.soneparsea.com:3443/PictureServer/default.aspx/draka-mci-thw1x4rdcl1_large.jpg?837C86A1B6A9919FB172C1A8BB64A49CC776CC79C49B93A081A4C0A6C49E9562BAB5BB | https://pim-kvc.soneparsea.com:3443/PictureServer/default.aspx/draka-mci-thw1x4rdcl1.pdf?837C86A1B6A9919FB172C1A8BB64A49CC776CC79C49B93A08173C4A9B8 | IEC 60227-01 THW SINGLE CORE CABLE 4SQMM RED | High quality low voltage wire and cable for building installation | Nominal voltage U | 750V
| 15 | Cables and Wires | Low Voltage Cables | Single Core | IEC 60227-01 THW SINGLE CORE CABLE 4MM² WHITE | 2087897 | MCI-THW1X4WHCL1 | PRYSMIAN | 18.7 | https://pim-kvc.soneparsea.com:3443/PictureServer/default.aspx/draka-mci-thw1x4whcl1_large.jpg?837C86A1B6A9919FB172C1A8BB64A49CC776CC79C99F93A081A4C0A6C49E9562BAB5BB | https://pim-kvc.soneparsea.com:3443/PictureServer/default.aspx/draka-mci-thw1x4whcl1.pdf?837C86A1B6A9919FB172C1A8BB64A49CC776CC79C99F93A08173C4A9B8 | IEC 60227-01 THW SINGLE CORE CABLE 4SQMM WHITE | High quality low voltage wire and cable for building installation | Nominal cross section conductor | 4mm²
| 15 | Cables and Wires | Low Voltage Cables | Single Core | IEC 60227-01 THW SINGLE CORE CABLE 4MM² WHITE | 2087897 | MCI-THW1X4WHCL1 | PRYSMIAN | 18.7 | https://pim-kvc.soneparsea.com:3443/PictureServer/default.aspx/draka-mci-thw1x4whcl1_large.jpg?837C86A1B6A9919FB172C1A8BB64A49CC776CC79C99F93A081A4C0A6C49E9562BAB5BB | https://pim-kvc.soneparsea.com:3443/PictureServer/default.aspx/draka-mci-thw1x4whcl1.pdf?837C86A1B6A9919FB172C1A8BB64A49CC776CC79C99F93A08173C4A9B8 | IEC 60227-01 THW SINGLE CORE CABLE 4SQMM WHITE | High quality low voltage wire and cable for building installation | Number of cores | 1
| 15 | Cables and Wires | Low Voltage Cables | Single Core | IEC 60227-01 THW SINGLE CORE CABLE 4MM² WHITE | 2087897 | MCI-THW1X4WHCL1 | PRYSMIAN | 18.7 | https://pim-kvc.soneparsea.com:3443/PictureServer/default.aspx/draka-mci-thw1x4whcl1_large.jpg?837C86A1B6A9919FB172C1A8BB64A49CC776CC79C99F93A081A4C0A6C49E9562BAB5BB | https://pim-kvc.soneparsea.com:3443/PictureServer/default.aspx/draka-mci-thw1x4whcl1.pdf?837C86A1B6A9919FB172C1A8BB64A49CC776CC79C99F93A08173C4A9B8 | IEC 60227-01 THW SINGLE CORE CABLE 4SQMM WHITE | High quality low voltage wire and cable for building installation | Colour outer sheath | White
| 15 | Cables and Wires | Low Voltage Cables | Single Core | IEC 60227-01 THW SINGLE CORE CABLE 4MM² WHITE | 2087897 | MCI-THW1X4WHCL1 | PRYSMIAN | 18.7 | https://pim-kvc.soneparsea.com:3443/PictureServer/default.aspx/draka-mci-thw1x4whcl1_large.jpg?837C86A1B6A9919FB172C1A8BB64A49CC776CC79C99F93A081A4C0A6C49E9562BAB5BB | https://pim-kvc.soneparsea.com:3443/PictureServer/default.aspx/draka-mci-thw1x4whcl1.pdf?837C86A1B6A9919FB172C1A8BB64A49CC776CC79C99F93A08173C4A9B8 | IEC 60227-01 THW SINGLE CORE CABLE 4SQMM WHITE | High quality low voltage wire and cable for building installation | Nominal voltage U0 | 450V
| 15 | Cables and Wires | Low Voltage Cables | Single Core | IEC 60227-01 THW SINGLE CORE CABLE 4MM² WHITE | 2087897 | MCI-THW1X4WHCL1 | PRYSMIAN | 18.7 | https://pim-kvc.soneparsea.com:3443/PictureServer/default.aspx/draka-mci-thw1x4whcl1_large.jpg?837C86A1B6A9919FB172C1A8BB64A49CC776CC79C99F93A081A4C0A6C49E9562BAB5BB | https://pim-kvc.soneparsea.com:3443/PictureServer/default.aspx/draka-mci-thw1x4whcl1.pdf?837C86A1B6A9919FB172C1A8BB64A49CC776CC79C99F93A08173C4A9B8 | IEC 60227-01 THW SINGLE CORE CABLE 4SQMM WHITE | High quality low voltage wire and cable for building installation | Nominal voltage U | 750V
| 16 | Cables and Wires | Low Voltage Cables | Single Core | IEC 60227-01 THW SINGLE CORE CABLE 6MM² BLACK | 2087899 | MCI-THW1X6BKCL2 | PRYSMIAN | 30 | https://pim-kvc.soneparsea.com:3443/PictureServer/default.aspx/draka-mci-thw1x6bkcl2_large.jpg?837C86A1B6A9919FB172C1A8BB64A49CC776CC7BB4A293A082A4C0A6C49E9562BAB5BB | https://pim-kvc.soneparsea.com:3443/PictureServer/default.aspx/draka-mci-thw1x6bkcl2.pdf?837C86A1B6A9919FB172C1A8BB64A49CC776CC7BB4A293A08273C4A9B8 | IEC 60227-01 THW SINGLE CORE CABLE 6SQMM BLACK | High quality low voltage wire and cable for building installation | Nominal cross section conductor | 6mm²
| 16 | Cables and Wires | Low Voltage Cables | Single Core | IEC 60227-01 THW SINGLE CORE CABLE 6MM² BLACK | 2087899 | MCI-THW1X6BKCL2 | PRYSMIAN | 30 | https://pim-kvc.soneparsea.com:3443/PictureServer/default.aspx/draka-mci-thw1x6bkcl2_large.jpg?837C86A1B6A9919FB172C1A8BB64A49CC776CC7BB4A293A082A4C0A6C49E9562BAB5BB | https://pim-kvc.soneparsea.com:3443/PictureServer/default.aspx/draka-mci-thw1x6bkcl2.pdf?837C86A1B6A9919FB172C1A8BB64A49CC776CC7BB4A293A08273C4A9B8 | IEC 60227-01 THW SINGLE CORE CABLE 6SQMM BLACK | High quality low voltage wire and cable for building installation | Number of cores | 1
| 16 | Cables and Wires | Low Voltage Cables | Single Core | IEC 60227-01 THW SINGLE CORE CABLE 6MM² BLACK | 2087899 | MCI-THW1X6BKCL2 | PRYSMIAN | 30 | https://pim-kvc.soneparsea.com:3443/PictureServer/default.aspx/draka-mci-thw1x6bkcl2_large.jpg?837C86A1B6A9919FB172C1A8BB64A49CC776CC7BB4A293A082A4C0A6C49E9562BAB5BB | https://pim-kvc.soneparsea.com:3443/PictureServer/default.aspx/draka-mci-thw1x6bkcl2.pdf?837C86A1B6A9919FB172C1A8BB64A49CC776CC7BB4A293A08273C4A9B8 | IEC 60227-01 THW SINGLE CORE CABLE 6SQMM BLACK | High quality low voltage wire and cable for building installation | Colour outer sheath | Black
| 16 | Cables and Wires | Low Voltage Cables | Single Core | IEC 60227-01 THW SINGLE CORE CABLE 6MM² BLACK | 2087899 | MCI-THW1X6BKCL2 | PRYSMIAN | 30 | https://pim-kvc.soneparsea.com:3443/PictureServer/default.aspx/draka-mci-thw1x6bkcl2_large.jpg?837C86A1B6A9919FB172C1A8BB64A49CC776CC7BB4A293A082A4C0A6C49E9562BAB5BB | https://pim-kvc.soneparsea.com:3443/PictureServer/default.aspx/draka-mci-thw1x6bkcl2.pdf?837C86A1B6A9919FB172C1A8BB64A49CC776CC7BB4A293A08273C4A9B8 | IEC 60227-01 THW SINGLE CORE CABLE 6SQMM BLACK | High quality low voltage wire and cable for building installation | Nominal voltage U0 | 450V
| 16 | Cables and Wires | Low Voltage Cables | Single Core | IEC 60227-01 THW SINGLE CORE CABLE 6MM² BLACK | 2087899 | MCI-THW1X6BKCL2 | PRYSMIAN | 30 | https://pim-kvc.soneparsea.com:3443/PictureServer/default.aspx/draka-mci-thw1x6bkcl2_large.jpg?837C86A1B6A9919FB172C1A8BB64A49CC776CC7BB4A293A082A4C0A6C49E9562BAB5BB | https://pim-kvc.soneparsea.com:3443/PictureServer/default.aspx/draka-mci-thw1x6bkcl2.pdf?837C86A1B6A9919FB172C1A8BB64A49CC776CC7BB4A293A08273C4A9B8 | IEC 60227-01 THW SINGLE CORE CABLE 6SQMM BLACK | High quality low voltage wire and cable for building installation | Nominal voltage U | 750V
| 17 | Cables and Wires | Low Voltage Cables | Single Core | 60227 IEC 01 THW SINGLE CORE CABLE 450/750V 1X6 CLASS 2 BLUE | 2087901 | MCI-THW1X6BUCL2 | PRYSMIAN | 30 | https://pim-kvc.soneparsea.com:3443/PictureServer/default.aspx/draka-mci-thw1x6bucl2_large.jpg?837C86A1B6A9919FB172C1A8BB64A49CC776CC7BB4AC93A082A4C0A6C49E9562BAB5BB | https://pim-kvc.soneparsea.com:3443/PictureServer/default.aspx/draka-mci-thw1x6bucl2.pdf?837C86A1B6A9919FB172C1A8BB64A49CC776CC7BB4AC93A08273C4A9B8 | 60227 IEC 01 THW SINGLE CORE CABLE 450/750V 1 X 6 CLASS 2 BLUE | High quality low voltage wire and cable for building installation | Nominal cross section conductor | 6mm²
| 17 | Cables and Wires | Low Voltage Cables | Single Core | 60227 IEC 01 THW SINGLE CORE CABLE 450/750V 1X6 CLASS 2 BLUE | 2087901 | MCI-THW1X6BUCL2 | PRYSMIAN | 30 | https://pim-kvc.soneparsea.com:3443/PictureServer/default.aspx/draka-mci-thw1x6bucl2_large.jpg?837C86A1B6A9919FB172C1A8BB64A49CC776CC7BB4AC93A082A4C0A6C49E9562BAB5BB | https://pim-kvc.soneparsea.com:3443/PictureServer/default.aspx/draka-mci-thw1x6bucl2.pdf?837C86A1B6A9919FB172C1A8BB64A49CC776CC7BB4AC93A08273C4A9B8 | 60227 IEC 01 THW SINGLE CORE CABLE 450/750V 1 X 6 CLASS 2 BLUE | High quality low voltage wire and cable for building installation | Number of cores | 1
| 17 | Cables and Wires | Low Voltage Cables | Single Core | 60227 IEC 01 THW SINGLE CORE CABLE 450/750V 1X6 CLASS 2 BLUE | 2087901 | MCI-THW1X6BUCL2 | PRYSMIAN | 30 | https://pim-kvc.soneparsea.com:3443/PictureServer/default.aspx/draka-mci-thw1x6bucl2_large.jpg?837C86A1B6A9919FB172C1A8BB64A49CC776CC7BB4AC93A082A4C0A6C49E9562BAB5BB | https://pim-kvc.soneparsea.com:3443/PictureServer/default.aspx/draka-mci-thw1x6bucl2.pdf?837C86A1B6A9919FB172C1A8BB64A49CC776CC7BB4AC93A08273C4A9B8 | 60227 IEC 01 THW SINGLE CORE CABLE 450/750V 1 X 6 CLASS 2 BLUE | High quality low voltage wire and cable for building installation | Colour outer sheath | Blue
| 17 | Cables and Wires | Low Voltage Cables | Single Core | 60227 IEC 01 THW SINGLE CORE CABLE 450/750V 1X6 CLASS 2 BLUE | 2087901 | MCI-THW1X6BUCL2 | PRYSMIAN | 30 | https://pim-kvc.soneparsea.com:3443/PictureServer/default.aspx/draka-mci-thw1x6bucl2_large.jpg?837C86A1B6A9919FB172C1A8BB64A49CC776CC7BB4AC93A082A4C0A6C49E9562BAB5BB | https://pim-kvc.soneparsea.com:3443/PictureServer/default.aspx/draka-mci-thw1x6bucl2.pdf?837C86A1B6A9919FB172C1A8BB64A49CC776CC7BB4AC93A08273C4A9B8 | 60227 IEC 01 THW SINGLE CORE CABLE 450/750V 1 X 6 CLASS 2 BLUE | High quality low voltage wire and cable for building installation | Nominal voltage U0 | 450V
| 17 | Cables and Wires | Low Voltage Cables | Single Core | 60227 IEC 01 THW SINGLE CORE CABLE 450/750V 1X6 CLASS 2 BLUE | 2087901 | MCI-THW1X6BUCL2 | PRYSMIAN | 30 | https://pim-kvc.soneparsea.com:3443/PictureServer/default.aspx/draka-mci-thw1x6bucl2_large.jpg?837C86A1B6A9919FB172C1A8BB64A49CC776CC7BB4AC93A082A4C0A6C49E9562BAB5BB | https://pim-kvc.soneparsea.com:3443/PictureServer/default.aspx/draka-mci-thw1x6bucl2.pdf?837C86A1B6A9919FB172C1A8BB64A49CC776CC7BB4AC93A08273C4A9B8 | 60227 IEC 01 THW SINGLE CORE CABLE 450/750V 1 X 6 CLASS 2 BLUE | High quality low voltage wire and cable for building installation | Nominal voltage U | 750V
| 18 | Cables and Wires | Low Voltage Cables | Single Core | 60227 IEC 01 THW PVC SINGLE CORE 450/750V 1.5MM² BLUE | 2098370 | CTW-THW1X1.5BL | CHAROONG THAI | 8.2 | https://pim-kvc.soneparsea.com:3443/PictureServer/default.aspx/charoongthai-c04011501.jpg?82758877AE9A9895C2B4C3B3B9AB9895B972B7758667616585758573BCA797 | https://pim-kvc.soneparsea.com:3443/PictureServer/default.aspx/charoongthai-ctw-thw1x1-5bl.pdf?82758877AE9A9895C2B4C3B3B9AB9895B972B7B9C964A49CC776CC767F6C92A07EB5B8AB | 60227 IEC 01 THW1X1.5 SQ.MM.BLUE | Building wiring for installation on insulator or in raceway, dry and wet location. | Nominal cross section conductor | 1.5mm²
| 18 | Cables and Wires | Low Voltage Cables | Single Core | 60227 IEC 01 THW PVC SINGLE CORE 450/750V 1.5MM² BLUE | 2098370 | CTW-THW1X1.5BL | CHAROONG THAI | 8.2 | https://pim-kvc.soneparsea.com:3443/PictureServer/default.aspx/charoongthai-c04011501.jpg?82758877AE9A9895C2B4C3B3B9AB9895B972B7758667616585758573BCA797 | https://pim-kvc.soneparsea.com:3443/PictureServer/default.aspx/charoongthai-ctw-thw1x1-5bl.pdf?82758877AE9A9895C2B4C3B3B9AB9895B972B7B9C964A49CC776CC767F6C92A07EB5B8AB | 60227 IEC 01 THW1X1.5 SQ.MM.BLUE | Building wiring for installation on insulator or in raceway, dry and wet location. | Conductor category | Class 2 = stranded
| 18 | Cables and Wires | Low Voltage Cables | Single Core | 60227 IEC 01 THW PVC SINGLE CORE 450/750V 1.5MM² BLUE | 2098370 | CTW-THW1X1.5BL | CHAROONG THAI | 8.2 | https://pim-kvc.soneparsea.com:3443/PictureServer/default.aspx/charoongthai-c04011501.jpg?82758877AE9A9895C2B4C3B3B9AB9895B972B7758667616585758573BCA797 | https://pim-kvc.soneparsea.com:3443/PictureServer/default.aspx/charoongthai-ctw-thw1x1-5bl.pdf?82758877AE9A9895C2B4C3B3B9AB9895B972B7B9C964A49CC776CC767F6C92A07EB5B8AB | 60227 IEC 01 THW1X1.5 SQ.MM.BLUE | Building wiring for installation on insulator or in raceway, dry and wet location. | Material core insulation | Polyvinyl chloride (PVC)
| 18 | Cables and Wires | Low Voltage Cables | Single Core | 60227 IEC 01 THW PVC SINGLE CORE 450/750V 1.5MM² BLUE | 2098370 | CTW-THW1X1.5BL | CHAROONG THAI | 8.2 | https://pim-kvc.soneparsea.com:3443/PictureServer/default.aspx/charoongthai-c04011501.jpg?82758877AE9A9895C2B4C3B3B9AB9895B972B7758667616585758573BCA797 | https://pim-kvc.soneparsea.com:3443/PictureServer/default.aspx/charoongthai-ctw-thw1x1-5bl.pdf?82758877AE9A9895C2B4C3B3B9AB9895B972B7B9C964A49CC776CC767F6C92A07EB5B8AB | 60227 IEC 01 THW1X1.5 SQ.MM.BLUE | Building wiring for installation on insulator or in raceway, dry and wet location. | Core colour | Blue
| 18 | Cables and Wires | Low Voltage Cables | Single Core | 60227 IEC 01 THW PVC SINGLE CORE 450/750V 1.5MM² BLUE | 2098370 | CTW-THW1X1.5BL | CHAROONG THAI | 8.2 | https://pim-kvc.soneparsea.com:3443/PictureServer/default.aspx/charoongthai-c04011501.jpg?82758877AE9A9895C2B4C3B3B9AB9895B972B7758667616585758573BCA797 | https://pim-kvc.soneparsea.com:3443/PictureServer/default.aspx/charoongthai-ctw-thw1x1-5bl.pdf?82758877AE9A9895C2B4C3B3B9AB9895B972B7B9C964A49CC776CC767F6C92A07EB5B8AB | 60227 IEC 01 THW1X1.5 SQ.MM.BLUE | Building wiring for installation on insulator or in raceway, dry and wet location. | Nominal voltage U | 750V
| 19 | Cables and Wires | Low Voltage Cables | Single Core | 60227 IEC 01 THW PVC SINGLE CORE 450/750V 1.5MM² GREY | 2098373 | CTW-THW1X1.5GY | CHAROONG THAI | 8.2 | https://pim-kvc.soneparsea.com:3443/PictureServer/default.aspx/charoongthai-ctw-thw1x1-5gy_large.jpg?82758877AE9A9895C2B4C3B3B9AB9895B972B7B9C964A49CC776CC767F6C97ADAFB1B5B7B99C5E9EC0AC | https://pim-kvc.soneparsea.com:3443/PictureServer/default.aspx/charoongthai-ctw-thw1x1-5gy.pdf?82758877AE9A9895C2B4C3B3B9AB9895B972B7B9C964A49CC776CC767F6C97AD7EB5B8AB | 60227 IEC 01 THW1X1.5 SQ.MM.GRAY | Building wiring for installation on insulator or in raceway, dry and wet location. | Nominal cross section conductor | 1.5mm²
| 19 | Cables and Wires | Low Voltage Cables | Single Core | 60227 IEC 01 THW PVC SINGLE CORE 450/750V 1.5MM² GREY | 2098373 | CTW-THW1X1.5GY | CHAROONG THAI | 8.2 | https://pim-kvc.soneparsea.com:3443/PictureServer/default.aspx/charoongthai-ctw-thw1x1-5gy_large.jpg?82758877AE9A9895C2B4C3B3B9AB9895B972B7B9C964A49CC776CC767F6C97ADAFB1B5B7B99C5E9EC0AC | https://pim-kvc.soneparsea.com:3443/PictureServer/default.aspx/charoongthai-ctw-thw1x1-5gy.pdf?82758877AE9A9895C2B4C3B3B9AB9895B972B7B9C964A49CC776CC767F6C97AD7EB5B8AB | 60227 IEC 01 THW1X1.5 SQ.MM.GRAY | Building wiring for installation on insulator or in raceway, dry and wet location. | Conductor category | Class 2 = stranded
| 19 | Cables and Wires | Low Voltage Cables | Single Core | 60227 IEC 01 THW PVC SINGLE CORE 450/750V 1.5MM² GREY | 2098373 | CTW-THW1X1.5GY | CHAROONG THAI | 8.2 | https://pim-kvc.soneparsea.com:3443/PictureServer/default.aspx/charoongthai-ctw-thw1x1-5gy_large.jpg?82758877AE9A9895C2B4C3B3B9AB9895B972B7B9C964A49CC776CC767F6C97ADAFB1B5B7B99C5E9EC0AC | https://pim-kvc.soneparsea.com:3443/PictureServer/default.aspx/charoongthai-ctw-thw1x1-5gy.pdf?82758877AE9A9895C2B4C3B3B9AB9895B972B7B9C964A49CC776CC767F6C97AD7EB5B8AB | 60227 IEC 01 THW1X1.5 SQ.MM.GRAY | Building wiring for installation on insulator or in raceway, dry and wet location. | Material core insulation | Polyvinyl chloride (PVC)
| 19 | Cables and Wires | Low Voltage Cables | Single Core | 60227 IEC 01 THW PVC SINGLE CORE 450/750V 1.5MM² GREY | 2098373 | CTW-THW1X1.5GY | CHAROONG THAI | 8.2 | https://pim-kvc.soneparsea.com:3443/PictureServer/default.aspx/charoongthai-ctw-thw1x1-5gy_large.jpg?82758877AE9A9895C2B4C3B3B9AB9895B972B7B9C964A49CC776CC767F6C97ADAFB1B5B7B99C5E9EC0AC | https://pim-kvc.soneparsea.com:3443/PictureServer/default.aspx/charoongthai-ctw-thw1x1-5gy.pdf?82758877AE9A9895C2B4C3B3B9AB9895B972B7B9C964A49CC776CC767F6C97AD7EB5B8AB | 60227 IEC 01 THW1X1.5 SQ.MM.GRAY | Building wiring for installation on insulator or in raceway, dry and wet location. | Core colour | Grey
| 19 | Cables and Wires | Low Voltage Cables | Single Core | 60227 IEC 01 THW PVC SINGLE CORE 450/750V 1.5MM² GREY | 2098373 | CTW-THW1X1.5GY | CHAROONG THAI | 8.2 | https://pim-kvc.soneparsea.com:3443/PictureServer/default.aspx/charoongthai-ctw-thw1x1-5gy_large.jpg?82758877AE9A9895C2B4C3B3B9AB9895B972B7B9C964A49CC776CC767F6C97ADAFB1B5B7B99C5E9EC0AC | https://pim-kvc.soneparsea.com:3443/PictureServer/default.aspx/charoongthai-ctw-thw1x1-5gy.pdf?82758877AE9A9895C2B4C3B3B9AB9895B972B7B9C964A49CC776CC767F6C97AD7EB5B8AB | 60227 IEC 01 THW1X1.5 SQ.MM.GRAY | Building wiring for installation on insulator or in raceway, dry and wet location. | Nominal voltage U | 750V
| 20 | Cables and Wires | Low Voltage Cables | Single Core | 60227 IEC 01 THW PVC SINGLE CORE 450/750V 1.5MM² RED | 2098374 | CTW-THW1X1.5RD | CHAROONG THAI | 8.2 | https://pim-kvc.soneparsea.com:3443/PictureServer/default.aspx/charoongthai-c04011501.jpg?82758877AE9A9895C2B4C3B3B9AB9895B972B7758667616585758573BCA797 | https://pim-kvc.soneparsea.com:3443/PictureServer/default.aspx/charoongthai-ctw-thw1x1-5rd.pdf?82758877AE9A9895C2B4C3B3B9AB9895B972B7B9C964A49CC776CC767F6CA2987EB5B8AB | 60227 IEC 01 THW1X1.5 SQ.MM.RED | Building wiring for installation on insulator or in raceway, dry and wet location. | Nominal cross section conductor | 1.5mm²
| 20 | Cables and Wires | Low Voltage Cables | Single Core | 60227 IEC 01 THW PVC SINGLE CORE 450/750V 1.5MM² RED | 2098374 | CTW-THW1X1.5RD | CHAROONG THAI | 8.2 | https://pim-kvc.soneparsea.com:3443/PictureServer/default.aspx/charoongthai-c04011501.jpg?82758877AE9A9895C2B4C3B3B9AB9895B972B7758667616585758573BCA797 | https://pim-kvc.soneparsea.com:3443/PictureServer/default.aspx/charoongthai-ctw-thw1x1-5rd.pdf?82758877AE9A9895C2B4C3B3B9AB9895B972B7B9C964A49CC776CC767F6CA2987EB5B8AB | 60227 IEC 01 THW1X1.5 SQ.MM.RED | Building wiring for installation on insulator or in raceway, dry and wet location. | Conductor category | Class 2 = stranded
| 20 | Cables and Wires | Low Voltage Cables | Single Core | 60227 IEC 01 THW PVC SINGLE CORE 450/750V 1.5MM² RED | 2098374 | CTW-THW1X1.5RD | CHAROONG THAI | 8.2 | https://pim-kvc.soneparsea.com:3443/PictureServer/default.aspx/charoongthai-c04011501.jpg?82758877AE9A9895C2B4C3B3B9AB9895B972B7758667616585758573BCA797 | https://pim-kvc.soneparsea.com:3443/PictureServer/default.aspx/charoongthai-ctw-thw1x1-5rd.pdf?82758877AE9A9895C2B4C3B3B9AB9895B972B7B9C964A49CC776CC767F6CA2987EB5B8AB | 60227 IEC 01 THW1X1.5 SQ.MM.RED | Building wiring for installation on insulator or in raceway, dry and wet location. | Material core insulation | Polyvinyl chloride (PVC)
| 20 | Cables and Wires | Low Voltage Cables | Single Core | 60227 IEC 01 THW PVC SINGLE CORE 450/750V 1.5MM² RED | 2098374 | CTW-THW1X1.5RD | CHAROONG THAI | 8.2 | https://pim-kvc.soneparsea.com:3443/PictureServer/default.aspx/charoongthai-c04011501.jpg?82758877AE9A9895C2B4C3B3B9AB9895B972B7758667616585758573BCA797 | https://pim-kvc.soneparsea.com:3443/PictureServer/default.aspx/charoongthai-ctw-thw1x1-5rd.pdf?82758877AE9A9895C2B4C3B3B9AB9895B972B7B9C964A49CC776CC767F6CA2987EB5B8AB | 60227 IEC 01 THW1X1.5 SQ.MM.RED | Building wiring for installation on insulator or in raceway, dry and wet location. | Core colour | Red
| 20 | Cables and Wires | Low Voltage Cables | Single Core | 60227 IEC 01 THW PVC SINGLE CORE 450/750V 1.5MM² RED | 2098374 | CTW-THW1X1.5RD | CHAROONG THAI | 8.2 | https://pim-kvc.soneparsea.com:3443/PictureServer/default.aspx/charoongthai-c04011501.jpg?82758877AE9A9895C2B4C3B3B9AB9895B972B7758667616585758573BCA797 | https://pim-kvc.soneparsea.com:3443/PictureServer/default.aspx/charoongthai-ctw-thw1x1-5rd.pdf?82758877AE9A9895C2B4C3B3B9AB9895B972B7B9C964A49CC776CC767F6CA2987EB5B8AB | 60227 IEC 01 THW1X1.5 SQ.MM.RED | Building wiring for installation on insulator or in raceway, dry and wet location. | Nominal voltage U | 750V
| 21 | Cables and Wires | Low Voltage Cables | Single Core | 60227 IEC 01 THW PVC SINGLE CORE 450/750V 2.5MM² BLUE | 2098395 | CTW-THW1X2.5BL | CHAROONG THAI | 12.1 | https://pim-kvc.soneparsea.com:3443/PictureServer/default.aspx/charoongthai-c04011502.jpg?82758877AE9A9895C2B4C3B3B9AB9895B972B7758667616585758673BCA797 | https://pim-kvc.soneparsea.com:3443/PictureServer/default.aspx/charoongthai-ctw-thw1x2-5bl.pdf?82758877AE9A9895C2B4C3B3B9AB9895B972B7B9C964A49CC776CC777F6C92A07EB5B8AB | 60227 IEC 01 THW1X2.5 SQ.MM.BLUE | Building wiring for installation on insulator or in raceway, dry and wet location. | Nominal cross section conductor | 2.5mm²
| 21 | Cables and Wires | Low Voltage Cables | Single Core | 60227 IEC 01 THW PVC SINGLE CORE 450/750V 2.5MM² BLUE | 2098395 | CTW-THW1X2.5BL | CHAROONG THAI | 12.1 | https://pim-kvc.soneparsea.com:3443/PictureServer/default.aspx/charoongthai-c04011502.jpg?82758877AE9A9895C2B4C3B3B9AB9895B972B7758667616585758673BCA797 | https://pim-kvc.soneparsea.com:3443/PictureServer/default.aspx/charoongthai-ctw-thw1x2-5bl.pdf?82758877AE9A9895C2B4C3B3B9AB9895B972B7B9C964A49CC776CC777F6C92A07EB5B8AB | 60227 IEC 01 THW1X2.5 SQ.MM.BLUE | Building wiring for installation on insulator or in raceway, dry and wet location. | Conductor category | Class 2 = stranded
| 21 | Cables and Wires | Low Voltage Cables | Single Core | 60227 IEC 01 THW PVC SINGLE CORE 450/750V 2.5MM² BLUE | 2098395 | CTW-THW1X2.5BL | CHAROONG THAI | 12.1 | https://pim-kvc.soneparsea.com:3443/PictureServer/default.aspx/charoongthai-c04011502.jpg?82758877AE9A9895C2B4C3B3B9AB9895B972B7758667616585758673BCA797 | https://pim-kvc.soneparsea.com:3443/PictureServer/default.aspx/charoongthai-ctw-thw1x2-5bl.pdf?82758877AE9A9895C2B4C3B3B9AB9895B972B7B9C964A49CC776CC777F6C92A07EB5B8AB | 60227 IEC 01 THW1X2.5 SQ.MM.BLUE | Building wiring for installation on insulator or in raceway, dry and wet location. | Material core insulation | Polyvinyl chloride (PVC)
| 21 | Cables and Wires | Low Voltage Cables | Single Core | 60227 IEC 01 THW PVC SINGLE CORE 450/750V 2.5MM² BLUE | 2098395 | CTW-THW1X2.5BL | CHAROONG THAI | 12.1 | https://pim-kvc.soneparsea.com:3443/PictureServer/default.aspx/charoongthai-c04011502.jpg?82758877AE9A9895C2B4C3B3B9AB9895B972B7758667616585758673BCA797 | https://pim-kvc.soneparsea.com:3443/PictureServer/default.aspx/charoongthai-ctw-thw1x2-5bl.pdf?82758877AE9A9895C2B4C3B3B9AB9895B972B7B9C964A49CC776CC777F6C92A07EB5B8AB | 60227 IEC 01 THW1X2.5 SQ.MM.BLUE | Building wiring for installation on insulator or in raceway, dry and wet location. | Core colour | Blue
| 21 | Cables and Wires | Low Voltage Cables | Single Core | 60227 IEC 01 THW PVC SINGLE CORE 450/750V 2.5MM² BLUE | 2098395 | CTW-THW1X2.5BL | CHAROONG THAI | 12.1 | https://pim-kvc.soneparsea.com:3443/PictureServer/default.aspx/charoongthai-c04011502.jpg?82758877AE9A9895C2B4C3B3B9AB9895B972B7758667616585758673BCA797 | https://pim-kvc.soneparsea.com:3443/PictureServer/default.aspx/charoongthai-ctw-thw1x2-5bl.pdf?82758877AE9A9895C2B4C3B3B9AB9895B972B7B9C964A49CC776CC777F6C92A07EB5B8AB | 60227 IEC 01 THW1X2.5 SQ.MM.BLUE | Building wiring for installation on insulator or in raceway, dry and wet location. | Nominal voltage U | 750V
| 22 | Cables and Wires | Low Voltage Cables | Single Core | 60227 IEC 01 THW PVC SINGLE CORE 450/750V 2.5MM² GREEN | 2098397 | CTW-THW1X2.5GN | CHAROONG THAI | 12.1 | https://pim-kvc.soneparsea.com:3443/PictureServer/default.aspx/charoongthai-c04011502.jpg?82758877AE9A9895C2B4C3B3B9AB9895B972B7758667616585758673BCA797 | https://pim-kvc.soneparsea.com:3443/PictureServer/default.aspx/charoongthai-ctw-thw1x2-5gn.pdf?82758877AE9A9895C2B4C3B3B9AB9895B972B7B9C964A49CC776CC777F6C97A27EB5B8AB | 60227 IEC 01 THW1X2.5 SQ.MM.GREEN | Building wiring for installation on insulator or in raceway, dry and wet location. | Nominal cross section conductor | 2.5mm²
| 22 | Cables and Wires | Low Voltage Cables | Single Core | 60227 IEC 01 THW PVC SINGLE CORE 450/750V 2.5MM² GREEN | 2098397 | CTW-THW1X2.5GN | CHAROONG THAI | 12.1 | https://pim-kvc.soneparsea.com:3443/PictureServer/default.aspx/charoongthai-c04011502.jpg?82758877AE9A9895C2B4C3B3B9AB9895B972B7758667616585758673BCA797 | https://pim-kvc.soneparsea.com:3443/PictureServer/default.aspx/charoongthai-ctw-thw1x2-5gn.pdf?82758877AE9A9895C2B4C3B3B9AB9895B972B7B9C964A49CC776CC777F6C97A27EB5B8AB | 60227 IEC 01 THW1X2.5 SQ.MM.GREEN | Building wiring for installation on insulator or in raceway, dry and wet location. | Conductor category | Class 2 = stranded
| 22 | Cables and Wires | Low Voltage Cables | Single Core | 60227 IEC 01 THW PVC SINGLE CORE 450/750V 2.5MM² GREEN | 2098397 | CTW-THW1X2.5GN | CHAROONG THAI | 12.1 | https://pim-kvc.soneparsea.com:3443/PictureServer/default.aspx/charoongthai-c04011502.jpg?82758877AE9A9895C2B4C3B3B9AB9895B972B7758667616585758673BCA797 | https://pim-kvc.soneparsea.com:3443/PictureServer/default.aspx/charoongthai-ctw-thw1x2-5gn.pdf?82758877AE9A9895C2B4C3B3B9AB9895B972B7B9C964A49CC776CC777F6C97A27EB5B8AB | 60227 IEC 01 THW1X2.5 SQ.MM.GREEN | Building wiring for installation on insulator or in raceway, dry and wet location. | Material core insulation | Polyvinyl chloride (PVC)
| 22 | Cables and Wires | Low Voltage Cables | Single Core | 60227 IEC 01 THW PVC SINGLE CORE 450/750V 2.5MM² GREEN | 2098397 | CTW-THW1X2.5GN | CHAROONG THAI | 12.1 | https://pim-kvc.soneparsea.com:3443/PictureServer/default.aspx/charoongthai-c04011502.jpg?82758877AE9A9895C2B4C3B3B9AB9895B972B7758667616585758673BCA797 | https://pim-kvc.soneparsea.com:3443/PictureServer/default.aspx/charoongthai-ctw-thw1x2-5gn.pdf?82758877AE9A9895C2B4C3B3B9AB9895B972B7B9C964A49CC776CC777F6C97A27EB5B8AB | 60227 IEC 01 THW1X2.5 SQ.MM.GREEN | Building wiring for installation on insulator or in raceway, dry and wet location. | Core colour | Green
| 22 | Cables and Wires | Low Voltage Cables | Single Core | 60227 IEC 01 THW PVC SINGLE CORE 450/750V 2.5MM² GREEN | 2098397 | CTW-THW1X2.5GN | CHAROONG THAI | 12.1 | https://pim-kvc.soneparsea.com:3443/PictureServer/default.aspx/charoongthai-c04011502.jpg?82758877AE9A9895C2B4C3B3B9AB9895B972B7758667616585758673BCA797 | https://pim-kvc.soneparsea.com:3443/PictureServer/default.aspx/charoongthai-ctw-thw1x2-5gn.pdf?82758877AE9A9895C2B4C3B3B9AB9895B972B7B9C964A49CC776CC777F6C97A27EB5B8AB | 60227 IEC 01 THW1X2.5 SQ.MM.GREEN | Building wiring for installation on insulator or in raceway, dry and wet location. | Nominal voltage U | 750V
| 23 | Cables and Wires | Low Voltage Cables | Single Core | 60227 IEC 01 THW PVC SINGLE CORE 450/750V 2.5MM² RED | 2098400 | CTW-THW1X2.5RD | CHAROONG THAI | 12.1 | https://pim-kvc.soneparsea.com:3443/PictureServer/default.aspx/charoongthai-c04011502.jpg?82758877AE9A9895C2B4C3B3B9AB9895B972B7758667616585758673BCA797 | https://pim-kvc.soneparsea.com:3443/PictureServer/default.aspx/charoongthai-ctw-thw1x2-5rd.pdf?82758877AE9A9895C2B4C3B3B9AB9895B972B7B9C964A49CC776CC777F6CA2987EB5B8AB | 60227 IEC 01 THW1X2.5 SQ.MM.RED | Building wiring for installation on insulator or in raceway, dry and wet location. | Nominal cross section conductor | 2.5mm²
| 23 | Cables and Wires | Low Voltage Cables | Single Core | 60227 IEC 01 THW PVC SINGLE CORE 450/750V 2.5MM² RED | 2098400 | CTW-THW1X2.5RD | CHAROONG THAI | 12.1 | https://pim-kvc.soneparsea.com:3443/PictureServer/default.aspx/charoongthai-c04011502.jpg?82758877AE9A9895C2B4C3B3B9AB9895B972B7758667616585758673BCA797 | https://pim-kvc.soneparsea.com:3443/PictureServer/default.aspx/charoongthai-ctw-thw1x2-5rd.pdf?82758877AE9A9895C2B4C3B3B9AB9895B972B7B9C964A49CC776CC777F6CA2987EB5B8AB | 60227 IEC 01 THW1X2.5 SQ.MM.RED | Building wiring for installation on insulator or in raceway, dry and wet location. | Conductor category | Class 2 = stranded
| 23 | Cables and Wires | Low Voltage Cables | Single Core | 60227 IEC 01 THW PVC SINGLE CORE 450/750V 2.5MM² RED | 2098400 | CTW-THW1X2.5RD | CHAROONG THAI | 12.1 | https://pim-kvc.soneparsea.com:3443/PictureServer/default.aspx/charoongthai-c04011502.jpg?82758877AE9A9895C2B4C3B3B9AB9895B972B7758667616585758673BCA797 | https://pim-kvc.soneparsea.com:3443/PictureServer/default.aspx/charoongthai-ctw-thw1x2-5rd.pdf?82758877AE9A9895C2B4C3B3B9AB9895B972B7B9C964A49CC776CC777F6CA2987EB5B8AB | 60227 IEC 01 THW1X2.5 SQ.MM.RED | Building wiring for installation on insulator or in raceway, dry and wet location. | Material core insulation | Polyvinyl chloride (PVC)
| 23 | Cables and Wires | Low Voltage Cables | Single Core | 60227 IEC 01 THW PVC SINGLE CORE 450/750V 2.5MM² RED | 2098400 | CTW-THW1X2.5RD | CHAROONG THAI | 12.1 | https://pim-kvc.soneparsea.com:3443/PictureServer/default.aspx/charoongthai-c04011502.jpg?82758877AE9A9895C2B4C3B3B9AB9895B972B7758667616585758673BCA797 | https://pim-kvc.soneparsea.com:3443/PictureServer/default.aspx/charoongthai-ctw-thw1x2-5rd.pdf?82758877AE9A9895C2B4C3B3B9AB9895B972B7B9C964A49CC776CC777F6CA2987EB5B8AB | 60227 IEC 01 THW1X2.5 SQ.MM.RED | Building wiring for installation on insulator or in raceway, dry and wet location. | Core colour | Red
| 23 | Cables and Wires | Low Voltage Cables | Single Core | 60227 IEC 01 THW PVC SINGLE CORE 450/750V 2.5MM² RED | 2098400 | CTW-THW1X2.5RD | CHAROONG THAI | 12.1 | https://pim-kvc.soneparsea.com:3443/PictureServer/default.aspx/charoongthai-c04011502.jpg?82758877AE9A9895C2B4C3B3B9AB9895B972B7758667616585758673BCA797 | https://pim-kvc.soneparsea.com:3443/PictureServer/default.aspx/charoongthai-ctw-thw1x2-5rd.pdf?82758877AE9A9895C2B4C3B3B9AB9895B972B7B9C964A49CC776CC777F6CA2987EB5B8AB | 60227 IEC 01 THW1X2.5 SQ.MM.RED | Building wiring for installation on insulator or in raceway, dry and wet location. | Nominal voltage U | 750V
| 24 | Cables and Wires | Low Voltage Cables | Single Core | 60227 IEC 01 THW PVC SINGLE CORE 450/750V 2.5MM² WHITE | 2098401 | CTW-THW1X2.5WH | CHAROONG THAI | 12.1 | https://pim-kvc.soneparsea.com:3443/PictureServer/default.aspx/charoongthai-c04011502.jpg?82758877AE9A9895C2B4C3B3B9AB9895B972B7758667616585758673BCA797 | https://pim-kvc.soneparsea.com:3443/PictureServer/default.aspx/charoongthai-ctw-thw1x2-5wh.pdf?82758877AE9A9895C2B4C3B3B9AB9895B972B7B9C964A49CC776CC777F6CA79C7EB5B8AB | 60227 IEC 01 THW1X2.5 SQ.MM.WHITE | Building wiring for installation on insulator or in raceway, dry and wet location. | Nominal cross section conductor | 2.5mm²
| 24 | Cables and Wires | Low Voltage Cables | Single Core | 60227 IEC 01 THW PVC SINGLE CORE 450/750V 2.5MM² WHITE | 2098401 | CTW-THW1X2.5WH | CHAROONG THAI | 12.1 | https://pim-kvc.soneparsea.com:3443/PictureServer/default.aspx/charoongthai-c04011502.jpg?82758877AE9A9895C2B4C3B3B9AB9895B972B7758667616585758673BCA797 | https://pim-kvc.soneparsea.com:3443/PictureServer/default.aspx/charoongthai-ctw-thw1x2-5wh.pdf?82758877AE9A9895C2B4C3B3B9AB9895B972B7B9C964A49CC776CC777F6CA79C7EB5B8AB | 60227 IEC 01 THW1X2.5 SQ.MM.WHITE | Building wiring for installation on insulator or in raceway, dry and wet location. | Conductor category | Class 2 = stranded
| 24 | Cables and Wires | Low Voltage Cables | Single Core | 60227 IEC 01 THW PVC SINGLE CORE 450/750V 2.5MM² WHITE | 2098401 | CTW-THW1X2.5WH | CHAROONG THAI | 12.1 | https://pim-kvc.soneparsea.com:3443/PictureServer/default.aspx/charoongthai-c04011502.jpg?82758877AE9A9895C2B4C3B3B9AB9895B972B7758667616585758673BCA797 | https://pim-kvc.soneparsea.com:3443/PictureServer/default.aspx/charoongthai-ctw-thw1x2-5wh.pdf?82758877AE9A9895C2B4C3B3B9AB9895B972B7B9C964A49CC776CC777F6CA79C7EB5B8AB | 60227 IEC 01 THW1X2.5 SQ.MM.WHITE | Building wiring for installation on insulator or in raceway, dry and wet location. | Material core insulation | Polyvinyl chloride (PVC)
| 24 | Cables and Wires | Low Voltage Cables | Single Core | 60227 IEC 01 THW PVC SINGLE CORE 450/750V 2.5MM² WHITE | 2098401 | CTW-THW1X2.5WH | CHAROONG THAI | 12.1 | https://pim-kvc.soneparsea.com:3443/PictureServer/default.aspx/charoongthai-c04011502.jpg?82758877AE9A9895C2B4C3B3B9AB9895B972B7758667616585758673BCA797 | https://pim-kvc.soneparsea.com:3443/PictureServer/default.aspx/charoongthai-ctw-thw1x2-5wh.pdf?82758877AE9A9895C2B4C3B3B9AB9895B972B7B9C964A49CC776CC777F6CA79C7EB5B8AB | 60227 IEC 01 THW1X2.5 SQ.MM.WHITE | Building wiring for installation on insulator or in raceway, dry and wet location. | Core colour | White
| 24 | Cables and Wires | Low Voltage Cables | Single Core | 60227 IEC 01 THW PVC SINGLE CORE 450/750V 2.5MM² WHITE | 2098401 | CTW-THW1X2.5WH | CHAROONG THAI | 12.1 | https://pim-kvc.soneparsea.com:3443/PictureServer/default.aspx/charoongthai-c04011502.jpg?82758877AE9A9895C2B4C3B3B9AB9895B972B7758667616585758673BCA797 | https://pim-kvc.soneparsea.com:3443/PictureServer/default.aspx/charoongthai-ctw-thw1x2-5wh.pdf?82758877AE9A9895C2B4C3B3B9AB9895B972B7B9C964A49CC776CC777F6CA79C7EB5B8AB | 60227 IEC 01 THW1X2.5 SQ.MM.WHITE | Building wiring for installation on insulator or in raceway, dry and wet location. | Nominal voltage U | 750V
| 25 | Cables and Wires | Low Voltage Cables | Single Core | 60227 IEC 01 THW PVC SINGLE CORE 450/750V 4MM² BROWN | 2098411 | CTW-THW1X4BW | CHAROONG THAI | 18.7 | https://pim-kvc.soneparsea.com:3443/PictureServer/default.aspx/charoongthai-ctw-thw1x4bw_large.jpg?82758877AE9A9895C2B4C3B3B9AB9895B972B7B9C964A49CC776CC79B4AE8FA0B1B7BBAA80A1A09B | https://pim-kvc.soneparsea.com:3443/PictureServer/default.aspx/charoongthai-ctw-thw1x4bw.pdf?82758877AE9A9895C2B4C3B3B9AB9895B972B7B9C964A49CC776CC79B4AE5EA4B4AB | 60227 IEC 01 THW1X4 SQ.MM.BROWN | Building wiring for installation on insulator or in raceway, dry and wet location. | Nominal cross section conductor | 4mm²
| 25 | Cables and Wires | Low Voltage Cables | Single Core | 60227 IEC 01 THW PVC SINGLE CORE 450/750V 4MM² BROWN | 2098411 | CTW-THW1X4BW | CHAROONG THAI | 18.7 | https://pim-kvc.soneparsea.com:3443/PictureServer/default.aspx/charoongthai-ctw-thw1x4bw_large.jpg?82758877AE9A9895C2B4C3B3B9AB9895B972B7B9C964A49CC776CC79B4AE8FA0B1B7BBAA80A1A09B | https://pim-kvc.soneparsea.com:3443/PictureServer/default.aspx/charoongthai-ctw-thw1x4bw.pdf?82758877AE9A9895C2B4C3B3B9AB9895B972B7B9C964A49CC776CC79B4AE5EA4B4AB | 60227 IEC 01 THW1X4 SQ.MM.BROWN | Building wiring for installation on insulator or in raceway, dry and wet location. | Conductor category | Class 2 = stranded
| 25 | Cables and Wires | Low Voltage Cables | Single Core | 60227 IEC 01 THW PVC SINGLE CORE 450/750V 4MM² BROWN | 2098411 | CTW-THW1X4BW | CHAROONG THAI | 18.7 | https://pim-kvc.soneparsea.com:3443/PictureServer/default.aspx/charoongthai-ctw-thw1x4bw_large.jpg?82758877AE9A9895C2B4C3B3B9AB9895B972B7B9C964A49CC776CC79B4AE8FA0B1B7BBAA80A1A09B | https://pim-kvc.soneparsea.com:3443/PictureServer/default.aspx/charoongthai-ctw-thw1x4bw.pdf?82758877AE9A9895C2B4C3B3B9AB9895B972B7B9C964A49CC776CC79B4AE5EA4B4AB | 60227 IEC 01 THW1X4 SQ.MM.BROWN | Building wiring for installation on insulator or in raceway, dry and wet location. | Material core insulation | Polyvinyl chloride (PVC)
| 25 | Cables and Wires | Low Voltage Cables | Single Core | 60227 IEC 01 THW PVC SINGLE CORE 450/750V 4MM² BROWN | 2098411 | CTW-THW1X4BW | CHAROONG THAI | 18.7 | https://pim-kvc.soneparsea.com:3443/PictureServer/default.aspx/charoongthai-ctw-thw1x4bw_large.jpg?82758877AE9A9895C2B4C3B3B9AB9895B972B7B9C964A49CC776CC79B4AE8FA0B1B7BBAA80A1A09B | https://pim-kvc.soneparsea.com:3443/PictureServer/default.aspx/charoongthai-ctw-thw1x4bw.pdf?82758877AE9A9895C2B4C3B3B9AB9895B972B7B9C964A49CC776CC79B4AE5EA4B4AB | 60227 IEC 01 THW1X4 SQ.MM.BROWN | Building wiring for installation on insulator or in raceway, dry and wet location. | Core colour | Brown
| 25 | Cables and Wires | Low Voltage Cables | Single Core | 60227 IEC 01 THW PVC SINGLE CORE 450/750V 4MM² BROWN | 2098411 | CTW-THW1X4BW | CHAROONG THAI | 18.7 | https://pim-kvc.soneparsea.com:3443/PictureServer/default.aspx/charoongthai-ctw-thw1x4bw_large.jpg?82758877AE9A9895C2B4C3B3B9AB9895B972B7B9C964A49CC776CC79B4AE8FA0B1B7BBAA80A1A09B | https://pim-kvc.soneparsea.com:3443/PictureServer/default.aspx/charoongthai-ctw-thw1x4bw.pdf?82758877AE9A9895C2B4C3B3B9AB9895B972B7B9C964A49CC776CC79B4AE5EA4B4AB | 60227 IEC 01 THW1X4 SQ.MM.BROWN | Building wiring for installation on insulator or in raceway, dry and wet location. | Nominal voltage U | 750V
| 26 | Cables and Wires | Low Voltage Cables | Single Core | 60227 IEC 01 THW PVC SINGLE CORE 450/750V 4MM² GREEN | 2098412 | CTW-THW1X4GN | CHAROONG THAI | 18.7 | https://pim-kvc.soneparsea.com:3443/PictureServer/default.aspx/charoongthai-c04011004.jpg?82758877AE9A9895C2B4C3B3B9AB9895B972B7758667616580758873BCA797 | https://pim-kvc.soneparsea.com:3443/PictureServer/default.aspx/charoongthai-ctw-thw1x4gn.pdf?82758877AE9A9895C2B4C3B3B9AB9895B972B7B9C964A49CC776CC79B9A55EA4B4AB | 60227 IEC 01 THW1X4 SQ.MM.GREEN | Building wiring for installation on insulator or in raceway, dry and wet location. | Nominal cross section conductor | 4mm²
| 26 | Cables and Wires | Low Voltage Cables | Single Core | 60227 IEC 01 THW PVC SINGLE CORE 450/750V 4MM² GREEN | 2098412 | CTW-THW1X4GN | CHAROONG THAI | 18.7 | https://pim-kvc.soneparsea.com:3443/PictureServer/default.aspx/charoongthai-c04011004.jpg?82758877AE9A9895C2B4C3B3B9AB9895B972B7758667616580758873BCA797 | https://pim-kvc.soneparsea.com:3443/PictureServer/default.aspx/charoongthai-ctw-thw1x4gn.pdf?82758877AE9A9895C2B4C3B3B9AB9895B972B7B9C964A49CC776CC79B9A55EA4B4AB | 60227 IEC 01 THW1X4 SQ.MM.GREEN | Building wiring for installation on insulator or in raceway, dry and wet location. | Conductor category | Class 2 = stranded
| 26 | Cables and Wires | Low Voltage Cables | Single Core | 60227 IEC 01 THW PVC SINGLE CORE 450/750V 4MM² GREEN | 2098412 | CTW-THW1X4GN | CHAROONG THAI | 18.7 | https://pim-kvc.soneparsea.com:3443/PictureServer/default.aspx/charoongthai-c04011004.jpg?82758877AE9A9895C2B4C3B3B9AB9895B972B7758667616580758873BCA797 | https://pim-kvc.soneparsea.com:3443/PictureServer/default.aspx/charoongthai-ctw-thw1x4gn.pdf?82758877AE9A9895C2B4C3B3B9AB9895B972B7B9C964A49CC776CC79B9A55EA4B4AB | 60227 IEC 01 THW1X4 SQ.MM.GREEN | Building wiring for installation on insulator or in raceway, dry and wet location. | Material core insulation | Polyvinyl chloride (PVC)
| 26 | Cables and Wires | Low Voltage Cables | Single Core | 60227 IEC 01 THW PVC SINGLE CORE 450/750V 4MM² GREEN | 2098412 | CTW-THW1X4GN | CHAROONG THAI | 18.7 | https://pim-kvc.soneparsea.com:3443/PictureServer/default.aspx/charoongthai-c04011004.jpg?82758877AE9A9895C2B4C3B3B9AB9895B972B7758667616580758873BCA797 | https://pim-kvc.soneparsea.com:3443/PictureServer/default.aspx/charoongthai-ctw-thw1x4gn.pdf?82758877AE9A9895C2B4C3B3B9AB9895B972B7B9C964A49CC776CC79B9A55EA4B4AB | 60227 IEC 01 THW1X4 SQ.MM.GREEN | Building wiring for installation on insulator or in raceway, dry and wet location. | Core colour | Green
| 26 | Cables and Wires | Low Voltage Cables | Single Core | 60227 IEC 01 THW PVC SINGLE CORE 450/750V 4MM² GREEN | 2098412 | CTW-THW1X4GN | CHAROONG THAI | 18.7 | https://pim-kvc.soneparsea.com:3443/PictureServer/default.aspx/charoongthai-c04011004.jpg?82758877AE9A9895C2B4C3B3B9AB9895B972B7758667616580758873BCA797 | https://pim-kvc.soneparsea.com:3443/PictureServer/default.aspx/charoongthai-ctw-thw1x4gn.pdf?82758877AE9A9895C2B4C3B3B9AB9895B972B7B9C964A49CC776CC79B9A55EA4B4AB | 60227 IEC 01 THW1X4 SQ.MM.GREEN | Building wiring for installation on insulator or in raceway, dry and wet location. | Nominal voltage U | 750V
| 27 | Cables and Wires | Low Voltage Cables | Single Core | 60227 IEC 01 THW PVC SINGLE CORE 450/750V 4MM² YELLOW | 2098417 | CTW-THW1X4YL | CHAROONG THAI | 18.7 | https://pim-kvc.soneparsea.com:3443/PictureServer/default.aspx/charoongthai-c04011004.jpg?82758877AE9A9895C2B4C3B3B9AB9895B972B7758667616580758873BCA797 | https://pim-kvc.soneparsea.com:3443/PictureServer/default.aspx/charoongthai-ctw-thw1x4yl.pdf?82758877AE9A9895C2B4C3B3B9AB9895B972B7B9C964A49CC776CC79CBA35EA4B4AB | 60227 IEC 01 THW1X4 SQ.MM.YELLOW | Building wiring for installation on insulator or in raceway, dry and wet location. | Nominal cross section conductor | 4mm²
| 27 | Cables and Wires | Low Voltage Cables | Single Core | 60227 IEC 01 THW PVC SINGLE CORE 450/750V 4MM² YELLOW | 2098417 | CTW-THW1X4YL | CHAROONG THAI | 18.7 | https://pim-kvc.soneparsea.com:3443/PictureServer/default.aspx/charoongthai-c04011004.jpg?82758877AE9A9895C2B4C3B3B9AB9895B972B7758667616580758873BCA797 | https://pim-kvc.soneparsea.com:3443/PictureServer/default.aspx/charoongthai-ctw-thw1x4yl.pdf?82758877AE9A9895C2B4C3B3B9AB9895B972B7B9C964A49CC776CC79CBA35EA4B4AB | 60227 IEC 01 THW1X4 SQ.MM.YELLOW | Building wiring for installation on insulator or in raceway, dry and wet location. | Conductor category | Class 2 = stranded
| 27 | Cables and Wires | Low Voltage Cables | Single Core | 60227 IEC 01 THW PVC SINGLE CORE 450/750V 4MM² YELLOW | 2098417 | CTW-THW1X4YL | CHAROONG THAI | 18.7 | https://pim-kvc.soneparsea.com:3443/PictureServer/default.aspx/charoongthai-c04011004.jpg?82758877AE9A9895C2B4C3B3B9AB9895B972B7758667616580758873BCA797 | https://pim-kvc.soneparsea.com:3443/PictureServer/default.aspx/charoongthai-ctw-thw1x4yl.pdf?82758877AE9A9895C2B4C3B3B9AB9895B972B7B9C964A49CC776CC79CBA35EA4B4AB | 60227 IEC 01 THW1X4 SQ.MM.YELLOW | Building wiring for installation on insulator or in raceway, dry and wet location. | Material core insulation | Polyvinyl chloride (PVC)
| 27 | Cables and Wires | Low Voltage Cables | Single Core | 60227 IEC 01 THW PVC SINGLE CORE 450/750V 4MM² YELLOW | 2098417 | CTW-THW1X4YL | CHAROONG THAI | 18.7 | https://pim-kvc.soneparsea.com:3443/PictureServer/default.aspx/charoongthai-c04011004.jpg?82758877AE9A9895C2B4C3B3B9AB9895B972B7758667616580758873BCA797 | https://pim-kvc.soneparsea.com:3443/PictureServer/default.aspx/charoongthai-ctw-thw1x4yl.pdf?82758877AE9A9895C2B4C3B3B9AB9895B972B7B9C964A49CC776CC79CBA35EA4B4AB | 60227 IEC 01 THW1X4 SQ.MM.YELLOW | Building wiring for installation on insulator or in raceway, dry and wet location. | Core colour | Yellow
| 27 | Cables and Wires | Low Voltage Cables | Single Core | 60227 IEC 01 THW PVC SINGLE CORE 450/750V 4MM² YELLOW | 2098417 | CTW-THW1X4YL | CHAROONG THAI | 18.7 | https://pim-kvc.soneparsea.com:3443/PictureServer/default.aspx/charoongthai-c04011004.jpg?82758877AE9A9895C2B4C3B3B9AB9895B972B7758667616580758873BCA797 | https://pim-kvc.soneparsea.com:3443/PictureServer/default.aspx/charoongthai-ctw-thw1x4yl.pdf?82758877AE9A9895C2B4C3B3B9AB9895B972B7B9C964A49CC776CC79CBA35EA4B4AB | 60227 IEC 01 THW1X4 SQ.MM.YELLOW | Building wiring for installation on insulator or in raceway, dry and wet location. | Nominal voltage U | 750V
| 28 | Cables and Wires | Low Voltage Cables | Single Core | MAX-FOH-(I) SINGLE CORE CABLE 10MM² ORANGE | 2098703 | MCI-MAX-FOH-I 1X10OG | PRYSMIAN | 106 | https://pim-kvc.soneparsea.com:3443/PictureServer/default.aspx/DRAKA-MAX-FOH-I_Image1.jpg?A097AD989F807182AC89A6869D785D81919D818BA17F5D7DAF8EC1A6B99C6162BAB5BB | https://pim-kvc.soneparsea.com:3443/PictureServer/default.aspx/draka-MAX-FOH-I_Datasheet1.pdf?A097AD989F807182ACA9C6A6BD985D81919D818BA17F5D7DAF89B5B9B3AA9899B5B98573C29B96 | MAX-FOH-(I) SINGLE CORE CABLE 10MM² ORANGE | Fire performance cables are specifically designed to facilitate the quick and orderly evacuation of the building occupants in the events of an emergency. Purpose designed to maintain circuit integrity to a host of critical safety systems, including fire alarms, emergency lights, CCTV systems and emergency power supplied. | Nominal cross section conductor | 10mm²
| 28 | Cables and Wires | Low Voltage Cables | Single Core | MAX-FOH-(I) SINGLE CORE CABLE 10MM² ORANGE | 2098703 | MCI-MAX-FOH-I 1X10OG | PRYSMIAN | 106 | https://pim-kvc.soneparsea.com:3443/PictureServer/default.aspx/DRAKA-MAX-FOH-I_Image1.jpg?A097AD989F807182AC89A6869D785D81919D818BA17F5D7DAF8EC1A6B99C6162BAB5BB | https://pim-kvc.soneparsea.com:3443/PictureServer/default.aspx/draka-MAX-FOH-I_Datasheet1.pdf?A097AD989F807182ACA9C6A6BD985D81919D818BA17F5D7DAF89B5B9B3AA9899B5B98573C29B96 | MAX-FOH-(I) SINGLE CORE CABLE 10MM² ORANGE | Fire performance cables are specifically designed to facilitate the quick and orderly evacuation of the building occupants in the events of an emergency. Purpose designed to maintain circuit integrity to a host of critical safety systems, including fire alarms, emergency lights, CCTV systems and emergency power supplied. | Material core insulation | Other
| 28 | Cables and Wires | Low Voltage Cables | Single Core | MAX-FOH-(I) SINGLE CORE CABLE 10MM² ORANGE | 2098703 | MCI-MAX-FOH-I 1X10OG | PRYSMIAN | 106 | https://pim-kvc.soneparsea.com:3443/PictureServer/default.aspx/DRAKA-MAX-FOH-I_Image1.jpg?A097AD989F807182AC89A6869D785D81919D818BA17F5D7DAF8EC1A6B99C6162BAB5BB | https://pim-kvc.soneparsea.com:3443/PictureServer/default.aspx/draka-MAX-FOH-I_Datasheet1.pdf?A097AD989F807182ACA9C6A6BD985D81919D818BA17F5D7DAF89B5B9B3AA9899B5B98573C29B96 | MAX-FOH-(I) SINGLE CORE CABLE 10MM² ORANGE | Fire performance cables are specifically designed to facilitate the quick and orderly evacuation of the building occupants in the events of an emergency. Purpose designed to maintain circuit integrity to a host of critical safety systems, including fire alarms, emergency lights, CCTV systems and emergency power supplied. | Core colour | Orange
| 28 | Cables and Wires | Low Voltage Cables | Single Core | MAX-FOH-(I) SINGLE CORE CABLE 10MM² ORANGE | 2098703 | MCI-MAX-FOH-I 1X10OG | PRYSMIAN | 106 | https://pim-kvc.soneparsea.com:3443/PictureServer/default.aspx/DRAKA-MAX-FOH-I_Image1.jpg?A097AD989F807182AC89A6869D785D81919D818BA17F5D7DAF8EC1A6B99C6162BAB5BB | https://pim-kvc.soneparsea.com:3443/PictureServer/default.aspx/draka-MAX-FOH-I_Datasheet1.pdf?A097AD989F807182ACA9C6A6BD985D81919D818BA17F5D7DAF89B5B9B3AA9899B5B98573C29B96 | MAX-FOH-(I) SINGLE CORE CABLE 10MM² ORANGE | Fire performance cables are specifically designed to facilitate the quick and orderly evacuation of the building occupants in the events of an emergency. Purpose designed to maintain circuit integrity to a host of critical safety systems, including fire alarms, emergency lights, CCTV systems and emergency power supplied. | Halogen free (according to EN 60754-1/2) | yes
| 28 | Cables and Wires | Low Voltage Cables | Single Core | MAX-FOH-(I) SINGLE CORE CABLE 10MM² ORANGE | 2098703 | MCI-MAX-FOH-I 1X10OG | PRYSMIAN | 106 | https://pim-kvc.soneparsea.com:3443/PictureServer/default.aspx/DRAKA-MAX-FOH-I_Image1.jpg?A097AD989F807182AC89A6869D785D81919D818BA17F5D7DAF8EC1A6B99C6162BAB5BB | https://pim-kvc.soneparsea.com:3443/PictureServer/default.aspx/draka-MAX-FOH-I_Datasheet1.pdf?A097AD989F807182ACA9C6A6BD985D81919D818BA17F5D7DAF89B5B9B3AA9899B5B98573C29B96 | MAX-FOH-(I) SINGLE CORE CABLE 10MM² ORANGE | Fire performance cables are specifically designed to facilitate the quick and orderly evacuation of the building occupants in the events of an emergency. Purpose designed to maintain circuit integrity to a host of critical safety systems, including fire alarms, emergency lights, CCTV systems and emergency power supplied. | Low smoke (according to EN 61034-2) | yes
| 28 | Cables and Wires | Low Voltage Cables | Single Core | MAX-FOH-(I) SINGLE CORE CABLE 10MM² ORANGE | 2098703 | MCI-MAX-FOH-I 1X10OG | PRYSMIAN | 106 | https://pim-kvc.soneparsea.com:3443/PictureServer/default.aspx/DRAKA-MAX-FOH-I_Image1.jpg?A097AD989F807182AC89A6869D785D81919D818BA17F5D7DAF8EC1A6B99C6162BAB5BB | https://pim-kvc.soneparsea.com:3443/PictureServer/default.aspx/draka-MAX-FOH-I_Datasheet1.pdf?A097AD989F807182ACA9C6A6BD985D81919D818BA17F5D7DAF89B5B9B3AA9899B5B98573C29B96 | MAX-FOH-(I) SINGLE CORE CABLE 10MM² ORANGE | Fire performance cables are specifically designed to facilitate the quick and orderly evacuation of the building occupants in the events of an emergency. Purpose designed to maintain circuit integrity to a host of critical safety systems, including fire alarms, emergency lights, CCTV systems and emergency power supplied. | Nominal voltage U0 | 450V
| 28 | Cables and Wires | Low Voltage Cables | Single Core | MAX-FOH-(I) SINGLE CORE CABLE 10MM² ORANGE | 2098703 | MCI-MAX-FOH-I 1X10OG | PRYSMIAN | 106 | https://pim-kvc.soneparsea.com:3443/PictureServer/default.aspx/DRAKA-MAX-FOH-I_Image1.jpg?A097AD989F807182AC89A6869D785D81919D818BA17F5D7DAF8EC1A6B99C6162BAB5BB | https://pim-kvc.soneparsea.com:3443/PictureServer/default.aspx/draka-MAX-FOH-I_Datasheet1.pdf?A097AD989F807182ACA9C6A6BD985D81919D818BA17F5D7DAF89B5B9B3AA9899B5B98573C29B96 | MAX-FOH-(I) SINGLE CORE CABLE 10MM² ORANGE | Fire performance cables are specifically designed to facilitate the quick and orderly evacuation of the building occupants in the events of an emergency. Purpose designed to maintain circuit integrity to a host of critical safety systems, including fire alarms, emergency lights, CCTV systems and emergency power supplied. | Nominal voltage U | 750V
| 29 | Cables and Wires | Low Voltage Cables | Single Core | MAX-FOH-(I) SINGLE CORE CABLE 16MM² ORANGE | 2098704 | MCI-MAX-FOH-I 1X16OG | PRYSMIAN | 140 | https://pim-kvc.soneparsea.com:3443/PictureServer/default.aspx/DRAKA-MAX-FOH-I_Image1.jpg?A097AD989F807182AC89A6869D785D81919D818BA17F5D7DAF8EC1A6B99C6162BAB5BB | https://pim-kvc.soneparsea.com:3443/PictureServer/default.aspx/draka-MAX-FOH-I_Datasheet1.pdf?A097AD989F807182ACA9C6A6BD985D81919D818BA17F5D7DAF89B5B9B3AA9899B5B98573C29B96 | MAX-FOH-(I) SINGLE CORE CABLE 16MM² ORANGE | Fire performance cables are specifically designed to facilitate the quick and orderly evacuation of the building occupants in the events of an emergency. Purpose designed to maintain circuit integrity to a host of critical safety systems, including fire alarms, emergency lights, CCTV systems and emergency power supplied. | Nominal cross section conductor | 16mm²
| 29 | Cables and Wires | Low Voltage Cables | Single Core | MAX-FOH-(I) SINGLE CORE CABLE 16MM² ORANGE | 2098704 | MCI-MAX-FOH-I 1X16OG | PRYSMIAN | 140 | https://pim-kvc.soneparsea.com:3443/PictureServer/default.aspx/DRAKA-MAX-FOH-I_Image1.jpg?A097AD989F807182AC89A6869D785D81919D818BA17F5D7DAF8EC1A6B99C6162BAB5BB | https://pim-kvc.soneparsea.com:3443/PictureServer/default.aspx/draka-MAX-FOH-I_Datasheet1.pdf?A097AD989F807182ACA9C6A6BD985D81919D818BA17F5D7DAF89B5B9B3AA9899B5B98573C29B96 | MAX-FOH-(I) SINGLE CORE CABLE 16MM² ORANGE | Fire performance cables are specifically designed to facilitate the quick and orderly evacuation of the building occupants in the events of an emergency. Purpose designed to maintain circuit integrity to a host of critical safety systems, including fire alarms, emergency lights, CCTV systems and emergency power supplied. | Material core insulation | Other
| 29 | Cables and Wires | Low Voltage Cables | Single Core | MAX-FOH-(I) SINGLE CORE CABLE 16MM² ORANGE | 2098704 | MCI-MAX-FOH-I 1X16OG | PRYSMIAN | 140 | https://pim-kvc.soneparsea.com:3443/PictureServer/default.aspx/DRAKA-MAX-FOH-I_Image1.jpg?A097AD989F807182AC89A6869D785D81919D818BA17F5D7DAF8EC1A6B99C6162BAB5BB | https://pim-kvc.soneparsea.com:3443/PictureServer/default.aspx/draka-MAX-FOH-I_Datasheet1.pdf?A097AD989F807182ACA9C6A6BD985D81919D818BA17F5D7DAF89B5B9B3AA9899B5B98573C29B96 | MAX-FOH-(I) SINGLE CORE CABLE 16MM² ORANGE | Fire performance cables are specifically designed to facilitate the quick and orderly evacuation of the building occupants in the events of an emergency. Purpose designed to maintain circuit integrity to a host of critical safety systems, including fire alarms, emergency lights, CCTV systems and emergency power supplied. | Core colour | Orange
| 29 | Cables and Wires | Low Voltage Cables | Single Core | MAX-FOH-(I) SINGLE CORE CABLE 16MM² ORANGE | 2098704 | MCI-MAX-FOH-I 1X16OG | PRYSMIAN | 140 | https://pim-kvc.soneparsea.com:3443/PictureServer/default.aspx/DRAKA-MAX-FOH-I_Image1.jpg?A097AD989F807182AC89A6869D785D81919D818BA17F5D7DAF8EC1A6B99C6162BAB5BB | https://pim-kvc.soneparsea.com:3443/PictureServer/default.aspx/draka-MAX-FOH-I_Datasheet1.pdf?A097AD989F807182ACA9C6A6BD985D81919D818BA17F5D7DAF89B5B9B3AA9899B5B98573C29B96 | MAX-FOH-(I) SINGLE CORE CABLE 16MM² ORANGE | Fire performance cables are specifically designed to facilitate the quick and orderly evacuation of the building occupants in the events of an emergency. Purpose designed to maintain circuit integrity to a host of critical safety systems, including fire alarms, emergency lights, CCTV systems and emergency power supplied. | Halogen free (according to EN 60754-1/2) | yes
| 29 | Cables and Wires | Low Voltage Cables | Single Core | MAX-FOH-(I) SINGLE CORE CABLE 16MM² ORANGE | 2098704 | MCI-MAX-FOH-I 1X16OG | PRYSMIAN | 140 | https://pim-kvc.soneparsea.com:3443/PictureServer/default.aspx/DRAKA-MAX-FOH-I_Image1.jpg?A097AD989F807182AC89A6869D785D81919D818BA17F5D7DAF8EC1A6B99C6162BAB5BB | https://pim-kvc.soneparsea.com:3443/PictureServer/default.aspx/draka-MAX-FOH-I_Datasheet1.pdf?A097AD989F807182ACA9C6A6BD985D81919D818BA17F5D7DAF89B5B9B3AA9899B5B98573C29B96 | MAX-FOH-(I) SINGLE CORE CABLE 16MM² ORANGE | Fire performance cables are specifically designed to facilitate the quick and orderly evacuation of the building occupants in the events of an emergency. Purpose designed to maintain circuit integrity to a host of critical safety systems, including fire alarms, emergency lights, CCTV systems and emergency power supplied. | Low smoke (according to EN 61034-2) | yes
| 29 | Cables and Wires | Low Voltage Cables | Single Core | MAX-FOH-(I) SINGLE CORE CABLE 16MM² ORANGE | 2098704 | MCI-MAX-FOH-I 1X16OG | PRYSMIAN | 140 | https://pim-kvc.soneparsea.com:3443/PictureServer/default.aspx/DRAKA-MAX-FOH-I_Image1.jpg?A097AD989F807182AC89A6869D785D81919D818BA17F5D7DAF8EC1A6B99C6162BAB5BB | https://pim-kvc.soneparsea.com:3443/PictureServer/default.aspx/draka-MAX-FOH-I_Datasheet1.pdf?A097AD989F807182ACA9C6A6BD985D81919D818BA17F5D7DAF89B5B9B3AA9899B5B98573C29B96 | MAX-FOH-(I) SINGLE CORE CABLE 16MM² ORANGE | Fire performance cables are specifically designed to facilitate the quick and orderly evacuation of the building occupants in the events of an emergency. Purpose designed to maintain circuit integrity to a host of critical safety systems, including fire alarms, emergency lights, CCTV systems and emergency power supplied. | Nominal voltage U0 | 450V
| 29 | Cables and Wires | Low Voltage Cables | Single Core | MAX-FOH-(I) SINGLE CORE CABLE 16MM² ORANGE | 2098704 | MCI-MAX-FOH-I 1X16OG | PRYSMIAN | 140 | https://pim-kvc.soneparsea.com:3443/PictureServer/default.aspx/DRAKA-MAX-FOH-I_Image1.jpg?A097AD989F807182AC89A6869D785D81919D818BA17F5D7DAF8EC1A6B99C6162BAB5BB | https://pim-kvc.soneparsea.com:3443/PictureServer/default.aspx/draka-MAX-FOH-I_Datasheet1.pdf?A097AD989F807182ACA9C6A6BD985D81919D818BA17F5D7DAF89B5B9B3AA9899B5B98573C29B96 | MAX-FOH-(I) SINGLE CORE CABLE 16MM² ORANGE | Fire performance cables are specifically designed to facilitate the quick and orderly evacuation of the building occupants in the events of an emergency. Purpose designed to maintain circuit integrity to a host of critical safety systems, including fire alarms, emergency lights, CCTV systems and emergency power supplied. | Nominal voltage U | 750V
| 30 | Cables and Wires | Low Voltage Cables | Single Core | IEC 60227-01 THW SINGLE CORE CABLE 1.5MM² WHITE | 2098706 | MCI-THW1X1.5WHCL1 | PRYSMIAN | 8.2 | https://pim-kvc.soneparsea.com:3443/PictureServer/default.aspx/draka-3750022_large.jpg?837C86A1B6A9919FB172877C8767606682A4C0A6C49E9562BAB5BB | https://pim-kvc.soneparsea.com:3443/PictureServer/default.aspx/draka-3750022.pdf?837C86A1B6A9919FB172877C876760668273C4A9B8 | IEC 60227-01 THW SINGLE CORE CABLE 1.5SQMM WHITE | High quality low voltage wire and cable for building installation | Nominal cross section conductor | 1.5mm²
| 30 | Cables and Wires | Low Voltage Cables | Single Core | IEC 60227-01 THW SINGLE CORE CABLE 1.5MM² WHITE | 2098706 | MCI-THW1X1.5WHCL1 | PRYSMIAN | 8.2 | https://pim-kvc.soneparsea.com:3443/PictureServer/default.aspx/draka-3750022_large.jpg?837C86A1B6A9919FB172877C8767606682A4C0A6C49E9562BAB5BB | https://pim-kvc.soneparsea.com:3443/PictureServer/default.aspx/draka-3750022.pdf?837C86A1B6A9919FB172877C876760668273C4A9B8 | IEC 60227-01 THW SINGLE CORE CABLE 1.5SQMM WHITE | High quality low voltage wire and cable for building installation | Number of cores | 1
| 30 | Cables and Wires | Low Voltage Cables | Single Core | IEC 60227-01 THW SINGLE CORE CABLE 1.5MM² WHITE | 2098706 | MCI-THW1X1.5WHCL1 | PRYSMIAN | 8.2 | https://pim-kvc.soneparsea.com:3443/PictureServer/default.aspx/draka-3750022_large.jpg?837C86A1B6A9919FB172877C8767606682A4C0A6C49E9562BAB5BB | https://pim-kvc.soneparsea.com:3443/PictureServer/default.aspx/draka-3750022.pdf?837C86A1B6A9919FB172877C876760668273C4A9B8 | IEC 60227-01 THW SINGLE CORE CABLE 1.5SQMM WHITE | High quality low voltage wire and cable for building installation | Colour outer sheath | White
| 30 | Cables and Wires | Low Voltage Cables | Single Core | IEC 60227-01 THW SINGLE CORE CABLE 1.5MM² WHITE | 2098706 | MCI-THW1X1.5WHCL1 | PRYSMIAN | 8.2 | https://pim-kvc.soneparsea.com:3443/PictureServer/default.aspx/draka-3750022_large.jpg?837C86A1B6A9919FB172877C8767606682A4C0A6C49E9562BAB5BB | https://pim-kvc.soneparsea.com:3443/PictureServer/default.aspx/draka-3750022.pdf?837C86A1B6A9919FB172877C876760668273C4A9B8 | IEC 60227-01 THW SINGLE CORE CABLE 1.5SQMM WHITE | High quality low voltage wire and cable for building installation | Nominal voltage U0 | 450V
| 30 | Cables and Wires | Low Voltage Cables | Single Core | IEC 60227-01 THW SINGLE CORE CABLE 1.5MM² WHITE | 2098706 | MCI-THW1X1.5WHCL1 | PRYSMIAN | 8.2 | https://pim-kvc.soneparsea.com:3443/PictureServer/default.aspx/draka-3750022_large.jpg?837C86A1B6A9919FB172877C8767606682A4C0A6C49E9562BAB5BB | https://pim-kvc.soneparsea.com:3443/PictureServer/default.aspx/draka-3750022.pdf?837C86A1B6A9919FB172877C876760668273C4A9B8 | IEC 60227-01 THW SINGLE CORE CABLE 1.5SQMM WHITE | High quality low voltage wire and cable for building installation | Nominal voltage U | 750V
| 31 | Cables and Wires | Low Voltage Cables | Single Core | IEC 60227-01 THW SINGLE CORE CABLE 185MM² BLACK | 2098708 | MCI-THW1X185BKCL2 | PRYSMIAN | 879 | https://pim-kvc.soneparsea.com:3443/PictureServer/default.aspx/draka-3750018_large.jpg?837C86A1B6A9919FB172877C8767606588A4C0A6C49E9562BAB5BB | https://pim-kvc.soneparsea.com:3443/PictureServer/default.aspx/draka-3750018.pdf?837C86A1B6A9919FB172877C876760658873C4A9B8 | IEC 60227-01 THW SINGLE CORE CABLE 185SQMM BLACK | High quality low voltage wire and cable for building installation | Nominal cross section conductor | 185mm²
| 31 | Cables and Wires | Low Voltage Cables | Single Core | IEC 60227-01 THW SINGLE CORE CABLE 185MM² BLACK | 2098708 | MCI-THW1X185BKCL2 | PRYSMIAN | 879 | https://pim-kvc.soneparsea.com:3443/PictureServer/default.aspx/draka-3750018_large.jpg?837C86A1B6A9919FB172877C8767606588A4C0A6C49E9562BAB5BB | https://pim-kvc.soneparsea.com:3443/PictureServer/default.aspx/draka-3750018.pdf?837C86A1B6A9919FB172877C876760658873C4A9B8 | IEC 60227-01 THW SINGLE CORE CABLE 185SQMM BLACK | High quality low voltage wire and cable for building installation | Number of cores | 1
| 31 | Cables and Wires | Low Voltage Cables | Single Core | IEC 60227-01 THW SINGLE CORE CABLE 185MM² BLACK | 2098708 | MCI-THW1X185BKCL2 | PRYSMIAN | 879 | https://pim-kvc.soneparsea.com:3443/PictureServer/default.aspx/draka-3750018_large.jpg?837C86A1B6A9919FB172877C8767606588A4C0A6C49E9562BAB5BB | https://pim-kvc.soneparsea.com:3443/PictureServer/default.aspx/draka-3750018.pdf?837C86A1B6A9919FB172877C876760658873C4A9B8 | IEC 60227-01 THW SINGLE CORE CABLE 185SQMM BLACK | High quality low voltage wire and cable for building installation | Colour outer sheath | Black
| 31 | Cables and Wires | Low Voltage Cables | Single Core | IEC 60227-01 THW SINGLE CORE CABLE 185MM² BLACK | 2098708 | MCI-THW1X185BKCL2 | PRYSMIAN | 879 | https://pim-kvc.soneparsea.com:3443/PictureServer/default.aspx/draka-3750018_large.jpg?837C86A1B6A9919FB172877C8767606588A4C0A6C49E9562BAB5BB | https://pim-kvc.soneparsea.com:3443/PictureServer/default.aspx/draka-3750018.pdf?837C86A1B6A9919FB172877C876760658873C4A9B8 | IEC 60227-01 THW SINGLE CORE CABLE 185SQMM BLACK | High quality low voltage wire and cable for building installation | Nominal voltage U0 | 450V
| 31 | Cables and Wires | Low Voltage Cables | Single Core | IEC 60227-01 THW SINGLE CORE CABLE 185MM² BLACK | 2098708 | MCI-THW1X185BKCL2 | PRYSMIAN | 879 | https://pim-kvc.soneparsea.com:3443/PictureServer/default.aspx/draka-3750018_large.jpg?837C86A1B6A9919FB172877C8767606588A4C0A6C49E9562BAB5BB | https://pim-kvc.soneparsea.com:3443/PictureServer/default.aspx/draka-3750018.pdf?837C86A1B6A9919FB172877C876760658873C4A9B8 | IEC 60227-01 THW SINGLE CORE CABLE 185SQMM BLACK | High quality low voltage wire and cable for building installation | Nominal voltage U | 750V
| 32 | Cables and Wires | Low Voltage Cables | Multi Cores | MAX-FOH-OSCR TWISTED PAIR CABLE 1PR X 1.5MM² ORANGE | 2101273 | MCI-MAX-FOH-OSCR 1PRX1.5OG | PRYSMIAN | 95 | https://pim-kvc.soneparsea.com:3443/PictureServer/default.aspx/draka-3702107_large.jpg?837C86A1B6A9919FB172877C8269616487A4C0A6C49E9562BAB5BB | https://pim-kvc.soneparsea.com:3443/PictureServer/default.aspx/draka-3702107.pdf?837C86A1B6A9919FB172877C826961648773C4A9B8 | MAX-FOH-OSCR TWISTED PAIR CABLE 1PR X 1.5MM² ORANGE | Fire performance cables are specifically designed to facilitate the quick and orderly evacuation of the building occupants in the events of an emergency. Purpose designed to maintain circuit integrity to a host of critical safety systems, including fire alarms, emergency lights, CCTV systems and emergency power supplied. | Nominal cross section conductor | 1.5mm²
| 32 | Cables and Wires | Low Voltage Cables | Multi Cores | MAX-FOH-OSCR TWISTED PAIR CABLE 1PR X 1.5MM² ORANGE | 2101273 | MCI-MAX-FOH-OSCR 1PRX1.5OG | PRYSMIAN | 95 | https://pim-kvc.soneparsea.com:3443/PictureServer/default.aspx/draka-3702107_large.jpg?837C86A1B6A9919FB172877C8269616487A4C0A6C49E9562BAB5BB | https://pim-kvc.soneparsea.com:3443/PictureServer/default.aspx/draka-3702107.pdf?837C86A1B6A9919FB172877C826961648773C4A9B8 | MAX-FOH-OSCR TWISTED PAIR CABLE 1PR X 1.5MM² ORANGE | Fire performance cables are specifically designed to facilitate the quick and orderly evacuation of the building occupants in the events of an emergency. Purpose designed to maintain circuit integrity to a host of critical safety systems, including fire alarms, emergency lights, CCTV systems and emergency power supplied. | Conductor category | Class 2 = stranded
| 32 | Cables and Wires | Low Voltage Cables | Multi Cores | MAX-FOH-OSCR TWISTED PAIR CABLE 1PR X 1.5MM² ORANGE | 2101273 | MCI-MAX-FOH-OSCR 1PRX1.5OG | PRYSMIAN | 95 | https://pim-kvc.soneparsea.com:3443/PictureServer/default.aspx/draka-3702107_large.jpg?837C86A1B6A9919FB172877C8269616487A4C0A6C49E9562BAB5BB | https://pim-kvc.soneparsea.com:3443/PictureServer/default.aspx/draka-3702107.pdf?837C86A1B6A9919FB172877C826961648773C4A9B8 | MAX-FOH-OSCR TWISTED PAIR CABLE 1PR X 1.5MM² ORANGE | Fire performance cables are specifically designed to facilitate the quick and orderly evacuation of the building occupants in the events of an emergency. Purpose designed to maintain circuit integrity to a host of critical safety systems, including fire alarms, emergency lights, CCTV systems and emergency power supplied. | Number of cores | 2
| 32 | Cables and Wires | Low Voltage Cables | Multi Cores | MAX-FOH-OSCR TWISTED PAIR CABLE 1PR X 1.5MM² ORANGE | 2101273 | MCI-MAX-FOH-OSCR 1PRX1.5OG | PRYSMIAN | 95 | https://pim-kvc.soneparsea.com:3443/PictureServer/default.aspx/draka-3702107_large.jpg?837C86A1B6A9919FB172877C8269616487A4C0A6C49E9562BAB5BB | https://pim-kvc.soneparsea.com:3443/PictureServer/default.aspx/draka-3702107.pdf?837C86A1B6A9919FB172877C826961648773C4A9B8 | MAX-FOH-OSCR TWISTED PAIR CABLE 1PR X 1.5MM² ORANGE | Fire performance cables are specifically designed to facilitate the quick and orderly evacuation of the building occupants in the events of an emergency. Purpose designed to maintain circuit integrity to a host of critical safety systems, including fire alarms, emergency lights, CCTV systems and emergency power supplied. | Colour outer sheath | Orange
| 33 | Cables and Wires | Low Voltage Cables | Single Core | H07V-K PVC-SINGLE CORE CABLE 16MM² BLACK | 2143936 | 26841 | HELUKABEL | 151.31 | https://pim-kvc.soneparsea.com:3443/PictureServer/default.aspx/helukabel-26841_Image1.jpg?988AA09A9D7872799CA1BCAABEAC9B95B2AAC072846D686881A49DB2B39E95657EAFC4AC | https://pim-kvc.soneparsea.com:3443/PictureServer/default.aspx/helukabel-26841.pdf?867587A1BA9C9CA9BBA6B6AABE64626A88798573C29B96 | H07V-K PVC-SINGLE CORE CABLE 16MM² BLACK | It can be used for installation in electrical installation pipes either on or underneath plaster or in similar closed systems. Suitable for protected laying in lighting systems or switching or control devices for voltages including 1000 V AC or up to 750 V DC voltage. Not be used for direct laying on cable ladders and cable trays, except as a potential equalisation cable. | Conductor material | Copper
| 33 | Cables and Wires | Low Voltage Cables | Single Core | H07V-K PVC-SINGLE CORE CABLE 16MM² BLACK | 2143936 | 26841 | HELUKABEL | 151.31 | https://pim-kvc.soneparsea.com:3443/PictureServer/default.aspx/helukabel-26841_Image1.jpg?988AA09A9D7872799CA1BCAABEAC9B95B2AAC072846D686881A49DB2B39E95657EAFC4AC | https://pim-kvc.soneparsea.com:3443/PictureServer/default.aspx/helukabel-26841.pdf?867587A1BA9C9CA9BBA6B6AABE64626A88798573C29B96 | H07V-K PVC-SINGLE CORE CABLE 16MM² BLACK | It can be used for installation in electrical installation pipes either on or underneath plaster or in similar closed systems. Suitable for protected laying in lighting systems or switching or control devices for voltages including 1000 V AC or up to 750 V DC voltage. Not be used for direct laying on cable ladders and cable trays, except as a potential equalisation cable. | Conductor surface | Bare
| 33 | Cables and Wires | Low Voltage Cables | Single Core | H07V-K PVC-SINGLE CORE CABLE 16MM² BLACK | 2143936 | 26841 | HELUKABEL | 151.31 | https://pim-kvc.soneparsea.com:3443/PictureServer/default.aspx/helukabel-26841_Image1.jpg?988AA09A9D7872799CA1BCAABEAC9B95B2AAC072846D686881A49DB2B39E95657EAFC4AC | https://pim-kvc.soneparsea.com:3443/PictureServer/default.aspx/helukabel-26841.pdf?867587A1BA9C9CA9BBA6B6AABE64626A88798573C29B96 | H07V-K PVC-SINGLE CORE CABLE 16MM² BLACK | It can be used for installation in electrical installation pipes either on or underneath plaster or in similar closed systems. Suitable for protected laying in lighting systems or switching or control devices for voltages including 1000 V AC or up to 750 V DC voltage. Not be used for direct laying on cable ladders and cable trays, except as a potential equalisation cable. | Nominal cross section conductor | 16mm²
| 33 | Cables and Wires | Low Voltage Cables | Single Core | H07V-K PVC-SINGLE CORE CABLE 16MM² BLACK | 2143936 | 26841 | HELUKABEL | 151.31 | https://pim-kvc.soneparsea.com:3443/PictureServer/default.aspx/helukabel-26841_Image1.jpg?988AA09A9D7872799CA1BCAABEAC9B95B2AAC072846D686881A49DB2B39E95657EAFC4AC | https://pim-kvc.soneparsea.com:3443/PictureServer/default.aspx/helukabel-26841.pdf?867587A1BA9C9CA9BBA6B6AABE64626A88798573C29B96 | H07V-K PVC-SINGLE CORE CABLE 16MM² BLACK | It can be used for installation in electrical installation pipes either on or underneath plaster or in similar closed systems. Suitable for protected laying in lighting systems or switching or control devices for voltages including 1000 V AC or up to 750 V DC voltage. Not be used for direct laying on cable ladders and cable trays, except as a potential equalisation cable. | Conductor category | Class 5 = flexible
| 33 | Cables and Wires | Low Voltage Cables | Single Core | H07V-K PVC-SINGLE CORE CABLE 16MM² BLACK | 2143936 | 26841 | HELUKABEL | 151.31 | https://pim-kvc.soneparsea.com:3443/PictureServer/default.aspx/helukabel-26841_Image1.jpg?988AA09A9D7872799CA1BCAABEAC9B95B2AAC072846D686881A49DB2B39E95657EAFC4AC | https://pim-kvc.soneparsea.com:3443/PictureServer/default.aspx/helukabel-26841.pdf?867587A1BA9C9CA9BBA6B6AABE64626A88798573C29B96 | H07V-K PVC-SINGLE CORE CABLE 16MM² BLACK | It can be used for installation in electrical installation pipes either on or underneath plaster or in similar closed systems. Suitable for protected laying in lighting systems or switching or control devices for voltages including 1000 V AC or up to 750 V DC voltage. Not be used for direct laying on cable ladders and cable trays, except as a potential equalisation cable. | Material core insulation | Polyvinyl chloride (PVC)
| 33 | Cables and Wires | Low Voltage Cables | Single Core | H07V-K PVC-SINGLE CORE CABLE 16MM² BLACK | 2143936 | 26841 | HELUKABEL | 151.31 | https://pim-kvc.soneparsea.com:3443/PictureServer/default.aspx/helukabel-26841_Image1.jpg?988AA09A9D7872799CA1BCAABEAC9B95B2AAC072846D686881A49DB2B39E95657EAFC4AC | https://pim-kvc.soneparsea.com:3443/PictureServer/default.aspx/helukabel-26841.pdf?867587A1BA9C9CA9BBA6B6AABE64626A88798573C29B96 | H07V-K PVC-SINGLE CORE CABLE 16MM² BLACK | It can be used for installation in electrical installation pipes either on or underneath plaster or in similar closed systems. Suitable for protected laying in lighting systems or switching or control devices for voltages including 1000 V AC or up to 750 V DC voltage. Not be used for direct laying on cable ladders and cable trays, except as a potential equalisation cable. | Core identification | Colour
| 33 | Cables and Wires | Low Voltage Cables | Single Core | H07V-K PVC-SINGLE CORE CABLE 16MM² BLACK | 2143936 | 26841 | HELUKABEL | 151.31 | https://pim-kvc.soneparsea.com:3443/PictureServer/default.aspx/helukabel-26841_Image1.jpg?988AA09A9D7872799CA1BCAABEAC9B95B2AAC072846D686881A49DB2B39E95657EAFC4AC | https://pim-kvc.soneparsea.com:3443/PictureServer/default.aspx/helukabel-26841.pdf?867587A1BA9C9CA9BBA6B6AABE64626A88798573C29B96 | H07V-K PVC-SINGLE CORE CABLE 16MM² BLACK | It can be used for installation in electrical installation pipes either on or underneath plaster or in similar closed systems. Suitable for protected laying in lighting systems or switching or control devices for voltages including 1000 V AC or up to 750 V DC voltage. Not be used for direct laying on cable ladders and cable trays, except as a potential equalisation cable. | Core colour | Black
| 33 | Cables and Wires | Low Voltage Cables | Single Core | H07V-K PVC-SINGLE CORE CABLE 16MM² BLACK | 2143936 | 26841 | HELUKABEL | 151.31 | https://pim-kvc.soneparsea.com:3443/PictureServer/default.aspx/helukabel-26841_Image1.jpg?988AA09A9D7872799CA1BCAABEAC9B95B2AAC072846D686881A49DB2B39E95657EAFC4AC | https://pim-kvc.soneparsea.com:3443/PictureServer/default.aspx/helukabel-26841.pdf?867587A1BA9C9CA9BBA6B6AABE64626A88798573C29B96 | H07V-K PVC-SINGLE CORE CABLE 16MM² BLACK | It can be used for installation in electrical installation pipes either on or underneath plaster or in similar closed systems. Suitable for protected laying in lighting systems or switching or control devices for voltages including 1000 V AC or up to 750 V DC voltage. Not be used for direct laying on cable ladders and cable trays, except as a potential equalisation cable. | Outer diameter approx. | 8.1mm
| 33 | Cables and Wires | Low Voltage Cables | Single Core | H07V-K PVC-SINGLE CORE CABLE 16MM² BLACK | 2143936 | 26841 | HELUKABEL | 151.31 | https://pim-kvc.soneparsea.com:3443/PictureServer/default.aspx/helukabel-26841_Image1.jpg?988AA09A9D7872799CA1BCAABEAC9B95B2AAC072846D686881A49DB2B39E95657EAFC4AC | https://pim-kvc.soneparsea.com:3443/PictureServer/default.aspx/helukabel-26841.pdf?867587A1BA9C9CA9BBA6B6AABE64626A88798573C29B96 | H07V-K PVC-SINGLE CORE CABLE 16MM² BLACK | It can be used for installation in electrical installation pipes either on or underneath plaster or in similar closed systems. Suitable for protected laying in lighting systems or switching or control devices for voltages including 1000 V AC or up to 750 V DC voltage. Not be used for direct laying on cable ladders and cable trays, except as a potential equalisation cable. | Permitted cable outer temperature during assembling/handling | -5...70°C
| 33 | Cables and Wires | Low Voltage Cables | Single Core | H07V-K PVC-SINGLE CORE CABLE 16MM² BLACK | 2143936 | 26841 | HELUKABEL | 151.31 | https://pim-kvc.soneparsea.com:3443/PictureServer/default.aspx/helukabel-26841_Image1.jpg?988AA09A9D7872799CA1BCAABEAC9B95B2AAC072846D686881A49DB2B39E95657EAFC4AC | https://pim-kvc.soneparsea.com:3443/PictureServer/default.aspx/helukabel-26841.pdf?867587A1BA9C9CA9BBA6B6AABE64626A88798573C29B96 | H07V-K PVC-SINGLE CORE CABLE 16MM² BLACK | It can be used for installation in electrical installation pipes either on or underneath plaster or in similar closed systems. Suitable for protected laying in lighting systems or switching or control devices for voltages including 1000 V AC or up to 750 V DC voltage. Not be used for direct laying on cable ladders and cable trays, except as a potential equalisation cable. | Permitted cable outer temperature after assembling without vibration | -30...80°C
| 33 | Cables and Wires | Low Voltage Cables | Single Core | H07V-K PVC-SINGLE CORE CABLE 16MM² BLACK | 2143936 | 26841 | HELUKABEL | 151.31 | https://pim-kvc.soneparsea.com:3443/PictureServer/default.aspx/helukabel-26841_Image1.jpg?988AA09A9D7872799CA1BCAABEAC9B95B2AAC072846D686881A49DB2B39E95657EAFC4AC | https://pim-kvc.soneparsea.com:3443/PictureServer/default.aspx/helukabel-26841.pdf?867587A1BA9C9CA9BBA6B6AABE64626A88798573C29B96 | H07V-K PVC-SINGLE CORE CABLE 16MM² BLACK | It can be used for installation in electrical installation pipes either on or underneath plaster or in similar closed systems. Suitable for protected laying in lighting systems or switching or control devices for voltages including 1000 V AC or up to 750 V DC voltage. Not be used for direct laying on cable ladders and cable trays, except as a potential equalisation cable. | Nominal voltage U0 | 450V
| 33 | Cables and Wires | Low Voltage Cables | Single Core | H07V-K PVC-SINGLE CORE CABLE 16MM² BLACK | 2143936 | 26841 | HELUKABEL | 151.31 | https://pim-kvc.soneparsea.com:3443/PictureServer/default.aspx/helukabel-26841_Image1.jpg?988AA09A9D7872799CA1BCAABEAC9B95B2AAC072846D686881A49DB2B39E95657EAFC4AC | https://pim-kvc.soneparsea.com:3443/PictureServer/default.aspx/helukabel-26841.pdf?867587A1BA9C9CA9BBA6B6AABE64626A88798573C29B96 | H07V-K PVC-SINGLE CORE CABLE 16MM² BLACK | It can be used for installation in electrical installation pipes either on or underneath plaster or in similar closed systems. Suitable for protected laying in lighting systems or switching or control devices for voltages including 1000 V AC or up to 750 V DC voltage. Not be used for direct laying on cable ladders and cable trays, except as a potential equalisation cable. | Nominal voltage U | 750V
| 34 | Cables and Wires | Low Voltage Cables | Single Core | H07V-K PVC-SINGLE CORE CABLE 25MM² BLACK | 2143937 | 26857 | HELUKABEL | 234.95 | https://pim-kvc.soneparsea.com:3443/PictureServer/default.aspx/helukabel-26857_Image1.jpg?988AA09A9D7872799CA1BCAABEAC9B95B2AAC072846D686987A49DB2B39E95657EAFC4AC | https://pim-kvc.soneparsea.com:3443/PictureServer/default.aspx/helukabel-26857.pdf?867587A1BA9C9CA9BBA6B6AABE64626A887A8B73C29B96 | H07V-K PVC-SINGLE CORE CABLE 25MM² BLACK | It can be used for installation in electrical installation pipes either on or underneath plaster or in similar closed systems. Suitable for protected laying in lighting systems or switching or control devices for voltages including 1000 V AC or up to 750 V DC voltage. Not be used for direct laying on cable ladders and cable trays, except as a potential equalisation cable. | Conductor material | Copper
| 34 | Cables and Wires | Low Voltage Cables | Single Core | H07V-K PVC-SINGLE CORE CABLE 25MM² BLACK | 2143937 | 26857 | HELUKABEL | 234.95 | https://pim-kvc.soneparsea.com:3443/PictureServer/default.aspx/helukabel-26857_Image1.jpg?988AA09A9D7872799CA1BCAABEAC9B95B2AAC072846D686987A49DB2B39E95657EAFC4AC | https://pim-kvc.soneparsea.com:3443/PictureServer/default.aspx/helukabel-26857.pdf?867587A1BA9C9CA9BBA6B6AABE64626A887A8B73C29B96 | H07V-K PVC-SINGLE CORE CABLE 25MM² BLACK | It can be used for installation in electrical installation pipes either on or underneath plaster or in similar closed systems. Suitable for protected laying in lighting systems or switching or control devices for voltages including 1000 V AC or up to 750 V DC voltage. Not be used for direct laying on cable ladders and cable trays, except as a potential equalisation cable. | Conductor surface | Bare
| 34 | Cables and Wires | Low Voltage Cables | Single Core | H07V-K PVC-SINGLE CORE CABLE 25MM² BLACK | 2143937 | 26857 | HELUKABEL | 234.95 | https://pim-kvc.soneparsea.com:3443/PictureServer/default.aspx/helukabel-26857_Image1.jpg?988AA09A9D7872799CA1BCAABEAC9B95B2AAC072846D686987A49DB2B39E95657EAFC4AC | https://pim-kvc.soneparsea.com:3443/PictureServer/default.aspx/helukabel-26857.pdf?867587A1BA9C9CA9BBA6B6AABE64626A887A8B73C29B96 | H07V-K PVC-SINGLE CORE CABLE 25MM² BLACK | It can be used for installation in electrical installation pipes either on or underneath plaster or in similar closed systems. Suitable for protected laying in lighting systems or switching or control devices for voltages including 1000 V AC or up to 750 V DC voltage. Not be used for direct laying on cable ladders and cable trays, except as a potential equalisation cable. | Nominal cross section conductor | 25mm²
| 34 | Cables and Wires | Low Voltage Cables | Single Core | H07V-K PVC-SINGLE CORE CABLE 25MM² BLACK | 2143937 | 26857 | HELUKABEL | 234.95 | https://pim-kvc.soneparsea.com:3443/PictureServer/default.aspx/helukabel-26857_Image1.jpg?988AA09A9D7872799CA1BCAABEAC9B95B2AAC072846D686987A49DB2B39E95657EAFC4AC | https://pim-kvc.soneparsea.com:3443/PictureServer/default.aspx/helukabel-26857.pdf?867587A1BA9C9CA9BBA6B6AABE64626A887A8B73C29B96 | H07V-K PVC-SINGLE CORE CABLE 25MM² BLACK | It can be used for installation in electrical installation pipes either on or underneath plaster or in similar closed systems. Suitable for protected laying in lighting systems or switching or control devices for voltages including 1000 V AC or up to 750 V DC voltage. Not be used for direct laying on cable ladders and cable trays, except as a potential equalisation cable. | Conductor category | Class 5 = flexible
| 34 | Cables and Wires | Low Voltage Cables | Single Core | H07V-K PVC-SINGLE CORE CABLE 25MM² BLACK | 2143937 | 26857 | HELUKABEL | 234.95 | https://pim-kvc.soneparsea.com:3443/PictureServer/default.aspx/helukabel-26857_Image1.jpg?988AA09A9D7872799CA1BCAABEAC9B95B2AAC072846D686987A49DB2B39E95657EAFC4AC | https://pim-kvc.soneparsea.com:3443/PictureServer/default.aspx/helukabel-26857.pdf?867587A1BA9C9CA9BBA6B6AABE64626A887A8B73C29B96 | H07V-K PVC-SINGLE CORE CABLE 25MM² BLACK | It can be used for installation in electrical installation pipes either on or underneath plaster or in similar closed systems. Suitable for protected laying in lighting systems or switching or control devices for voltages including 1000 V AC or up to 750 V DC voltage. Not be used for direct laying on cable ladders and cable trays, except as a potential equalisation cable. | Material core insulation | Polyvinyl chloride (PVC)
| 34 | Cables and Wires | Low Voltage Cables | Single Core | H07V-K PVC-SINGLE CORE CABLE 25MM² BLACK | 2143937 | 26857 | HELUKABEL | 234.95 | https://pim-kvc.soneparsea.com:3443/PictureServer/default.aspx/helukabel-26857_Image1.jpg?988AA09A9D7872799CA1BCAABEAC9B95B2AAC072846D686987A49DB2B39E95657EAFC4AC | https://pim-kvc.soneparsea.com:3443/PictureServer/default.aspx/helukabel-26857.pdf?867587A1BA9C9CA9BBA6B6AABE64626A887A8B73C29B96 | H07V-K PVC-SINGLE CORE CABLE 25MM² BLACK | It can be used for installation in electrical installation pipes either on or underneath plaster or in similar closed systems. Suitable for protected laying in lighting systems or switching or control devices for voltages including 1000 V AC or up to 750 V DC voltage. Not be used for direct laying on cable ladders and cable trays, except as a potential equalisation cable. | Core identification | Colour
| 34 | Cables and Wires | Low Voltage Cables | Single Core | H07V-K PVC-SINGLE CORE CABLE 25MM² BLACK | 2143937 | 26857 | HELUKABEL | 234.95 | https://pim-kvc.soneparsea.com:3443/PictureServer/default.aspx/helukabel-26857_Image1.jpg?988AA09A9D7872799CA1BCAABEAC9B95B2AAC072846D686987A49DB2B39E95657EAFC4AC | https://pim-kvc.soneparsea.com:3443/PictureServer/default.aspx/helukabel-26857.pdf?867587A1BA9C9CA9BBA6B6AABE64626A887A8B73C29B96 | H07V-K PVC-SINGLE CORE CABLE 25MM² BLACK | It can be used for installation in electrical installation pipes either on or underneath plaster or in similar closed systems. Suitable for protected laying in lighting systems or switching or control devices for voltages including 1000 V AC or up to 750 V DC voltage. Not be used for direct laying on cable ladders and cable trays, except as a potential equalisation cable. | Core colour | Black
| 34 | Cables and Wires | Low Voltage Cables | Single Core | H07V-K PVC-SINGLE CORE CABLE 25MM² BLACK | 2143937 | 26857 | HELUKABEL | 234.95 | https://pim-kvc.soneparsea.com:3443/PictureServer/default.aspx/helukabel-26857_Image1.jpg?988AA09A9D7872799CA1BCAABEAC9B95B2AAC072846D686987A49DB2B39E95657EAFC4AC | https://pim-kvc.soneparsea.com:3443/PictureServer/default.aspx/helukabel-26857.pdf?867587A1BA9C9CA9BBA6B6AABE64626A887A8B73C29B96 | H07V-K PVC-SINGLE CORE CABLE 25MM² BLACK | It can be used for installation in electrical installation pipes either on or underneath plaster or in similar closed systems. Suitable for protected laying in lighting systems or switching or control devices for voltages including 1000 V AC or up to 750 V DC voltage. Not be used for direct laying on cable ladders and cable trays, except as a potential equalisation cable. | Outer diameter approx. | 10.2mm
| 34 | Cables and Wires | Low Voltage Cables | Single Core | H07V-K PVC-SINGLE CORE CABLE 25MM² BLACK | 2143937 | 26857 | HELUKABEL | 234.95 | https://pim-kvc.soneparsea.com:3443/PictureServer/default.aspx/helukabel-26857_Image1.jpg?988AA09A9D7872799CA1BCAABEAC9B95B2AAC072846D686987A49DB2B39E95657EAFC4AC | https://pim-kvc.soneparsea.com:3443/PictureServer/default.aspx/helukabel-26857.pdf?867587A1BA9C9CA9BBA6B6AABE64626A887A8B73C29B96 | H07V-K PVC-SINGLE CORE CABLE 25MM² BLACK | It can be used for installation in electrical installation pipes either on or underneath plaster or in similar closed systems. Suitable for protected laying in lighting systems or switching or control devices for voltages including 1000 V AC or up to 750 V DC voltage. Not be used for direct laying on cable ladders and cable trays, except as a potential equalisation cable. | Permitted cable outer temperature during assembling/handling | -5...70°C
| 34 | Cables and Wires | Low Voltage Cables | Single Core | H07V-K PVC-SINGLE CORE CABLE 25MM² BLACK | 2143937 | 26857 | HELUKABEL | 234.95 | https://pim-kvc.soneparsea.com:3443/PictureServer/default.aspx/helukabel-26857_Image1.jpg?988AA09A9D7872799CA1BCAABEAC9B95B2AAC072846D686987A49DB2B39E95657EAFC4AC | https://pim-kvc.soneparsea.com:3443/PictureServer/default.aspx/helukabel-26857.pdf?867587A1BA9C9CA9BBA6B6AABE64626A887A8B73C29B96 | H07V-K PVC-SINGLE CORE CABLE 25MM² BLACK | It can be used for installation in electrical installation pipes either on or underneath plaster or in similar closed systems. Suitable for protected laying in lighting systems or switching or control devices for voltages including 1000 V AC or up to 750 V DC voltage. Not be used for direct laying on cable ladders and cable trays, except as a potential equalisation cable. | Permitted cable outer temperature after assembling without vibration | -30...80°C
| 34 | Cables and Wires | Low Voltage Cables | Single Core | H07V-K PVC-SINGLE CORE CABLE 25MM² BLACK | 2143937 | 26857 | HELUKABEL | 234.95 | https://pim-kvc.soneparsea.com:3443/PictureServer/default.aspx/helukabel-26857_Image1.jpg?988AA09A9D7872799CA1BCAABEAC9B95B2AAC072846D686987A49DB2B39E95657EAFC4AC | https://pim-kvc.soneparsea.com:3443/PictureServer/default.aspx/helukabel-26857.pdf?867587A1BA9C9CA9BBA6B6AABE64626A887A8B73C29B96 | H07V-K PVC-SINGLE CORE CABLE 25MM² BLACK | It can be used for installation in electrical installation pipes either on or underneath plaster or in similar closed systems. Suitable for protected laying in lighting systems or switching or control devices for voltages including 1000 V AC or up to 750 V DC voltage. Not be used for direct laying on cable ladders and cable trays, except as a potential equalisation cable. | Nominal voltage U0 | 450V
| 34 | Cables and Wires | Low Voltage Cables | Single Core | H07V-K PVC-SINGLE CORE CABLE 25MM² BLACK | 2143937 | 26857 | HELUKABEL | 234.95 | https://pim-kvc.soneparsea.com:3443/PictureServer/default.aspx/helukabel-26857_Image1.jpg?988AA09A9D7872799CA1BCAABEAC9B95B2AAC072846D686987A49DB2B39E95657EAFC4AC | https://pim-kvc.soneparsea.com:3443/PictureServer/default.aspx/helukabel-26857.pdf?867587A1BA9C9CA9BBA6B6AABE64626A887A8B73C29B96 | H07V-K PVC-SINGLE CORE CABLE 25MM² BLACK | It can be used for installation in electrical installation pipes either on or underneath plaster or in similar closed systems. Suitable for protected laying in lighting systems or switching or control devices for voltages including 1000 V AC or up to 750 V DC voltage. Not be used for direct laying on cable ladders and cable trays, except as a potential equalisation cable. | Nominal voltage U | 750V
| 35 | Cables and Wires | Low Voltage Cables | Single Core | H07V-K PVC-SINGLE CORE CABLE 35MM² BLACK | 2143938 | 26873 | HELUKABEL | 325.21 | https://pim-kvc.soneparsea.com:3443/PictureServer/default.aspx/helukabel-26873_Image1.jpg?988AA09A9D7872799CA1BCAABEAC9B95B2AAC072846D686B83A49DB2B39E95657EAFC4AC | https://pim-kvc.soneparsea.com:3443/PictureServer/default.aspx/helukabel-26873.pdf?867587A1BA9C9CA9BBA6B6AABE64626A887C8773C29B96 | H07V-K PVC-SINGLE CORE CABLE 35MM² BLACK | It can be used for installation in electrical installation pipes either on or underneath plaster or in similar closed systems. Suitable for protected laying in lighting systems or switching or control devices for voltages including 1000 V AC or up to 750 V DC voltage. Not be used for direct laying on cable ladders and cable trays, except as a potential equalisation cable. | Conductor material | Copper
| 35 | Cables and Wires | Low Voltage Cables | Single Core | H07V-K PVC-SINGLE CORE CABLE 35MM² BLACK | 2143938 | 26873 | HELUKABEL | 325.21 | https://pim-kvc.soneparsea.com:3443/PictureServer/default.aspx/helukabel-26873_Image1.jpg?988AA09A9D7872799CA1BCAABEAC9B95B2AAC072846D686B83A49DB2B39E95657EAFC4AC | https://pim-kvc.soneparsea.com:3443/PictureServer/default.aspx/helukabel-26873.pdf?867587A1BA9C9CA9BBA6B6AABE64626A887C8773C29B96 | H07V-K PVC-SINGLE CORE CABLE 35MM² BLACK | It can be used for installation in electrical installation pipes either on or underneath plaster or in similar closed systems. Suitable for protected laying in lighting systems or switching or control devices for voltages including 1000 V AC or up to 750 V DC voltage. Not be used for direct laying on cable ladders and cable trays, except as a potential equalisation cable. | Conductor surface | Bare
| 35 | Cables and Wires | Low Voltage Cables | Single Core | H07V-K PVC-SINGLE CORE CABLE 35MM² BLACK | 2143938 | 26873 | HELUKABEL | 325.21 | https://pim-kvc.soneparsea.com:3443/PictureServer/default.aspx/helukabel-26873_Image1.jpg?988AA09A9D7872799CA1BCAABEAC9B95B2AAC072846D686B83A49DB2B39E95657EAFC4AC | https://pim-kvc.soneparsea.com:3443/PictureServer/default.aspx/helukabel-26873.pdf?867587A1BA9C9CA9BBA6B6AABE64626A887C8773C29B96 | H07V-K PVC-SINGLE CORE CABLE 35MM² BLACK | It can be used for installation in electrical installation pipes either on or underneath plaster or in similar closed systems. Suitable for protected laying in lighting systems or switching or control devices for voltages including 1000 V AC or up to 750 V DC voltage. Not be used for direct laying on cable ladders and cable trays, except as a potential equalisation cable. | Nominal cross section conductor | 35mm²
| 35 | Cables and Wires | Low Voltage Cables | Single Core | H07V-K PVC-SINGLE CORE CABLE 35MM² BLACK | 2143938 | 26873 | HELUKABEL | 325.21 | https://pim-kvc.soneparsea.com:3443/PictureServer/default.aspx/helukabel-26873_Image1.jpg?988AA09A9D7872799CA1BCAABEAC9B95B2AAC072846D686B83A49DB2B39E95657EAFC4AC | https://pim-kvc.soneparsea.com:3443/PictureServer/default.aspx/helukabel-26873.pdf?867587A1BA9C9CA9BBA6B6AABE64626A887C8773C29B96 | H07V-K PVC-SINGLE CORE CABLE 35MM² BLACK | It can be used for installation in electrical installation pipes either on or underneath plaster or in similar closed systems. Suitable for protected laying in lighting systems or switching or control devices for voltages including 1000 V AC or up to 750 V DC voltage. Not be used for direct laying on cable ladders and cable trays, except as a potential equalisation cable. | Conductor category | Class 5 = flexible
| 35 | Cables and Wires | Low Voltage Cables | Single Core | H07V-K PVC-SINGLE CORE CABLE 35MM² BLACK | 2143938 | 26873 | HELUKABEL | 325.21 | https://pim-kvc.soneparsea.com:3443/PictureServer/default.aspx/helukabel-26873_Image1.jpg?988AA09A9D7872799CA1BCAABEAC9B95B2AAC072846D686B83A49DB2B39E95657EAFC4AC | https://pim-kvc.soneparsea.com:3443/PictureServer/default.aspx/helukabel-26873.pdf?867587A1BA9C9CA9BBA6B6AABE64626A887C8773C29B96 | H07V-K PVC-SINGLE CORE CABLE 35MM² BLACK | It can be used for installation in electrical installation pipes either on or underneath plaster or in similar closed systems. Suitable for protected laying in lighting systems or switching or control devices for voltages including 1000 V AC or up to 750 V DC voltage. Not be used for direct laying on cable ladders and cable trays, except as a potential equalisation cable. | Material core insulation | Polyvinyl chloride (PVC)
| 35 | Cables and Wires | Low Voltage Cables | Single Core | H07V-K PVC-SINGLE CORE CABLE 35MM² BLACK | 2143938 | 26873 | HELUKABEL | 325.21 | https://pim-kvc.soneparsea.com:3443/PictureServer/default.aspx/helukabel-26873_Image1.jpg?988AA09A9D7872799CA1BCAABEAC9B95B2AAC072846D686B83A49DB2B39E95657EAFC4AC | https://pim-kvc.soneparsea.com:3443/PictureServer/default.aspx/helukabel-26873.pdf?867587A1BA9C9CA9BBA6B6AABE64626A887C8773C29B96 | H07V-K PVC-SINGLE CORE CABLE 35MM² BLACK | It can be used for installation in electrical installation pipes either on or underneath plaster or in similar closed systems. Suitable for protected laying in lighting systems or switching or control devices for voltages including 1000 V AC or up to 750 V DC voltage. Not be used for direct laying on cable ladders and cable trays, except as a potential equalisation cable. | Core identification | Colour
| 35 | Cables and Wires | Low Voltage Cables | Single Core | H07V-K PVC-SINGLE CORE CABLE 35MM² BLACK | 2143938 | 26873 | HELUKABEL | 325.21 | https://pim-kvc.soneparsea.com:3443/PictureServer/default.aspx/helukabel-26873_Image1.jpg?988AA09A9D7872799CA1BCAABEAC9B95B2AAC072846D686B83A49DB2B39E95657EAFC4AC | https://pim-kvc.soneparsea.com:3443/PictureServer/default.aspx/helukabel-26873.pdf?867587A1BA9C9CA9BBA6B6AABE64626A887C8773C29B96 | H07V-K PVC-SINGLE CORE CABLE 35MM² BLACK | It can be used for installation in electrical installation pipes either on or underneath plaster or in similar closed systems. Suitable for protected laying in lighting systems or switching or control devices for voltages including 1000 V AC or up to 750 V DC voltage. Not be used for direct laying on cable ladders and cable trays, except as a potential equalisation cable. | Core colour | Black
| 35 | Cables and Wires | Low Voltage Cables | Single Core | H07V-K PVC-SINGLE CORE CABLE 35MM² BLACK | 2143938 | 26873 | HELUKABEL | 325.21 | https://pim-kvc.soneparsea.com:3443/PictureServer/default.aspx/helukabel-26873_Image1.jpg?988AA09A9D7872799CA1BCAABEAC9B95B2AAC072846D686B83A49DB2B39E95657EAFC4AC | https://pim-kvc.soneparsea.com:3443/PictureServer/default.aspx/helukabel-26873.pdf?867587A1BA9C9CA9BBA6B6AABE64626A887C8773C29B96 | H07V-K PVC-SINGLE CORE CABLE 35MM² BLACK | It can be used for installation in electrical installation pipes either on or underneath plaster or in similar closed systems. Suitable for protected laying in lighting systems or switching or control devices for voltages including 1000 V AC or up to 750 V DC voltage. Not be used for direct laying on cable ladders and cable trays, except as a potential equalisation cable. | Outer diameter approx. | 11.7mm
| 35 | Cables and Wires | Low Voltage Cables | Single Core | H07V-K PVC-SINGLE CORE CABLE 35MM² BLACK | 2143938 | 26873 | HELUKABEL | 325.21 | https://pim-kvc.soneparsea.com:3443/PictureServer/default.aspx/helukabel-26873_Image1.jpg?988AA09A9D7872799CA1BCAABEAC9B95B2AAC072846D686B83A49DB2B39E95657EAFC4AC | https://pim-kvc.soneparsea.com:3443/PictureServer/default.aspx/helukabel-26873.pdf?867587A1BA9C9CA9BBA6B6AABE64626A887C8773C29B96 | H07V-K PVC-SINGLE CORE CABLE 35MM² BLACK | It can be used for installation in electrical installation pipes either on or underneath plaster or in similar closed systems. Suitable for protected laying in lighting systems or switching or control devices for voltages including 1000 V AC or up to 750 V DC voltage. Not be used for direct laying on cable ladders and cable trays, except as a potential equalisation cable. | Permitted cable outer temperature during assembling/handling | -5...70°C
| 35 | Cables and Wires | Low Voltage Cables | Single Core | H07V-K PVC-SINGLE CORE CABLE 35MM² BLACK | 2143938 | 26873 | HELUKABEL | 325.21 | https://pim-kvc.soneparsea.com:3443/PictureServer/default.aspx/helukabel-26873_Image1.jpg?988AA09A9D7872799CA1BCAABEAC9B95B2AAC072846D686B83A49DB2B39E95657EAFC4AC | https://pim-kvc.soneparsea.com:3443/PictureServer/default.aspx/helukabel-26873.pdf?867587A1BA9C9CA9BBA6B6AABE64626A887C8773C29B96 | H07V-K PVC-SINGLE CORE CABLE 35MM² BLACK | It can be used for installation in electrical installation pipes either on or underneath plaster or in similar closed systems. Suitable for protected laying in lighting systems or switching or control devices for voltages including 1000 V AC or up to 750 V DC voltage. Not be used for direct laying on cable ladders and cable trays, except as a potential equalisation cable. | Permitted cable outer temperature after assembling without vibration | -30...80°C
| 35 | Cables and Wires | Low Voltage Cables | Single Core | H07V-K PVC-SINGLE CORE CABLE 35MM² BLACK | 2143938 | 26873 | HELUKABEL | 325.21 | https://pim-kvc.soneparsea.com:3443/PictureServer/default.aspx/helukabel-26873_Image1.jpg?988AA09A9D7872799CA1BCAABEAC9B95B2AAC072846D686B83A49DB2B39E95657EAFC4AC | https://pim-kvc.soneparsea.com:3443/PictureServer/default.aspx/helukabel-26873.pdf?867587A1BA9C9CA9BBA6B6AABE64626A887C8773C29B96 | H07V-K PVC-SINGLE CORE CABLE 35MM² BLACK | It can be used for installation in electrical installation pipes either on or underneath plaster or in similar closed systems. Suitable for protected laying in lighting systems or switching or control devices for voltages including 1000 V AC or up to 750 V DC voltage. Not be used for direct laying on cable ladders and cable trays, except as a potential equalisation cable. | Nominal voltage U0 | 450V
| 35 | Cables and Wires | Low Voltage Cables | Single Core | H07V-K PVC-SINGLE CORE CABLE 35MM² BLACK | 2143938 | 26873 | HELUKABEL | 325.21 | https://pim-kvc.soneparsea.com:3443/PictureServer/default.aspx/helukabel-26873_Image1.jpg?988AA09A9D7872799CA1BCAABEAC9B95B2AAC072846D686B83A49DB2B39E95657EAFC4AC | https://pim-kvc.soneparsea.com:3443/PictureServer/default.aspx/helukabel-26873.pdf?867587A1BA9C9CA9BBA6B6AABE64626A887C8773C29B96 | H07V-K PVC-SINGLE CORE CABLE 35MM² BLACK | It can be used for installation in electrical installation pipes either on or underneath plaster or in similar closed systems. Suitable for protected laying in lighting systems or switching or control devices for voltages including 1000 V AC or up to 750 V DC voltage. Not be used for direct laying on cable ladders and cable trays, except as a potential equalisation cable. | Nominal voltage U | 750V
| 36 | Cables and Wires | Low Voltage Cables | Single Core | H07V-K PVC-SINGLE CORE CABLE 50MM² BLACK | 2143939 | 26889 | HELUKABEL | 472.56 | https://pim-kvc.soneparsea.com:3443/PictureServer/default.aspx/helukabel-26889.jpg?867587A1BA9C9CA9BBA6B6AABE64626A887D8D73BCA797 | https://pim-kvc.soneparsea.com:3443/PictureServer/default.aspx/helukabel-26889.pdf?867587A1BA9C9CA9BBA6B6AABE64626A887D8D73C29B96 | H07V-K PVC-SINGLE CORE CABLE 50MM² BLACK | • These insulated wires are suitable for laying in tubes, under and surface mounting of plasters and also in closed installation conduits., • These are not allowed to install for direct laying on cable trays, channels or tanks., • These types are permitted for the inner wiring of equipment, distributor and switchboards and also for protective laying to the lightings with a nominal voltage up to 1000 V alternating current or up to 750 V direct current against earth. | Nominal cross section conductor | 50mm²
| 36 | Cables and Wires | Low Voltage Cables | Single Core | H07V-K PVC-SINGLE CORE CABLE 50MM² BLACK | 2143939 | 26889 | HELUKABEL | 472.56 | https://pim-kvc.soneparsea.com:3443/PictureServer/default.aspx/helukabel-26889.jpg?867587A1BA9C9CA9BBA6B6AABE64626A887D8D73BCA797 | https://pim-kvc.soneparsea.com:3443/PictureServer/default.aspx/helukabel-26889.pdf?867587A1BA9C9CA9BBA6B6AABE64626A887D8D73C29B96 | H07V-K PVC-SINGLE CORE CABLE 50MM² BLACK | • These insulated wires are suitable for laying in tubes, under and surface mounting of plasters and also in closed installation conduits., • These are not allowed to install for direct laying on cable trays, channels or tanks., • These types are permitted for the inner wiring of equipment, distributor and switchboards and also for protective laying to the lightings with a nominal voltage up to 1000 V alternating current or up to 750 V direct current against earth. | Conductor category | Class 5 = flexible
| 36 | Cables and Wires | Low Voltage Cables | Single Core | H07V-K PVC-SINGLE CORE CABLE 50MM² BLACK | 2143939 | 26889 | HELUKABEL | 472.56 | https://pim-kvc.soneparsea.com:3443/PictureServer/default.aspx/helukabel-26889.jpg?867587A1BA9C9CA9BBA6B6AABE64626A887D8D73BCA797 | https://pim-kvc.soneparsea.com:3443/PictureServer/default.aspx/helukabel-26889.pdf?867587A1BA9C9CA9BBA6B6AABE64626A887D8D73C29B96 | H07V-K PVC-SINGLE CORE CABLE 50MM² BLACK | • These insulated wires are suitable for laying in tubes, under and surface mounting of plasters and also in closed installation conduits., • These are not allowed to install for direct laying on cable trays, channels or tanks., • These types are permitted for the inner wiring of equipment, distributor and switchboards and also for protective laying to the lightings with a nominal voltage up to 1000 V alternating current or up to 750 V direct current against earth. | Material core insulation | Polyvinyl chloride (PVC)
| 36 | Cables and Wires | Low Voltage Cables | Single Core | H07V-K PVC-SINGLE CORE CABLE 50MM² BLACK | 2143939 | 26889 | HELUKABEL | 472.56 | https://pim-kvc.soneparsea.com:3443/PictureServer/default.aspx/helukabel-26889.jpg?867587A1BA9C9CA9BBA6B6AABE64626A887D8D73BCA797 | https://pim-kvc.soneparsea.com:3443/PictureServer/default.aspx/helukabel-26889.pdf?867587A1BA9C9CA9BBA6B6AABE64626A887D8D73C29B96 | H07V-K PVC-SINGLE CORE CABLE 50MM² BLACK | • These insulated wires are suitable for laying in tubes, under and surface mounting of plasters and also in closed installation conduits., • These are not allowed to install for direct laying on cable trays, channels or tanks., • These types are permitted for the inner wiring of equipment, distributor and switchboards and also for protective laying to the lightings with a nominal voltage up to 1000 V alternating current or up to 750 V direct current against earth. | Core colour | Black
| 36 | Cables and Wires | Low Voltage Cables | Single Core | H07V-K PVC-SINGLE CORE CABLE 50MM² BLACK | 2143939 | 26889 | HELUKABEL | 472.56 | https://pim-kvc.soneparsea.com:3443/PictureServer/default.aspx/helukabel-26889.jpg?867587A1BA9C9CA9BBA6B6AABE64626A887D8D73BCA797 | https://pim-kvc.soneparsea.com:3443/PictureServer/default.aspx/helukabel-26889.pdf?867587A1BA9C9CA9BBA6B6AABE64626A887D8D73C29B96 | H07V-K PVC-SINGLE CORE CABLE 50MM² BLACK | • These insulated wires are suitable for laying in tubes, under and surface mounting of plasters and also in closed installation conduits., • These are not allowed to install for direct laying on cable trays, channels or tanks., • These types are permitted for the inner wiring of equipment, distributor and switchboards and also for protective laying to the lightings with a nominal voltage up to 1000 V alternating current or up to 750 V direct current against earth. | Outer diameter approx. | 13.9mm
| 36 | Cables and Wires | Low Voltage Cables | Single Core | H07V-K PVC-SINGLE CORE CABLE 50MM² BLACK | 2143939 | 26889 | HELUKABEL | 472.56 | https://pim-kvc.soneparsea.com:3443/PictureServer/default.aspx/helukabel-26889.jpg?867587A1BA9C9CA9BBA6B6AABE64626A887D8D73BCA797 | https://pim-kvc.soneparsea.com:3443/PictureServer/default.aspx/helukabel-26889.pdf?867587A1BA9C9CA9BBA6B6AABE64626A887D8D73C29B96 | H07V-K PVC-SINGLE CORE CABLE 50MM² BLACK | • These insulated wires are suitable for laying in tubes, under and surface mounting of plasters and also in closed installation conduits., • These are not allowed to install for direct laying on cable trays, channels or tanks., • These types are permitted for the inner wiring of equipment, distributor and switchboards and also for protective laying to the lightings with a nominal voltage up to 1000 V alternating current or up to 750 V direct current against earth. | Permitted cable outer temperature during assembling/handling | -5...70°C
| 36 | Cables and Wires | Low Voltage Cables | Single Core | H07V-K PVC-SINGLE CORE CABLE 50MM² BLACK | 2143939 | 26889 | HELUKABEL | 472.56 | https://pim-kvc.soneparsea.com:3443/PictureServer/default.aspx/helukabel-26889.jpg?867587A1BA9C9CA9BBA6B6AABE64626A887D8D73BCA797 | https://pim-kvc.soneparsea.com:3443/PictureServer/default.aspx/helukabel-26889.pdf?867587A1BA9C9CA9BBA6B6AABE64626A887D8D73C29B96 | H07V-K PVC-SINGLE CORE CABLE 50MM² BLACK | • These insulated wires are suitable for laying in tubes, under and surface mounting of plasters and also in closed installation conduits., • These are not allowed to install for direct laying on cable trays, channels or tanks., • These types are permitted for the inner wiring of equipment, distributor and switchboards and also for protective laying to the lightings with a nominal voltage up to 1000 V alternating current or up to 750 V direct current against earth. | Permitted cable outer temperature after assembling without vibration | -30...80°C
| 36 | Cables and Wires | Low Voltage Cables | Single Core | H07V-K PVC-SINGLE CORE CABLE 50MM² BLACK | 2143939 | 26889 | HELUKABEL | 472.56 | https://pim-kvc.soneparsea.com:3443/PictureServer/default.aspx/helukabel-26889.jpg?867587A1BA9C9CA9BBA6B6AABE64626A887D8D73BCA797 | https://pim-kvc.soneparsea.com:3443/PictureServer/default.aspx/helukabel-26889.pdf?867587A1BA9C9CA9BBA6B6AABE64626A887D8D73C29B96 | H07V-K PVC-SINGLE CORE CABLE 50MM² BLACK | • These insulated wires are suitable for laying in tubes, under and surface mounting of plasters and also in closed installation conduits., • These are not allowed to install for direct laying on cable trays, channels or tanks., • These types are permitted for the inner wiring of equipment, distributor and switchboards and also for protective laying to the lightings with a nominal voltage up to 1000 V alternating current or up to 750 V direct current against earth. | Nominal voltage U0 | 450V
| 36 | Cables and Wires | Low Voltage Cables | Single Core | H07V-K PVC-SINGLE CORE CABLE 50MM² BLACK | 2143939 | 26889 | HELUKABEL | 472.56 | https://pim-kvc.soneparsea.com:3443/PictureServer/default.aspx/helukabel-26889.jpg?867587A1BA9C9CA9BBA6B6AABE64626A887D8D73BCA797 | https://pim-kvc.soneparsea.com:3443/PictureServer/default.aspx/helukabel-26889.pdf?867587A1BA9C9CA9BBA6B6AABE64626A887D8D73C29B96 | H07V-K PVC-SINGLE CORE CABLE 50MM² BLACK | • These insulated wires are suitable for laying in tubes, under and surface mounting of plasters and also in closed installation conduits., • These are not allowed to install for direct laying on cable trays, channels or tanks., • These types are permitted for the inner wiring of equipment, distributor and switchboards and also for protective laying to the lightings with a nominal voltage up to 1000 V alternating current or up to 750 V direct current against earth. | Nominal voltage U | 750V
| 37 | Cables and Wires | Low Voltage Cables | Single Core | H07V-K PVC-SINGLE CORE CABLE 70MM² BLACK | 2143940 | 26905 | HELUKABEL | 647.96 | https://pim-kvc.soneparsea.com:3443/PictureServer/default.aspx/helukabel-26905_Image1.jpg?988AA09A9D7872799CA1BCAABEAC9B95B2AAC072846D696485A49DB2B39E95657EAFC4AC | https://pim-kvc.soneparsea.com:3443/PictureServer/default.aspx/helukabel-26905.pdf?867587A1BA9C9CA9BBA6B6AABE64626A89758973C29B96 | H07V-K PVC-SINGLE CORE CABLE 70MM² BLACK | It can be used for installation in electrical installation pipes either on or underneath plaster or in similar closed systems. Suitable for protected laying in lighting systems or switching or control devices for voltages including 1000 V AC or up to 750 V DC voltage. Not be used for direct laying on cable ladders and cable trays, except as a potential equalisation cable. | Conductor material | Copper
| 37 | Cables and Wires | Low Voltage Cables | Single Core | H07V-K PVC-SINGLE CORE CABLE 70MM² BLACK | 2143940 | 26905 | HELUKABEL | 647.96 | https://pim-kvc.soneparsea.com:3443/PictureServer/default.aspx/helukabel-26905_Image1.jpg?988AA09A9D7872799CA1BCAABEAC9B95B2AAC072846D696485A49DB2B39E95657EAFC4AC | https://pim-kvc.soneparsea.com:3443/PictureServer/default.aspx/helukabel-26905.pdf?867587A1BA9C9CA9BBA6B6AABE64626A89758973C29B96 | H07V-K PVC-SINGLE CORE CABLE 70MM² BLACK | It can be used for installation in electrical installation pipes either on or underneath plaster or in similar closed systems. Suitable for protected laying in lighting systems or switching or control devices for voltages including 1000 V AC or up to 750 V DC voltage. Not be used for direct laying on cable ladders and cable trays, except as a potential equalisation cable. | Conductor surface | Bare
| 37 | Cables and Wires | Low Voltage Cables | Single Core | H07V-K PVC-SINGLE CORE CABLE 70MM² BLACK | 2143940 | 26905 | HELUKABEL | 647.96 | https://pim-kvc.soneparsea.com:3443/PictureServer/default.aspx/helukabel-26905_Image1.jpg?988AA09A9D7872799CA1BCAABEAC9B95B2AAC072846D696485A49DB2B39E95657EAFC4AC | https://pim-kvc.soneparsea.com:3443/PictureServer/default.aspx/helukabel-26905.pdf?867587A1BA9C9CA9BBA6B6AABE64626A89758973C29B96 | H07V-K PVC-SINGLE CORE CABLE 70MM² BLACK | It can be used for installation in electrical installation pipes either on or underneath plaster or in similar closed systems. Suitable for protected laying in lighting systems or switching or control devices for voltages including 1000 V AC or up to 750 V DC voltage. Not be used for direct laying on cable ladders and cable trays, except as a potential equalisation cable. | Nominal cross section conductor | 70mm²
| 37 | Cables and Wires | Low Voltage Cables | Single Core | H07V-K PVC-SINGLE CORE CABLE 70MM² BLACK | 2143940 | 26905 | HELUKABEL | 647.96 | https://pim-kvc.soneparsea.com:3443/PictureServer/default.aspx/helukabel-26905_Image1.jpg?988AA09A9D7872799CA1BCAABEAC9B95B2AAC072846D696485A49DB2B39E95657EAFC4AC | https://pim-kvc.soneparsea.com:3443/PictureServer/default.aspx/helukabel-26905.pdf?867587A1BA9C9CA9BBA6B6AABE64626A89758973C29B96 | H07V-K PVC-SINGLE CORE CABLE 70MM² BLACK | It can be used for installation in electrical installation pipes either on or underneath plaster or in similar closed systems. Suitable for protected laying in lighting systems or switching or control devices for voltages including 1000 V AC or up to 750 V DC voltage. Not be used for direct laying on cable ladders and cable trays, except as a potential equalisation cable. | Conductor category | Class 5 = flexible
| 37 | Cables and Wires | Low Voltage Cables | Single Core | H07V-K PVC-SINGLE CORE CABLE 70MM² BLACK | 2143940 | 26905 | HELUKABEL | 647.96 | https://pim-kvc.soneparsea.com:3443/PictureServer/default.aspx/helukabel-26905_Image1.jpg?988AA09A9D7872799CA1BCAABEAC9B95B2AAC072846D696485A49DB2B39E95657EAFC4AC | https://pim-kvc.soneparsea.com:3443/PictureServer/default.aspx/helukabel-26905.pdf?867587A1BA9C9CA9BBA6B6AABE64626A89758973C29B96 | H07V-K PVC-SINGLE CORE CABLE 70MM² BLACK | It can be used for installation in electrical installation pipes either on or underneath plaster or in similar closed systems. Suitable for protected laying in lighting systems or switching or control devices for voltages including 1000 V AC or up to 750 V DC voltage. Not be used for direct laying on cable ladders and cable trays, except as a potential equalisation cable. | Material core insulation | Polyvinyl chloride (PVC)
| 37 | Cables and Wires | Low Voltage Cables | Single Core | H07V-K PVC-SINGLE CORE CABLE 70MM² BLACK | 2143940 | 26905 | HELUKABEL | 647.96 | https://pim-kvc.soneparsea.com:3443/PictureServer/default.aspx/helukabel-26905_Image1.jpg?988AA09A9D7872799CA1BCAABEAC9B95B2AAC072846D696485A49DB2B39E95657EAFC4AC | https://pim-kvc.soneparsea.com:3443/PictureServer/default.aspx/helukabel-26905.pdf?867587A1BA9C9CA9BBA6B6AABE64626A89758973C29B96 | H07V-K PVC-SINGLE CORE CABLE 70MM² BLACK | It can be used for installation in electrical installation pipes either on or underneath plaster or in similar closed systems. Suitable for protected laying in lighting systems or switching or control devices for voltages including 1000 V AC or up to 750 V DC voltage. Not be used for direct laying on cable ladders and cable trays, except as a potential equalisation cable. | Core identification | Colour
| 37 | Cables and Wires | Low Voltage Cables | Single Core | H07V-K PVC-SINGLE CORE CABLE 70MM² BLACK | 2143940 | 26905 | HELUKABEL | 647.96 | https://pim-kvc.soneparsea.com:3443/PictureServer/default.aspx/helukabel-26905_Image1.jpg?988AA09A9D7872799CA1BCAABEAC9B95B2AAC072846D696485A49DB2B39E95657EAFC4AC | https://pim-kvc.soneparsea.com:3443/PictureServer/default.aspx/helukabel-26905.pdf?867587A1BA9C9CA9BBA6B6AABE64626A89758973C29B96 | H07V-K PVC-SINGLE CORE CABLE 70MM² BLACK | It can be used for installation in electrical installation pipes either on or underneath plaster or in similar closed systems. Suitable for protected laying in lighting systems or switching or control devices for voltages including 1000 V AC or up to 750 V DC voltage. Not be used for direct laying on cable ladders and cable trays, except as a potential equalisation cable. | Core colour | Black
| 37 | Cables and Wires | Low Voltage Cables | Single Core | H07V-K PVC-SINGLE CORE CABLE 70MM² BLACK | 2143940 | 26905 | HELUKABEL | 647.96 | https://pim-kvc.soneparsea.com:3443/PictureServer/default.aspx/helukabel-26905_Image1.jpg?988AA09A9D7872799CA1BCAABEAC9B95B2AAC072846D696485A49DB2B39E95657EAFC4AC | https://pim-kvc.soneparsea.com:3443/PictureServer/default.aspx/helukabel-26905.pdf?867587A1BA9C9CA9BBA6B6AABE64626A89758973C29B96 | H07V-K PVC-SINGLE CORE CABLE 70MM² BLACK | It can be used for installation in electrical installation pipes either on or underneath plaster or in similar closed systems. Suitable for protected laying in lighting systems or switching or control devices for voltages including 1000 V AC or up to 750 V DC voltage. Not be used for direct laying on cable ladders and cable trays, except as a potential equalisation cable. | Outer diameter approx. | 16mm
| 37 | Cables and Wires | Low Voltage Cables | Single Core | H07V-K PVC-SINGLE CORE CABLE 70MM² BLACK | 2143940 | 26905 | HELUKABEL | 647.96 | https://pim-kvc.soneparsea.com:3443/PictureServer/default.aspx/helukabel-26905_Image1.jpg?988AA09A9D7872799CA1BCAABEAC9B95B2AAC072846D696485A49DB2B39E95657EAFC4AC | https://pim-kvc.soneparsea.com:3443/PictureServer/default.aspx/helukabel-26905.pdf?867587A1BA9C9CA9BBA6B6AABE64626A89758973C29B96 | H07V-K PVC-SINGLE CORE CABLE 70MM² BLACK | It can be used for installation in electrical installation pipes either on or underneath plaster or in similar closed systems. Suitable for protected laying in lighting systems or switching or control devices for voltages including 1000 V AC or up to 750 V DC voltage. Not be used for direct laying on cable ladders and cable trays, except as a potential equalisation cable. | Permitted cable outer temperature during assembling/handling | -5...70°C
| 37 | Cables and Wires | Low Voltage Cables | Single Core | H07V-K PVC-SINGLE CORE CABLE 70MM² BLACK | 2143940 | 26905 | HELUKABEL | 647.96 | https://pim-kvc.soneparsea.com:3443/PictureServer/default.aspx/helukabel-26905_Image1.jpg?988AA09A9D7872799CA1BCAABEAC9B95B2AAC072846D696485A49DB2B39E95657EAFC4AC | https://pim-kvc.soneparsea.com:3443/PictureServer/default.aspx/helukabel-26905.pdf?867587A1BA9C9CA9BBA6B6AABE64626A89758973C29B96 | H07V-K PVC-SINGLE CORE CABLE 70MM² BLACK | It can be used for installation in electrical installation pipes either on or underneath plaster or in similar closed systems. Suitable for protected laying in lighting systems or switching or control devices for voltages including 1000 V AC or up to 750 V DC voltage. Not be used for direct laying on cable ladders and cable trays, except as a potential equalisation cable. | Permitted cable outer temperature after assembling without vibration | -30...80°C
| 37 | Cables and Wires | Low Voltage Cables | Single Core | H07V-K PVC-SINGLE CORE CABLE 70MM² BLACK | 2143940 | 26905 | HELUKABEL | 647.96 | https://pim-kvc.soneparsea.com:3443/PictureServer/default.aspx/helukabel-26905_Image1.jpg?988AA09A9D7872799CA1BCAABEAC9B95B2AAC072846D696485A49DB2B39E95657EAFC4AC | https://pim-kvc.soneparsea.com:3443/PictureServer/default.aspx/helukabel-26905.pdf?867587A1BA9C9CA9BBA6B6AABE64626A89758973C29B96 | H07V-K PVC-SINGLE CORE CABLE 70MM² BLACK | It can be used for installation in electrical installation pipes either on or underneath plaster or in similar closed systems. Suitable for protected laying in lighting systems or switching or control devices for voltages including 1000 V AC or up to 750 V DC voltage. Not be used for direct laying on cable ladders and cable trays, except as a potential equalisation cable. | Nominal voltage U0 | 450V
| 37 | Cables and Wires | Low Voltage Cables | Single Core | H07V-K PVC-SINGLE CORE CABLE 70MM² BLACK | 2143940 | 26905 | HELUKABEL | 647.96 | https://pim-kvc.soneparsea.com:3443/PictureServer/default.aspx/helukabel-26905_Image1.jpg?988AA09A9D7872799CA1BCAABEAC9B95B2AAC072846D696485A49DB2B39E95657EAFC4AC | https://pim-kvc.soneparsea.com:3443/PictureServer/default.aspx/helukabel-26905.pdf?867587A1BA9C9CA9BBA6B6AABE64626A89758973C29B96 | H07V-K PVC-SINGLE CORE CABLE 70MM² BLACK | It can be used for installation in electrical installation pipes either on or underneath plaster or in similar closed systems. Suitable for protected laying in lighting systems or switching or control devices for voltages including 1000 V AC or up to 750 V DC voltage. Not be used for direct laying on cable ladders and cable trays, except as a potential equalisation cable. | Nominal voltage U | 750V
| 38 | Cables and Wires | Low Voltage Cables | Single Core | H05V-K PVC-SINGLE CORE CABLE 0.5MM² BLACK | 2143943 | 29081 | HELUKABEL | 6.24 | https://pim-kvc.soneparsea.com:3443/PictureServer/default.aspx/helukabel-29081.jpg?867587A1BA9C9CA9BBA6B6AABE64626D807D8573BCA797 | https://pim-kvc.soneparsea.com:3443/PictureServer/default.aspx/helukabel-29081.pdf?867587A1BA9C9CA9BBA6B6AABE64626D807D8573C29B96 | H05V-K PVC-SINGLE CORE CABLE 0.5MM² BLACK | These insulated wires are determined for the installation to the inside of apparatus as well as for the protective laying to the lightings, in dry rooms, in production facilities, switch and distributor boards, in tubes, under and surface mounting of plasters. | Nominal cross section conductor | 0.5mm²
| 38 | Cables and Wires | Low Voltage Cables | Single Core | H05V-K PVC-SINGLE CORE CABLE 0.5MM² BLACK | 2143943 | 29081 | HELUKABEL | 6.24 | https://pim-kvc.soneparsea.com:3443/PictureServer/default.aspx/helukabel-29081.jpg?867587A1BA9C9CA9BBA6B6AABE64626D807D8573BCA797 | https://pim-kvc.soneparsea.com:3443/PictureServer/default.aspx/helukabel-29081.pdf?867587A1BA9C9CA9BBA6B6AABE64626D807D8573C29B96 | H05V-K PVC-SINGLE CORE CABLE 0.5MM² BLACK | These insulated wires are determined for the installation to the inside of apparatus as well as for the protective laying to the lightings, in dry rooms, in production facilities, switch and distributor boards, in tubes, under and surface mounting of plasters. | Conductor category | Class 5 = flexible
| 38 | Cables and Wires | Low Voltage Cables | Single Core | H05V-K PVC-SINGLE CORE CABLE 0.5MM² BLACK | 2143943 | 29081 | HELUKABEL | 6.24 | https://pim-kvc.soneparsea.com:3443/PictureServer/default.aspx/helukabel-29081.jpg?867587A1BA9C9CA9BBA6B6AABE64626D807D8573BCA797 | https://pim-kvc.soneparsea.com:3443/PictureServer/default.aspx/helukabel-29081.pdf?867587A1BA9C9CA9BBA6B6AABE64626D807D8573C29B96 | H05V-K PVC-SINGLE CORE CABLE 0.5MM² BLACK | These insulated wires are determined for the installation to the inside of apparatus as well as for the protective laying to the lightings, in dry rooms, in production facilities, switch and distributor boards, in tubes, under and surface mounting of plasters. | Material core insulation | Polyvinyl chloride (PVC)
| 38 | Cables and Wires | Low Voltage Cables | Single Core | H05V-K PVC-SINGLE CORE CABLE 0.5MM² BLACK | 2143943 | 29081 | HELUKABEL | 6.24 | https://pim-kvc.soneparsea.com:3443/PictureServer/default.aspx/helukabel-29081.jpg?867587A1BA9C9CA9BBA6B6AABE64626D807D8573BCA797 | https://pim-kvc.soneparsea.com:3443/PictureServer/default.aspx/helukabel-29081.pdf?867587A1BA9C9CA9BBA6B6AABE64626D807D8573C29B96 | H05V-K PVC-SINGLE CORE CABLE 0.5MM² BLACK | These insulated wires are determined for the installation to the inside of apparatus as well as for the protective laying to the lightings, in dry rooms, in production facilities, switch and distributor boards, in tubes, under and surface mounting of plasters. | Core colour | Black
| 38 | Cables and Wires | Low Voltage Cables | Single Core | H05V-K PVC-SINGLE CORE CABLE 0.5MM² BLACK | 2143943 | 29081 | HELUKABEL | 6.24 | https://pim-kvc.soneparsea.com:3443/PictureServer/default.aspx/helukabel-29081.jpg?867587A1BA9C9CA9BBA6B6AABE64626D807D8573BCA797 | https://pim-kvc.soneparsea.com:3443/PictureServer/default.aspx/helukabel-29081.pdf?867587A1BA9C9CA9BBA6B6AABE64626D807D8573C29B96 | H05V-K PVC-SINGLE CORE CABLE 0.5MM² BLACK | These insulated wires are determined for the installation to the inside of apparatus as well as for the protective laying to the lightings, in dry rooms, in production facilities, switch and distributor boards, in tubes, under and surface mounting of plasters. | Screen | no
| 38 | Cables and Wires | Low Voltage Cables | Single Core | H05V-K PVC-SINGLE CORE CABLE 0.5MM² BLACK | 2143943 | 29081 | HELUKABEL | 6.24 | https://pim-kvc.soneparsea.com:3443/PictureServer/default.aspx/helukabel-29081.jpg?867587A1BA9C9CA9BBA6B6AABE64626D807D8573BCA797 | https://pim-kvc.soneparsea.com:3443/PictureServer/default.aspx/helukabel-29081.pdf?867587A1BA9C9CA9BBA6B6AABE64626D807D8573C29B96 | H05V-K PVC-SINGLE CORE CABLE 0.5MM² BLACK | These insulated wires are determined for the installation to the inside of apparatus as well as for the protective laying to the lightings, in dry rooms, in production facilities, switch and distributor boards, in tubes, under and surface mounting of plasters. | Halogen free (according to EN 60754-1/2) | no
| 38 | Cables and Wires | Low Voltage Cables | Single Core | H05V-K PVC-SINGLE CORE CABLE 0.5MM² BLACK | 2143943 | 29081 | HELUKABEL | 6.24 | https://pim-kvc.soneparsea.com:3443/PictureServer/default.aspx/helukabel-29081.jpg?867587A1BA9C9CA9BBA6B6AABE64626D807D8573BCA797 | https://pim-kvc.soneparsea.com:3443/PictureServer/default.aspx/helukabel-29081.pdf?867587A1BA9C9CA9BBA6B6AABE64626D807D8573C29B96 | H05V-K PVC-SINGLE CORE CABLE 0.5MM² BLACK | These insulated wires are determined for the installation to the inside of apparatus as well as for the protective laying to the lightings, in dry rooms, in production facilities, switch and distributor boards, in tubes, under and surface mounting of plasters. | Outer diameter approx. | 2.5mm
| 38 | Cables and Wires | Low Voltage Cables | Single Core | H05V-K PVC-SINGLE CORE CABLE 0.5MM² BLACK | 2143943 | 29081 | HELUKABEL | 6.24 | https://pim-kvc.soneparsea.com:3443/PictureServer/default.aspx/helukabel-29081.jpg?867587A1BA9C9CA9BBA6B6AABE64626D807D8573BCA797 | https://pim-kvc.soneparsea.com:3443/PictureServer/default.aspx/helukabel-29081.pdf?867587A1BA9C9CA9BBA6B6AABE64626D807D8573C29B96 | H05V-K PVC-SINGLE CORE CABLE 0.5MM² BLACK | These insulated wires are determined for the installation to the inside of apparatus as well as for the protective laying to the lightings, in dry rooms, in production facilities, switch and distributor boards, in tubes, under and surface mounting of plasters. | Permitted cable outer temperature during assembling/handling | -5...70°C
| 38 | Cables and Wires | Low Voltage Cables | Single Core | H05V-K PVC-SINGLE CORE CABLE 0.5MM² BLACK | 2143943 | 29081 | HELUKABEL | 6.24 | https://pim-kvc.soneparsea.com:3443/PictureServer/default.aspx/helukabel-29081.jpg?867587A1BA9C9CA9BBA6B6AABE64626D807D8573BCA797 | https://pim-kvc.soneparsea.com:3443/PictureServer/default.aspx/helukabel-29081.pdf?867587A1BA9C9CA9BBA6B6AABE64626D807D8573C29B96 | H05V-K PVC-SINGLE CORE CABLE 0.5MM² BLACK | These insulated wires are determined for the installation to the inside of apparatus as well as for the protective laying to the lightings, in dry rooms, in production facilities, switch and distributor boards, in tubes, under and surface mounting of plasters. | Permitted cable outer temperature after assembling without vibration | -30...80°C
| 38 | Cables and Wires | Low Voltage Cables | Single Core | H05V-K PVC-SINGLE CORE CABLE 0.5MM² BLACK | 2143943 | 29081 | HELUKABEL | 6.24 | https://pim-kvc.soneparsea.com:3443/PictureServer/default.aspx/helukabel-29081.jpg?867587A1BA9C9CA9BBA6B6AABE64626D807D8573BCA797 | https://pim-kvc.soneparsea.com:3443/PictureServer/default.aspx/helukabel-29081.pdf?867587A1BA9C9CA9BBA6B6AABE64626D807D8573C29B96 | H05V-K PVC-SINGLE CORE CABLE 0.5MM² BLACK | These insulated wires are determined for the installation to the inside of apparatus as well as for the protective laying to the lightings, in dry rooms, in production facilities, switch and distributor boards, in tubes, under and surface mounting of plasters. | Nominal voltage U0 | 300V
| 38 | Cables and Wires | Low Voltage Cables | Single Core | H05V-K PVC-SINGLE CORE CABLE 0.5MM² BLACK | 2143943 | 29081 | HELUKABEL | 6.24 | https://pim-kvc.soneparsea.com:3443/PictureServer/default.aspx/helukabel-29081.jpg?867587A1BA9C9CA9BBA6B6AABE64626D807D8573BCA797 | https://pim-kvc.soneparsea.com:3443/PictureServer/default.aspx/helukabel-29081.pdf?867587A1BA9C9CA9BBA6B6AABE64626D807D8573C29B96 | H05V-K PVC-SINGLE CORE CABLE 0.5MM² BLACK | These insulated wires are determined for the installation to the inside of apparatus as well as for the protective laying to the lightings, in dry rooms, in production facilities, switch and distributor boards, in tubes, under and surface mounting of plasters. | Nominal voltage U | 750V
| 39 | Cables and Wires | Low Voltage Cables | Single Core | H05V-K PVC-SINGLE CORE CABLE 0.5MM² BLUE | 2143944 | 29083 | HELUKABEL | 6.24 | https://pim-kvc.soneparsea.com:3443/PictureServer/default.aspx/helukabel-29083.jpg?867587A1BA9C9CA9BBA6B6AABE64626D807D8773BCA797 | https://pim-kvc.soneparsea.com:3443/PictureServer/default.aspx/helukabel-29083.pdf?867587A1BA9C9CA9BBA6B6AABE64626D807D8773C29B96 | H05V-K PVC-SINGLE CORE CABLE 0.5MM² BLUE | These insulated wires are determined for the installation to the inside of apparatus as well as for the protective laying to the lightings, in dry rooms, in production facilities, switch and distributor boards, in tubes, under and surface mounting of plasters. | Nominal cross section conductor | 0.5mm²
| 39 | Cables and Wires | Low Voltage Cables | Single Core | H05V-K PVC-SINGLE CORE CABLE 0.5MM² BLUE | 2143944 | 29083 | HELUKABEL | 6.24 | https://pim-kvc.soneparsea.com:3443/PictureServer/default.aspx/helukabel-29083.jpg?867587A1BA9C9CA9BBA6B6AABE64626D807D8773BCA797 | https://pim-kvc.soneparsea.com:3443/PictureServer/default.aspx/helukabel-29083.pdf?867587A1BA9C9CA9BBA6B6AABE64626D807D8773C29B96 | H05V-K PVC-SINGLE CORE CABLE 0.5MM² BLUE | These insulated wires are determined for the installation to the inside of apparatus as well as for the protective laying to the lightings, in dry rooms, in production facilities, switch and distributor boards, in tubes, under and surface mounting of plasters. | Conductor category | Class 5 = flexible
| 39 | Cables and Wires | Low Voltage Cables | Single Core | H05V-K PVC-SINGLE CORE CABLE 0.5MM² BLUE | 2143944 | 29083 | HELUKABEL | 6.24 | https://pim-kvc.soneparsea.com:3443/PictureServer/default.aspx/helukabel-29083.jpg?867587A1BA9C9CA9BBA6B6AABE64626D807D8773BCA797 | https://pim-kvc.soneparsea.com:3443/PictureServer/default.aspx/helukabel-29083.pdf?867587A1BA9C9CA9BBA6B6AABE64626D807D8773C29B96 | H05V-K PVC-SINGLE CORE CABLE 0.5MM² BLUE | These insulated wires are determined for the installation to the inside of apparatus as well as for the protective laying to the lightings, in dry rooms, in production facilities, switch and distributor boards, in tubes, under and surface mounting of plasters. | Material core insulation | Polyvinyl chloride (PVC)
| 39 | Cables and Wires | Low Voltage Cables | Single Core | H05V-K PVC-SINGLE CORE CABLE 0.5MM² BLUE | 2143944 | 29083 | HELUKABEL | 6.24 | https://pim-kvc.soneparsea.com:3443/PictureServer/default.aspx/helukabel-29083.jpg?867587A1BA9C9CA9BBA6B6AABE64626D807D8773BCA797 | https://pim-kvc.soneparsea.com:3443/PictureServer/default.aspx/helukabel-29083.pdf?867587A1BA9C9CA9BBA6B6AABE64626D807D8773C29B96 | H05V-K PVC-SINGLE CORE CABLE 0.5MM² BLUE | These insulated wires are determined for the installation to the inside of apparatus as well as for the protective laying to the lightings, in dry rooms, in production facilities, switch and distributor boards, in tubes, under and surface mounting of plasters. | Core colour | Blue
| 39 | Cables and Wires | Low Voltage Cables | Single Core | H05V-K PVC-SINGLE CORE CABLE 0.5MM² BLUE | 2143944 | 29083 | HELUKABEL | 6.24 | https://pim-kvc.soneparsea.com:3443/PictureServer/default.aspx/helukabel-29083.jpg?867587A1BA9C9CA9BBA6B6AABE64626D807D8773BCA797 | https://pim-kvc.soneparsea.com:3443/PictureServer/default.aspx/helukabel-29083.pdf?867587A1BA9C9CA9BBA6B6AABE64626D807D8773C29B96 | H05V-K PVC-SINGLE CORE CABLE 0.5MM² BLUE | These insulated wires are determined for the installation to the inside of apparatus as well as for the protective laying to the lightings, in dry rooms, in production facilities, switch and distributor boards, in tubes, under and surface mounting of plasters. | Screen | no
| 39 | Cables and Wires | Low Voltage Cables | Single Core | H05V-K PVC-SINGLE CORE CABLE 0.5MM² BLUE | 2143944 | 29083 | HELUKABEL | 6.24 | https://pim-kvc.soneparsea.com:3443/PictureServer/default.aspx/helukabel-29083.jpg?867587A1BA9C9CA9BBA6B6AABE64626D807D8773BCA797 | https://pim-kvc.soneparsea.com:3443/PictureServer/default.aspx/helukabel-29083.pdf?867587A1BA9C9CA9BBA6B6AABE64626D807D8773C29B96 | H05V-K PVC-SINGLE CORE CABLE 0.5MM² BLUE | These insulated wires are determined for the installation to the inside of apparatus as well as for the protective laying to the lightings, in dry rooms, in production facilities, switch and distributor boards, in tubes, under and surface mounting of plasters. | Halogen free (according to EN 60754-1/2) | no
| 39 | Cables and Wires | Low Voltage Cables | Single Core | H05V-K PVC-SINGLE CORE CABLE 0.5MM² BLUE | 2143944 | 29083 | HELUKABEL | 6.24 | https://pim-kvc.soneparsea.com:3443/PictureServer/default.aspx/helukabel-29083.jpg?867587A1BA9C9CA9BBA6B6AABE64626D807D8773BCA797 | https://pim-kvc.soneparsea.com:3443/PictureServer/default.aspx/helukabel-29083.pdf?867587A1BA9C9CA9BBA6B6AABE64626D807D8773C29B96 | H05V-K PVC-SINGLE CORE CABLE 0.5MM² BLUE | These insulated wires are determined for the installation to the inside of apparatus as well as for the protective laying to the lightings, in dry rooms, in production facilities, switch and distributor boards, in tubes, under and surface mounting of plasters. | Outer diameter approx. | 2.5mm
| 39 | Cables and Wires | Low Voltage Cables | Single Core | H05V-K PVC-SINGLE CORE CABLE 0.5MM² BLUE | 2143944 | 29083 | HELUKABEL | 6.24 | https://pim-kvc.soneparsea.com:3443/PictureServer/default.aspx/helukabel-29083.jpg?867587A1BA9C9CA9BBA6B6AABE64626D807D8773BCA797 | https://pim-kvc.soneparsea.com:3443/PictureServer/default.aspx/helukabel-29083.pdf?867587A1BA9C9CA9BBA6B6AABE64626D807D8773C29B96 | H05V-K PVC-SINGLE CORE CABLE 0.5MM² BLUE | These insulated wires are determined for the installation to the inside of apparatus as well as for the protective laying to the lightings, in dry rooms, in production facilities, switch and distributor boards, in tubes, under and surface mounting of plasters. | Permitted cable outer temperature during assembling/handling | -5...70°C
| 39 | Cables and Wires | Low Voltage Cables | Single Core | H05V-K PVC-SINGLE CORE CABLE 0.5MM² BLUE | 2143944 | 29083 | HELUKABEL | 6.24 | https://pim-kvc.soneparsea.com:3443/PictureServer/default.aspx/helukabel-29083.jpg?867587A1BA9C9CA9BBA6B6AABE64626D807D8773BCA797 | https://pim-kvc.soneparsea.com:3443/PictureServer/default.aspx/helukabel-29083.pdf?867587A1BA9C9CA9BBA6B6AABE64626D807D8773C29B96 | H05V-K PVC-SINGLE CORE CABLE 0.5MM² BLUE | These insulated wires are determined for the installation to the inside of apparatus as well as for the protective laying to the lightings, in dry rooms, in production facilities, switch and distributor boards, in tubes, under and surface mounting of plasters. | Permitted cable outer temperature after assembling without vibration | -30...80°C
| 39 | Cables and Wires | Low Voltage Cables | Single Core | H05V-K PVC-SINGLE CORE CABLE 0.5MM² BLUE | 2143944 | 29083 | HELUKABEL | 6.24 | https://pim-kvc.soneparsea.com:3443/PictureServer/default.aspx/helukabel-29083.jpg?867587A1BA9C9CA9BBA6B6AABE64626D807D8773BCA797 | https://pim-kvc.soneparsea.com:3443/PictureServer/default.aspx/helukabel-29083.pdf?867587A1BA9C9CA9BBA6B6AABE64626D807D8773C29B96 | H05V-K PVC-SINGLE CORE CABLE 0.5MM² BLUE | These insulated wires are determined for the installation to the inside of apparatus as well as for the protective laying to the lightings, in dry rooms, in production facilities, switch and distributor boards, in tubes, under and surface mounting of plasters. | Nominal voltage U0 | 300V
| 39 | Cables and Wires | Low Voltage Cables | Single Core | H05V-K PVC-SINGLE CORE CABLE 0.5MM² BLUE | 2143944 | 29083 | HELUKABEL | 6.24 | https://pim-kvc.soneparsea.com:3443/PictureServer/default.aspx/helukabel-29083.jpg?867587A1BA9C9CA9BBA6B6AABE64626D807D8773BCA797 | https://pim-kvc.soneparsea.com:3443/PictureServer/default.aspx/helukabel-29083.pdf?867587A1BA9C9CA9BBA6B6AABE64626D807D8773C29B96 | H05V-K PVC-SINGLE CORE CABLE 0.5MM² BLUE | These insulated wires are determined for the installation to the inside of apparatus as well as for the protective laying to the lightings, in dry rooms, in production facilities, switch and distributor boards, in tubes, under and surface mounting of plasters. | Nominal voltage U | 750V
| 40 | Cables and Wires | Low Voltage Cables | Single Core | H05V-K PVC-SINGLE CORE CABLE 0.5MM² RED | 2143945 | 29085 | HELUKABEL | 6.24 | https://pim-kvc.soneparsea.com:3443/PictureServer/default.aspx/helukabel-29085.jpg?867587A1BA9C9CA9BBA6B6AABE64626D807D8973BCA797 | https://pim-kvc.soneparsea.com:3443/PictureServer/default.aspx/helukabel-29085.pdf?867587A1BA9C9CA9BBA6B6AABE64626D807D8973C29B96 | H05V-K PVC-SINGLE CORE CABLE 0.5MM² RED | These insulated wires are determined for the installation to the inside of apparatus as well as for the protective laying to the lightings, in dry rooms, in production facilities, switch and distributor boards, in tubes, under and surface mounting of plasters. | Nominal cross section conductor | 0.5mm²
| 40 | Cables and Wires | Low Voltage Cables | Single Core | H05V-K PVC-SINGLE CORE CABLE 0.5MM² RED | 2143945 | 29085 | HELUKABEL | 6.24 | https://pim-kvc.soneparsea.com:3443/PictureServer/default.aspx/helukabel-29085.jpg?867587A1BA9C9CA9BBA6B6AABE64626D807D8973BCA797 | https://pim-kvc.soneparsea.com:3443/PictureServer/default.aspx/helukabel-29085.pdf?867587A1BA9C9CA9BBA6B6AABE64626D807D8973C29B96 | H05V-K PVC-SINGLE CORE CABLE 0.5MM² RED | These insulated wires are determined for the installation to the inside of apparatus as well as for the protective laying to the lightings, in dry rooms, in production facilities, switch and distributor boards, in tubes, under and surface mounting of plasters. | Conductor category | Class 5 = flexible
| 40 | Cables and Wires | Low Voltage Cables | Single Core | H05V-K PVC-SINGLE CORE CABLE 0.5MM² RED | 2143945 | 29085 | HELUKABEL | 6.24 | https://pim-kvc.soneparsea.com:3443/PictureServer/default.aspx/helukabel-29085.jpg?867587A1BA9C9CA9BBA6B6AABE64626D807D8973BCA797 | https://pim-kvc.soneparsea.com:3443/PictureServer/default.aspx/helukabel-29085.pdf?867587A1BA9C9CA9BBA6B6AABE64626D807D8973C29B96 | H05V-K PVC-SINGLE CORE CABLE 0.5MM² RED | These insulated wires are determined for the installation to the inside of apparatus as well as for the protective laying to the lightings, in dry rooms, in production facilities, switch and distributor boards, in tubes, under and surface mounting of plasters. | Material core insulation | Polyvinyl chloride (PVC)
| 40 | Cables and Wires | Low Voltage Cables | Single Core | H05V-K PVC-SINGLE CORE CABLE 0.5MM² RED | 2143945 | 29085 | HELUKABEL | 6.24 | https://pim-kvc.soneparsea.com:3443/PictureServer/default.aspx/helukabel-29085.jpg?867587A1BA9C9CA9BBA6B6AABE64626D807D8973BCA797 | https://pim-kvc.soneparsea.com:3443/PictureServer/default.aspx/helukabel-29085.pdf?867587A1BA9C9CA9BBA6B6AABE64626D807D8973C29B96 | H05V-K PVC-SINGLE CORE CABLE 0.5MM² RED | These insulated wires are determined for the installation to the inside of apparatus as well as for the protective laying to the lightings, in dry rooms, in production facilities, switch and distributor boards, in tubes, under and surface mounting of plasters. | Core colour | Red
| 40 | Cables and Wires | Low Voltage Cables | Single Core | H05V-K PVC-SINGLE CORE CABLE 0.5MM² RED | 2143945 | 29085 | HELUKABEL | 6.24 | https://pim-kvc.soneparsea.com:3443/PictureServer/default.aspx/helukabel-29085.jpg?867587A1BA9C9CA9BBA6B6AABE64626D807D8973BCA797 | https://pim-kvc.soneparsea.com:3443/PictureServer/default.aspx/helukabel-29085.pdf?867587A1BA9C9CA9BBA6B6AABE64626D807D8973C29B96 | H05V-K PVC-SINGLE CORE CABLE 0.5MM² RED | These insulated wires are determined for the installation to the inside of apparatus as well as for the protective laying to the lightings, in dry rooms, in production facilities, switch and distributor boards, in tubes, under and surface mounting of plasters. | Screen | no
| 40 | Cables and Wires | Low Voltage Cables | Single Core | H05V-K PVC-SINGLE CORE CABLE 0.5MM² RED | 2143945 | 29085 | HELUKABEL | 6.24 | https://pim-kvc.soneparsea.com:3443/PictureServer/default.aspx/helukabel-29085.jpg?867587A1BA9C9CA9BBA6B6AABE64626D807D8973BCA797 | https://pim-kvc.soneparsea.com:3443/PictureServer/default.aspx/helukabel-29085.pdf?867587A1BA9C9CA9BBA6B6AABE64626D807D8973C29B96 | H05V-K PVC-SINGLE CORE CABLE 0.5MM² RED | These insulated wires are determined for the installation to the inside of apparatus as well as for the protective laying to the lightings, in dry rooms, in production facilities, switch and distributor boards, in tubes, under and surface mounting of plasters. | Halogen free (according to EN 60754-1/2) | no
| 40 | Cables and Wires | Low Voltage Cables | Single Core | H05V-K PVC-SINGLE CORE CABLE 0.5MM² RED | 2143945 | 29085 | HELUKABEL | 6.24 | https://pim-kvc.soneparsea.com:3443/PictureServer/default.aspx/helukabel-29085.jpg?867587A1BA9C9CA9BBA6B6AABE64626D807D8973BCA797 | https://pim-kvc.soneparsea.com:3443/PictureServer/default.aspx/helukabel-29085.pdf?867587A1BA9C9CA9BBA6B6AABE64626D807D8973C29B96 | H05V-K PVC-SINGLE CORE CABLE 0.5MM² RED | These insulated wires are determined for the installation to the inside of apparatus as well as for the protective laying to the lightings, in dry rooms, in production facilities, switch and distributor boards, in tubes, under and surface mounting of plasters. | Outer diameter approx. | 2.5mm
| 40 | Cables and Wires | Low Voltage Cables | Single Core | H05V-K PVC-SINGLE CORE CABLE 0.5MM² RED | 2143945 | 29085 | HELUKABEL | 6.24 | https://pim-kvc.soneparsea.com:3443/PictureServer/default.aspx/helukabel-29085.jpg?867587A1BA9C9CA9BBA6B6AABE64626D807D8973BCA797 | https://pim-kvc.soneparsea.com:3443/PictureServer/default.aspx/helukabel-29085.pdf?867587A1BA9C9CA9BBA6B6AABE64626D807D8973C29B96 | H05V-K PVC-SINGLE CORE CABLE 0.5MM² RED | These insulated wires are determined for the installation to the inside of apparatus as well as for the protective laying to the lightings, in dry rooms, in production facilities, switch and distributor boards, in tubes, under and surface mounting of plasters. | Permitted cable outer temperature during assembling/handling | -5...70°C
| 40 | Cables and Wires | Low Voltage Cables | Single Core | H05V-K PVC-SINGLE CORE CABLE 0.5MM² RED | 2143945 | 29085 | HELUKABEL | 6.24 | https://pim-kvc.soneparsea.com:3443/PictureServer/default.aspx/helukabel-29085.jpg?867587A1BA9C9CA9BBA6B6AABE64626D807D8973BCA797 | https://pim-kvc.soneparsea.com:3443/PictureServer/default.aspx/helukabel-29085.pdf?867587A1BA9C9CA9BBA6B6AABE64626D807D8973C29B96 | H05V-K PVC-SINGLE CORE CABLE 0.5MM² RED | These insulated wires are determined for the installation to the inside of apparatus as well as for the protective laying to the lightings, in dry rooms, in production facilities, switch and distributor boards, in tubes, under and surface mounting of plasters. | Permitted cable outer temperature after assembling without vibration | -30...80°C
| 40 | Cables and Wires | Low Voltage Cables | Single Core | H05V-K PVC-SINGLE CORE CABLE 0.5MM² RED | 2143945 | 29085 | HELUKABEL | 6.24 | https://pim-kvc.soneparsea.com:3443/PictureServer/default.aspx/helukabel-29085.jpg?867587A1BA9C9CA9BBA6B6AABE64626D807D8973BCA797 | https://pim-kvc.soneparsea.com:3443/PictureServer/default.aspx/helukabel-29085.pdf?867587A1BA9C9CA9BBA6B6AABE64626D807D8973C29B96 | H05V-K PVC-SINGLE CORE CABLE 0.5MM² RED | These insulated wires are determined for the installation to the inside of apparatus as well as for the protective laying to the lightings, in dry rooms, in production facilities, switch and distributor boards, in tubes, under and surface mounting of plasters. | Nominal voltage U0 | 300V
| 40 | Cables and Wires | Low Voltage Cables | Single Core | H05V-K PVC-SINGLE CORE CABLE 0.5MM² RED | 2143945 | 29085 | HELUKABEL | 6.24 | https://pim-kvc.soneparsea.com:3443/PictureServer/default.aspx/helukabel-29085.jpg?867587A1BA9C9CA9BBA6B6AABE64626D807D8973BCA797 | https://pim-kvc.soneparsea.com:3443/PictureServer/default.aspx/helukabel-29085.pdf?867587A1BA9C9CA9BBA6B6AABE64626D807D8973C29B96 | H05V-K PVC-SINGLE CORE CABLE 0.5MM² RED | These insulated wires are determined for the installation to the inside of apparatus as well as for the protective laying to the lightings, in dry rooms, in production facilities, switch and distributor boards, in tubes, under and surface mounting of plasters. | Nominal voltage U | 750V
| 41 | Cables and Wires | Low Voltage Cables | Single Core | H05V-K PVC-SINGLE CORE CABLE 0.5MM² WHITE | 2143946 | 29086 | HELUKABEL | 6.24 | https://pim-kvc.soneparsea.com:3443/PictureServer/default.aspx/helukabel-29086.jpg?867587A1BA9C9CA9BBA6B6AABE64626D807D8A73BCA797 | https://pim-kvc.soneparsea.com:3443/PictureServer/default.aspx/helukabel-29086.pdf?867587A1BA9C9CA9BBA6B6AABE64626D807D8A73C29B96 | H05V-K PVC-SINGLE CORE CABLE 0.5MM² WHITE | These insulated wires are determined for the installation to the inside of apparatus as well as for the protective laying to the lightings, in dry rooms, in production facilities, switch and distributor boards, in tubes, under and surface mounting of plasters. | Nominal cross section conductor | 0.5mm²
| 41 | Cables and Wires | Low Voltage Cables | Single Core | H05V-K PVC-SINGLE CORE CABLE 0.5MM² WHITE | 2143946 | 29086 | HELUKABEL | 6.24 | https://pim-kvc.soneparsea.com:3443/PictureServer/default.aspx/helukabel-29086.jpg?867587A1BA9C9CA9BBA6B6AABE64626D807D8A73BCA797 | https://pim-kvc.soneparsea.com:3443/PictureServer/default.aspx/helukabel-29086.pdf?867587A1BA9C9CA9BBA6B6AABE64626D807D8A73C29B96 | H05V-K PVC-SINGLE CORE CABLE 0.5MM² WHITE | These insulated wires are determined for the installation to the inside of apparatus as well as for the protective laying to the lightings, in dry rooms, in production facilities, switch and distributor boards, in tubes, under and surface mounting of plasters. | Conductor category | Class 5 = flexible
| 41 | Cables and Wires | Low Voltage Cables | Single Core | H05V-K PVC-SINGLE CORE CABLE 0.5MM² WHITE | 2143946 | 29086 | HELUKABEL | 6.24 | https://pim-kvc.soneparsea.com:3443/PictureServer/default.aspx/helukabel-29086.jpg?867587A1BA9C9CA9BBA6B6AABE64626D807D8A73BCA797 | https://pim-kvc.soneparsea.com:3443/PictureServer/default.aspx/helukabel-29086.pdf?867587A1BA9C9CA9BBA6B6AABE64626D807D8A73C29B96 | H05V-K PVC-SINGLE CORE CABLE 0.5MM² WHITE | These insulated wires are determined for the installation to the inside of apparatus as well as for the protective laying to the lightings, in dry rooms, in production facilities, switch and distributor boards, in tubes, under and surface mounting of plasters. | Material core insulation | Polyvinyl chloride (PVC)
| 41 | Cables and Wires | Low Voltage Cables | Single Core | H05V-K PVC-SINGLE CORE CABLE 0.5MM² WHITE | 2143946 | 29086 | HELUKABEL | 6.24 | https://pim-kvc.soneparsea.com:3443/PictureServer/default.aspx/helukabel-29086.jpg?867587A1BA9C9CA9BBA6B6AABE64626D807D8A73BCA797 | https://pim-kvc.soneparsea.com:3443/PictureServer/default.aspx/helukabel-29086.pdf?867587A1BA9C9CA9BBA6B6AABE64626D807D8A73C29B96 | H05V-K PVC-SINGLE CORE CABLE 0.5MM² WHITE | These insulated wires are determined for the installation to the inside of apparatus as well as for the protective laying to the lightings, in dry rooms, in production facilities, switch and distributor boards, in tubes, under and surface mounting of plasters. | Core colour | White
| 41 | Cables and Wires | Low Voltage Cables | Single Core | H05V-K PVC-SINGLE CORE CABLE 0.5MM² WHITE | 2143946 | 29086 | HELUKABEL | 6.24 | https://pim-kvc.soneparsea.com:3443/PictureServer/default.aspx/helukabel-29086.jpg?867587A1BA9C9CA9BBA6B6AABE64626D807D8A73BCA797 | https://pim-kvc.soneparsea.com:3443/PictureServer/default.aspx/helukabel-29086.pdf?867587A1BA9C9CA9BBA6B6AABE64626D807D8A73C29B96 | H05V-K PVC-SINGLE CORE CABLE 0.5MM² WHITE | These insulated wires are determined for the installation to the inside of apparatus as well as for the protective laying to the lightings, in dry rooms, in production facilities, switch and distributor boards, in tubes, under and surface mounting of plasters. | Screen | no
| 41 | Cables and Wires | Low Voltage Cables | Single Core | H05V-K PVC-SINGLE CORE CABLE 0.5MM² WHITE | 2143946 | 29086 | HELUKABEL | 6.24 | https://pim-kvc.soneparsea.com:3443/PictureServer/default.aspx/helukabel-29086.jpg?867587A1BA9C9CA9BBA6B6AABE64626D807D8A73BCA797 | https://pim-kvc.soneparsea.com:3443/PictureServer/default.aspx/helukabel-29086.pdf?867587A1BA9C9CA9BBA6B6AABE64626D807D8A73C29B96 | H05V-K PVC-SINGLE CORE CABLE 0.5MM² WHITE | These insulated wires are determined for the installation to the inside of apparatus as well as for the protective laying to the lightings, in dry rooms, in production facilities, switch and distributor boards, in tubes, under and surface mounting of plasters. | Halogen free (according to EN 60754-1/2) | no
| 41 | Cables and Wires | Low Voltage Cables | Single Core | H05V-K PVC-SINGLE CORE CABLE 0.5MM² WHITE | 2143946 | 29086 | HELUKABEL | 6.24 | https://pim-kvc.soneparsea.com:3443/PictureServer/default.aspx/helukabel-29086.jpg?867587A1BA9C9CA9BBA6B6AABE64626D807D8A73BCA797 | https://pim-kvc.soneparsea.com:3443/PictureServer/default.aspx/helukabel-29086.pdf?867587A1BA9C9CA9BBA6B6AABE64626D807D8A73C29B96 | H05V-K PVC-SINGLE CORE CABLE 0.5MM² WHITE | These insulated wires are determined for the installation to the inside of apparatus as well as for the protective laying to the lightings, in dry rooms, in production facilities, switch and distributor boards, in tubes, under and surface mounting of plasters. | Outer diameter approx. | 2.5mm
| 41 | Cables and Wires | Low Voltage Cables | Single Core | H05V-K PVC-SINGLE CORE CABLE 0.5MM² WHITE | 2143946 | 29086 | HELUKABEL | 6.24 | https://pim-kvc.soneparsea.com:3443/PictureServer/default.aspx/helukabel-29086.jpg?867587A1BA9C9CA9BBA6B6AABE64626D807D8A73BCA797 | https://pim-kvc.soneparsea.com:3443/PictureServer/default.aspx/helukabel-29086.pdf?867587A1BA9C9CA9BBA6B6AABE64626D807D8A73C29B96 | H05V-K PVC-SINGLE CORE CABLE 0.5MM² WHITE | These insulated wires are determined for the installation to the inside of apparatus as well as for the protective laying to the lightings, in dry rooms, in production facilities, switch and distributor boards, in tubes, under and surface mounting of plasters. | Permitted cable outer temperature during assembling/handling | -5...70°C
| 41 | Cables and Wires | Low Voltage Cables | Single Core | H05V-K PVC-SINGLE CORE CABLE 0.5MM² WHITE | 2143946 | 29086 | HELUKABEL | 6.24 | https://pim-kvc.soneparsea.com:3443/PictureServer/default.aspx/helukabel-29086.jpg?867587A1BA9C9CA9BBA6B6AABE64626D807D8A73BCA797 | https://pim-kvc.soneparsea.com:3443/PictureServer/default.aspx/helukabel-29086.pdf?867587A1BA9C9CA9BBA6B6AABE64626D807D8A73C29B96 | H05V-K PVC-SINGLE CORE CABLE 0.5MM² WHITE | These insulated wires are determined for the installation to the inside of apparatus as well as for the protective laying to the lightings, in dry rooms, in production facilities, switch and distributor boards, in tubes, under and surface mounting of plasters. | Permitted cable outer temperature after assembling without vibration | -30...80°C
| 41 | Cables and Wires | Low Voltage Cables | Single Core | H05V-K PVC-SINGLE CORE CABLE 0.5MM² WHITE | 2143946 | 29086 | HELUKABEL | 6.24 | https://pim-kvc.soneparsea.com:3443/PictureServer/default.aspx/helukabel-29086.jpg?867587A1BA9C9CA9BBA6B6AABE64626D807D8A73BCA797 | https://pim-kvc.soneparsea.com:3443/PictureServer/default.aspx/helukabel-29086.pdf?867587A1BA9C9CA9BBA6B6AABE64626D807D8A73C29B96 | H05V-K PVC-SINGLE CORE CABLE 0.5MM² WHITE | These insulated wires are determined for the installation to the inside of apparatus as well as for the protective laying to the lightings, in dry rooms, in production facilities, switch and distributor boards, in tubes, under and surface mounting of plasters. | Nominal voltage U0 | 300V
| 41 | Cables and Wires | Low Voltage Cables | Single Core | H05V-K PVC-SINGLE CORE CABLE 0.5MM² WHITE | 2143946 | 29086 | HELUKABEL | 6.24 | https://pim-kvc.soneparsea.com:3443/PictureServer/default.aspx/helukabel-29086.jpg?867587A1BA9C9CA9BBA6B6AABE64626D807D8A73BCA797 | https://pim-kvc.soneparsea.com:3443/PictureServer/default.aspx/helukabel-29086.pdf?867587A1BA9C9CA9BBA6B6AABE64626D807D8A73C29B96 | H05V-K PVC-SINGLE CORE CABLE 0.5MM² WHITE | These insulated wires are determined for the installation to the inside of apparatus as well as for the protective laying to the lightings, in dry rooms, in production facilities, switch and distributor boards, in tubes, under and surface mounting of plasters. | Nominal voltage U | 750V
| 42 | Cables and Wires | Low Voltage Cables | Single Core | H05V-K PVC-SINGLE CORE CABLE 0.5MM² YELLOW | 2143948 | 29089 | HELUKABEL | 6.24 | https://pim-kvc.soneparsea.com:3443/PictureServer/default.aspx/helukabel-29089.jpg?867587A1BA9C9CA9BBA6B6AABE64626D807D8D73BCA797 | https://pim-kvc.soneparsea.com:3443/PictureServer/default.aspx/helukabel-29089.pdf?867587A1BA9C9CA9BBA6B6AABE64626D807D8D73C29B96 | H05V-K PVC-SINGLE CORE CABLE 0.5MM² YELLOW | These insulated wires are determined for the installation to the inside of apparatus as well as for the protective laying to the lightings, in dry rooms, in production facilities, switch and distributor boards, in tubes, under and surface mounting of plasters. | Nominal cross section conductor | 0.5mm²
| 42 | Cables and Wires | Low Voltage Cables | Single Core | H05V-K PVC-SINGLE CORE CABLE 0.5MM² YELLOW | 2143948 | 29089 | HELUKABEL | 6.24 | https://pim-kvc.soneparsea.com:3443/PictureServer/default.aspx/helukabel-29089.jpg?867587A1BA9C9CA9BBA6B6AABE64626D807D8D73BCA797 | https://pim-kvc.soneparsea.com:3443/PictureServer/default.aspx/helukabel-29089.pdf?867587A1BA9C9CA9BBA6B6AABE64626D807D8D73C29B96 | H05V-K PVC-SINGLE CORE CABLE 0.5MM² YELLOW | These insulated wires are determined for the installation to the inside of apparatus as well as for the protective laying to the lightings, in dry rooms, in production facilities, switch and distributor boards, in tubes, under and surface mounting of plasters. | Conductor category | Class 5 = flexible
| 42 | Cables and Wires | Low Voltage Cables | Single Core | H05V-K PVC-SINGLE CORE CABLE 0.5MM² YELLOW | 2143948 | 29089 | HELUKABEL | 6.24 | https://pim-kvc.soneparsea.com:3443/PictureServer/default.aspx/helukabel-29089.jpg?867587A1BA9C9CA9BBA6B6AABE64626D807D8D73BCA797 | https://pim-kvc.soneparsea.com:3443/PictureServer/default.aspx/helukabel-29089.pdf?867587A1BA9C9CA9BBA6B6AABE64626D807D8D73C29B96 | H05V-K PVC-SINGLE CORE CABLE 0.5MM² YELLOW | These insulated wires are determined for the installation to the inside of apparatus as well as for the protective laying to the lightings, in dry rooms, in production facilities, switch and distributor boards, in tubes, under and surface mounting of plasters. | Material core insulation | Polyvinyl chloride (PVC)
| 42 | Cables and Wires | Low Voltage Cables | Single Core | H05V-K PVC-SINGLE CORE CABLE 0.5MM² YELLOW | 2143948 | 29089 | HELUKABEL | 6.24 | https://pim-kvc.soneparsea.com:3443/PictureServer/default.aspx/helukabel-29089.jpg?867587A1BA9C9CA9BBA6B6AABE64626D807D8D73BCA797 | https://pim-kvc.soneparsea.com:3443/PictureServer/default.aspx/helukabel-29089.pdf?867587A1BA9C9CA9BBA6B6AABE64626D807D8D73C29B96 | H05V-K PVC-SINGLE CORE CABLE 0.5MM² YELLOW | These insulated wires are determined for the installation to the inside of apparatus as well as for the protective laying to the lightings, in dry rooms, in production facilities, switch and distributor boards, in tubes, under and surface mounting of plasters. | Core colour | Yellow
| 42 | Cables and Wires | Low Voltage Cables | Single Core | H05V-K PVC-SINGLE CORE CABLE 0.5MM² YELLOW | 2143948 | 29089 | HELUKABEL | 6.24 | https://pim-kvc.soneparsea.com:3443/PictureServer/default.aspx/helukabel-29089.jpg?867587A1BA9C9CA9BBA6B6AABE64626D807D8D73BCA797 | https://pim-kvc.soneparsea.com:3443/PictureServer/default.aspx/helukabel-29089.pdf?867587A1BA9C9CA9BBA6B6AABE64626D807D8D73C29B96 | H05V-K PVC-SINGLE CORE CABLE 0.5MM² YELLOW | These insulated wires are determined for the installation to the inside of apparatus as well as for the protective laying to the lightings, in dry rooms, in production facilities, switch and distributor boards, in tubes, under and surface mounting of plasters. | Screen | no
| 42 | Cables and Wires | Low Voltage Cables | Single Core | H05V-K PVC-SINGLE CORE CABLE 0.5MM² YELLOW | 2143948 | 29089 | HELUKABEL | 6.24 | https://pim-kvc.soneparsea.com:3443/PictureServer/default.aspx/helukabel-29089.jpg?867587A1BA9C9CA9BBA6B6AABE64626D807D8D73BCA797 | https://pim-kvc.soneparsea.com:3443/PictureServer/default.aspx/helukabel-29089.pdf?867587A1BA9C9CA9BBA6B6AABE64626D807D8D73C29B96 | H05V-K PVC-SINGLE CORE CABLE 0.5MM² YELLOW | These insulated wires are determined for the installation to the inside of apparatus as well as for the protective laying to the lightings, in dry rooms, in production facilities, switch and distributor boards, in tubes, under and surface mounting of plasters. | Halogen free (according to EN 60754-1/2) | no
| 42 | Cables and Wires | Low Voltage Cables | Single Core | H05V-K PVC-SINGLE CORE CABLE 0.5MM² YELLOW | 2143948 | 29089 | HELUKABEL | 6.24 | https://pim-kvc.soneparsea.com:3443/PictureServer/default.aspx/helukabel-29089.jpg?867587A1BA9C9CA9BBA6B6AABE64626D807D8D73BCA797 | https://pim-kvc.soneparsea.com:3443/PictureServer/default.aspx/helukabel-29089.pdf?867587A1BA9C9CA9BBA6B6AABE64626D807D8D73C29B96 | H05V-K PVC-SINGLE CORE CABLE 0.5MM² YELLOW | These insulated wires are determined for the installation to the inside of apparatus as well as for the protective laying to the lightings, in dry rooms, in production facilities, switch and distributor boards, in tubes, under and surface mounting of plasters. | Outer diameter approx. | 2.5mm
| 42 | Cables and Wires | Low Voltage Cables | Single Core | H05V-K PVC-SINGLE CORE CABLE 0.5MM² YELLOW | 2143948 | 29089 | HELUKABEL | 6.24 | https://pim-kvc.soneparsea.com:3443/PictureServer/default.aspx/helukabel-29089.jpg?867587A1BA9C9CA9BBA6B6AABE64626D807D8D73BCA797 | https://pim-kvc.soneparsea.com:3443/PictureServer/default.aspx/helukabel-29089.pdf?867587A1BA9C9CA9BBA6B6AABE64626D807D8D73C29B96 | H05V-K PVC-SINGLE CORE CABLE 0.5MM² YELLOW | These insulated wires are determined for the installation to the inside of apparatus as well as for the protective laying to the lightings, in dry rooms, in production facilities, switch and distributor boards, in tubes, under and surface mounting of plasters. | Permitted cable outer temperature during assembling/handling | -5...70°C
| 42 | Cables and Wires | Low Voltage Cables | Single Core | H05V-K PVC-SINGLE CORE CABLE 0.5MM² YELLOW | 2143948 | 29089 | HELUKABEL | 6.24 | https://pim-kvc.soneparsea.com:3443/PictureServer/default.aspx/helukabel-29089.jpg?867587A1BA9C9CA9BBA6B6AABE64626D807D8D73BCA797 | https://pim-kvc.soneparsea.com:3443/PictureServer/default.aspx/helukabel-29089.pdf?867587A1BA9C9CA9BBA6B6AABE64626D807D8D73C29B96 | H05V-K PVC-SINGLE CORE CABLE 0.5MM² YELLOW | These insulated wires are determined for the installation to the inside of apparatus as well as for the protective laying to the lightings, in dry rooms, in production facilities, switch and distributor boards, in tubes, under and surface mounting of plasters. | Permitted cable outer temperature after assembling without vibration | -30...80°C
| 42 | Cables and Wires | Low Voltage Cables | Single Core | H05V-K PVC-SINGLE CORE CABLE 0.5MM² YELLOW | 2143948 | 29089 | HELUKABEL | 6.24 | https://pim-kvc.soneparsea.com:3443/PictureServer/default.aspx/helukabel-29089.jpg?867587A1BA9C9CA9BBA6B6AABE64626D807D8D73BCA797 | https://pim-kvc.soneparsea.com:3443/PictureServer/default.aspx/helukabel-29089.pdf?867587A1BA9C9CA9BBA6B6AABE64626D807D8D73C29B96 | H05V-K PVC-SINGLE CORE CABLE 0.5MM² YELLOW | These insulated wires are determined for the installation to the inside of apparatus as well as for the protective laying to the lightings, in dry rooms, in production facilities, switch and distributor boards, in tubes, under and surface mounting of plasters. | Nominal voltage U0 | 300V
| 42 | Cables and Wires | Low Voltage Cables | Single Core | H05V-K PVC-SINGLE CORE CABLE 0.5MM² YELLOW | 2143948 | 29089 | HELUKABEL | 6.24 | https://pim-kvc.soneparsea.com:3443/PictureServer/default.aspx/helukabel-29089.jpg?867587A1BA9C9CA9BBA6B6AABE64626D807D8D73BCA797 | https://pim-kvc.soneparsea.com:3443/PictureServer/default.aspx/helukabel-29089.pdf?867587A1BA9C9CA9BBA6B6AABE64626D807D8D73C29B96 | H05V-K PVC-SINGLE CORE CABLE 0.5MM² YELLOW | These insulated wires are determined for the installation to the inside of apparatus as well as for the protective laying to the lightings, in dry rooms, in production facilities, switch and distributor boards, in tubes, under and surface mounting of plasters. | Nominal voltage U | 750V
| 43 | Cables and Wires | Low Voltage Cables | Single Core | H05V-K PVC-SINGLE CORE CABLE 0.5MM² GREEN | 2143949 | 29091 | HELUKABEL | 0 | https://pim-kvc.soneparsea.com:3443/PictureServer/default.aspx/helukabel-29091.jpg?867587A1BA9C9CA9BBA6B6AABE64626D807E8573BCA797 | https://pim-kvc.soneparsea.com:3443/PictureServer/default.aspx/helukabel-29091.pdf?867587A1BA9C9CA9BBA6B6AABE64626D807E8573C29B96 | H05V-K PVC-SINGLE CORE CABLE 0.5MM² GREEN | These insulated wires are determined for the installation to the inside of apparatus as well as for the protective laying to the lightings, in dry rooms, in production facilities, switch and distributor boards, in tubes, under and surface mounting of plasters. | Nominal cross section conductor | 0.5mm²
| 43 | Cables and Wires | Low Voltage Cables | Single Core | H05V-K PVC-SINGLE CORE CABLE 0.5MM² GREEN | 2143949 | 29091 | HELUKABEL | 0 | https://pim-kvc.soneparsea.com:3443/PictureServer/default.aspx/helukabel-29091.jpg?867587A1BA9C9CA9BBA6B6AABE64626D807E8573BCA797 | https://pim-kvc.soneparsea.com:3443/PictureServer/default.aspx/helukabel-29091.pdf?867587A1BA9C9CA9BBA6B6AABE64626D807E8573C29B96 | H05V-K PVC-SINGLE CORE CABLE 0.5MM² GREEN | These insulated wires are determined for the installation to the inside of apparatus as well as for the protective laying to the lightings, in dry rooms, in production facilities, switch and distributor boards, in tubes, under and surface mounting of plasters. | Conductor category | Class 5 = flexible
| 43 | Cables and Wires | Low Voltage Cables | Single Core | H05V-K PVC-SINGLE CORE CABLE 0.5MM² GREEN | 2143949 | 29091 | HELUKABEL | 0 | https://pim-kvc.soneparsea.com:3443/PictureServer/default.aspx/helukabel-29091.jpg?867587A1BA9C9CA9BBA6B6AABE64626D807E8573BCA797 | https://pim-kvc.soneparsea.com:3443/PictureServer/default.aspx/helukabel-29091.pdf?867587A1BA9C9CA9BBA6B6AABE64626D807E8573C29B96 | H05V-K PVC-SINGLE CORE CABLE 0.5MM² GREEN | These insulated wires are determined for the installation to the inside of apparatus as well as for the protective laying to the lightings, in dry rooms, in production facilities, switch and distributor boards, in tubes, under and surface mounting of plasters. | Material core insulation | Polyvinyl chloride (PVC)
| 43 | Cables and Wires | Low Voltage Cables | Single Core | H05V-K PVC-SINGLE CORE CABLE 0.5MM² GREEN | 2143949 | 29091 | HELUKABEL | 0 | https://pim-kvc.soneparsea.com:3443/PictureServer/default.aspx/helukabel-29091.jpg?867587A1BA9C9CA9BBA6B6AABE64626D807E8573BCA797 | https://pim-kvc.soneparsea.com:3443/PictureServer/default.aspx/helukabel-29091.pdf?867587A1BA9C9CA9BBA6B6AABE64626D807E8573C29B96 | H05V-K PVC-SINGLE CORE CABLE 0.5MM² GREEN | These insulated wires are determined for the installation to the inside of apparatus as well as for the protective laying to the lightings, in dry rooms, in production facilities, switch and distributor boards, in tubes, under and surface mounting of plasters. | Core colour | Green
| 43 | Cables and Wires | Low Voltage Cables | Single Core | H05V-K PVC-SINGLE CORE CABLE 0.5MM² GREEN | 2143949 | 29091 | HELUKABEL | 0 | https://pim-kvc.soneparsea.com:3443/PictureServer/default.aspx/helukabel-29091.jpg?867587A1BA9C9CA9BBA6B6AABE64626D807E8573BCA797 | https://pim-kvc.soneparsea.com:3443/PictureServer/default.aspx/helukabel-29091.pdf?867587A1BA9C9CA9BBA6B6AABE64626D807E8573C29B96 | H05V-K PVC-SINGLE CORE CABLE 0.5MM² GREEN | These insulated wires are determined for the installation to the inside of apparatus as well as for the protective laying to the lightings, in dry rooms, in production facilities, switch and distributor boards, in tubes, under and surface mounting of plasters. | Screen | no
| 43 | Cables and Wires | Low Voltage Cables | Single Core | H05V-K PVC-SINGLE CORE CABLE 0.5MM² GREEN | 2143949 | 29091 | HELUKABEL | 0 | https://pim-kvc.soneparsea.com:3443/PictureServer/default.aspx/helukabel-29091.jpg?867587A1BA9C9CA9BBA6B6AABE64626D807E8573BCA797 | https://pim-kvc.soneparsea.com:3443/PictureServer/default.aspx/helukabel-29091.pdf?867587A1BA9C9CA9BBA6B6AABE64626D807E8573C29B96 | H05V-K PVC-SINGLE CORE CABLE 0.5MM² GREEN | These insulated wires are determined for the installation to the inside of apparatus as well as for the protective laying to the lightings, in dry rooms, in production facilities, switch and distributor boards, in tubes, under and surface mounting of plasters. | Halogen free (according to EN 60754-1/2) | no
| 43 | Cables and Wires | Low Voltage Cables | Single Core | H05V-K PVC-SINGLE CORE CABLE 0.5MM² GREEN | 2143949 | 29091 | HELUKABEL | 0 | https://pim-kvc.soneparsea.com:3443/PictureServer/default.aspx/helukabel-29091.jpg?867587A1BA9C9CA9BBA6B6AABE64626D807E8573BCA797 | https://pim-kvc.soneparsea.com:3443/PictureServer/default.aspx/helukabel-29091.pdf?867587A1BA9C9CA9BBA6B6AABE64626D807E8573C29B96 | H05V-K PVC-SINGLE CORE CABLE 0.5MM² GREEN | These insulated wires are determined for the installation to the inside of apparatus as well as for the protective laying to the lightings, in dry rooms, in production facilities, switch and distributor boards, in tubes, under and surface mounting of plasters. | Outer diameter approx. | 2.5mm
| 43 | Cables and Wires | Low Voltage Cables | Single Core | H05V-K PVC-SINGLE CORE CABLE 0.5MM² GREEN | 2143949 | 29091 | HELUKABEL | 0 | https://pim-kvc.soneparsea.com:3443/PictureServer/default.aspx/helukabel-29091.jpg?867587A1BA9C9CA9BBA6B6AABE64626D807E8573BCA797 | https://pim-kvc.soneparsea.com:3443/PictureServer/default.aspx/helukabel-29091.pdf?867587A1BA9C9CA9BBA6B6AABE64626D807E8573C29B96 | H05V-K PVC-SINGLE CORE CABLE 0.5MM² GREEN | These insulated wires are determined for the installation to the inside of apparatus as well as for the protective laying to the lightings, in dry rooms, in production facilities, switch and distributor boards, in tubes, under and surface mounting of plasters. | Permitted cable outer temperature during assembling/handling | -5...70°C
| 43 | Cables and Wires | Low Voltage Cables | Single Core | H05V-K PVC-SINGLE CORE CABLE 0.5MM² GREEN | 2143949 | 29091 | HELUKABEL | 0 | https://pim-kvc.soneparsea.com:3443/PictureServer/default.aspx/helukabel-29091.jpg?867587A1BA9C9CA9BBA6B6AABE64626D807E8573BCA797 | https://pim-kvc.soneparsea.com:3443/PictureServer/default.aspx/helukabel-29091.pdf?867587A1BA9C9CA9BBA6B6AABE64626D807E8573C29B96 | H05V-K PVC-SINGLE CORE CABLE 0.5MM² GREEN | These insulated wires are determined for the installation to the inside of apparatus as well as for the protective laying to the lightings, in dry rooms, in production facilities, switch and distributor boards, in tubes, under and surface mounting of plasters. | Permitted cable outer temperature after assembling without vibration | -30...80°C
| 43 | Cables and Wires | Low Voltage Cables | Single Core | H05V-K PVC-SINGLE CORE CABLE 0.5MM² GREEN | 2143949 | 29091 | HELUKABEL | 0 | https://pim-kvc.soneparsea.com:3443/PictureServer/default.aspx/helukabel-29091.jpg?867587A1BA9C9CA9BBA6B6AABE64626D807E8573BCA797 | https://pim-kvc.soneparsea.com:3443/PictureServer/default.aspx/helukabel-29091.pdf?867587A1BA9C9CA9BBA6B6AABE64626D807E8573C29B96 | H05V-K PVC-SINGLE CORE CABLE 0.5MM² GREEN | These insulated wires are determined for the installation to the inside of apparatus as well as for the protective laying to the lightings, in dry rooms, in production facilities, switch and distributor boards, in tubes, under and surface mounting of plasters. | Nominal voltage U0 | 300V
| 43 | Cables and Wires | Low Voltage Cables | Single Core | H05V-K PVC-SINGLE CORE CABLE 0.5MM² GREEN | 2143949 | 29091 | HELUKABEL | 0 | https://pim-kvc.soneparsea.com:3443/PictureServer/default.aspx/helukabel-29091.jpg?867587A1BA9C9CA9BBA6B6AABE64626D807E8573BCA797 | https://pim-kvc.soneparsea.com:3443/PictureServer/default.aspx/helukabel-29091.pdf?867587A1BA9C9CA9BBA6B6AABE64626D807E8573C29B96 | H05V-K PVC-SINGLE CORE CABLE 0.5MM² GREEN | These insulated wires are determined for the installation to the inside of apparatus as well as for the protective laying to the lightings, in dry rooms, in production facilities, switch and distributor boards, in tubes, under and surface mounting of plasters. | Nominal voltage U | 750V
| 44 | Cables and Wires | Low Voltage Cables | Single Core | H05V-K PVC-SINGLE CORE CABLE 0.5MM² DARK BLUE | 2143950 | 29093 | HELUKABEL | 6.24 | https://pim-kvc.soneparsea.com:3443/PictureServer/default.aspx/helukabel-29093.jpg?867587A1BA9C9CA9BBA6B6AABE64626D807E8773BCA797 | https://pim-kvc.soneparsea.com:3443/PictureServer/default.aspx/helukabel-29093.pdf?867587A1BA9C9CA9BBA6B6AABE64626D807E8773C29B96 | H05V-K PVC-SINGLE CORE CABLE 0.5MM² DARK BLUE | These insulated wires are determined for the installation to the inside of apparatus as well as for the protective laying to the lightings, in dry rooms, in production facilities, switch and distributor boards, in tubes, under and surface mounting of plasters. | Nominal cross section conductor | 0.5mm²
| 44 | Cables and Wires | Low Voltage Cables | Single Core | H05V-K PVC-SINGLE CORE CABLE 0.5MM² DARK BLUE | 2143950 | 29093 | HELUKABEL | 6.24 | https://pim-kvc.soneparsea.com:3443/PictureServer/default.aspx/helukabel-29093.jpg?867587A1BA9C9CA9BBA6B6AABE64626D807E8773BCA797 | https://pim-kvc.soneparsea.com:3443/PictureServer/default.aspx/helukabel-29093.pdf?867587A1BA9C9CA9BBA6B6AABE64626D807E8773C29B96 | H05V-K PVC-SINGLE CORE CABLE 0.5MM² DARK BLUE | These insulated wires are determined for the installation to the inside of apparatus as well as for the protective laying to the lightings, in dry rooms, in production facilities, switch and distributor boards, in tubes, under and surface mounting of plasters. | Conductor category | Class 5 = flexible
| 44 | Cables and Wires | Low Voltage Cables | Single Core | H05V-K PVC-SINGLE CORE CABLE 0.5MM² DARK BLUE | 2143950 | 29093 | HELUKABEL | 6.24 | https://pim-kvc.soneparsea.com:3443/PictureServer/default.aspx/helukabel-29093.jpg?867587A1BA9C9CA9BBA6B6AABE64626D807E8773BCA797 | https://pim-kvc.soneparsea.com:3443/PictureServer/default.aspx/helukabel-29093.pdf?867587A1BA9C9CA9BBA6B6AABE64626D807E8773C29B96 | H05V-K PVC-SINGLE CORE CABLE 0.5MM² DARK BLUE | These insulated wires are determined for the installation to the inside of apparatus as well as for the protective laying to the lightings, in dry rooms, in production facilities, switch and distributor boards, in tubes, under and surface mounting of plasters. | Material core insulation | Polyvinyl chloride (PVC)
| 44 | Cables and Wires | Low Voltage Cables | Single Core | H05V-K PVC-SINGLE CORE CABLE 0.5MM² DARK BLUE | 2143950 | 29093 | HELUKABEL | 6.24 | https://pim-kvc.soneparsea.com:3443/PictureServer/default.aspx/helukabel-29093.jpg?867587A1BA9C9CA9BBA6B6AABE64626D807E8773BCA797 | https://pim-kvc.soneparsea.com:3443/PictureServer/default.aspx/helukabel-29093.pdf?867587A1BA9C9CA9BBA6B6AABE64626D807E8773C29B96 | H05V-K PVC-SINGLE CORE CABLE 0.5MM² DARK BLUE | These insulated wires are determined for the installation to the inside of apparatus as well as for the protective laying to the lightings, in dry rooms, in production facilities, switch and distributor boards, in tubes, under and surface mounting of plasters. | Screen | no
| 44 | Cables and Wires | Low Voltage Cables | Single Core | H05V-K PVC-SINGLE CORE CABLE 0.5MM² DARK BLUE | 2143950 | 29093 | HELUKABEL | 6.24 | https://pim-kvc.soneparsea.com:3443/PictureServer/default.aspx/helukabel-29093.jpg?867587A1BA9C9CA9BBA6B6AABE64626D807E8773BCA797 | https://pim-kvc.soneparsea.com:3443/PictureServer/default.aspx/helukabel-29093.pdf?867587A1BA9C9CA9BBA6B6AABE64626D807E8773C29B96 | H05V-K PVC-SINGLE CORE CABLE 0.5MM² DARK BLUE | These insulated wires are determined for the installation to the inside of apparatus as well as for the protective laying to the lightings, in dry rooms, in production facilities, switch and distributor boards, in tubes, under and surface mounting of plasters. | Halogen free (according to EN 60754-1/2) | no
| 44 | Cables and Wires | Low Voltage Cables | Single Core | H05V-K PVC-SINGLE CORE CABLE 0.5MM² DARK BLUE | 2143950 | 29093 | HELUKABEL | 6.24 | https://pim-kvc.soneparsea.com:3443/PictureServer/default.aspx/helukabel-29093.jpg?867587A1BA9C9CA9BBA6B6AABE64626D807E8773BCA797 | https://pim-kvc.soneparsea.com:3443/PictureServer/default.aspx/helukabel-29093.pdf?867587A1BA9C9CA9BBA6B6AABE64626D807E8773C29B96 | H05V-K PVC-SINGLE CORE CABLE 0.5MM² DARK BLUE | These insulated wires are determined for the installation to the inside of apparatus as well as for the protective laying to the lightings, in dry rooms, in production facilities, switch and distributor boards, in tubes, under and surface mounting of plasters. | Outer diameter approx. | 2.5mm
| 44 | Cables and Wires | Low Voltage Cables | Single Core | H05V-K PVC-SINGLE CORE CABLE 0.5MM² DARK BLUE | 2143950 | 29093 | HELUKABEL | 6.24 | https://pim-kvc.soneparsea.com:3443/PictureServer/default.aspx/helukabel-29093.jpg?867587A1BA9C9CA9BBA6B6AABE64626D807E8773BCA797 | https://pim-kvc.soneparsea.com:3443/PictureServer/default.aspx/helukabel-29093.pdf?867587A1BA9C9CA9BBA6B6AABE64626D807E8773C29B96 | H05V-K PVC-SINGLE CORE CABLE 0.5MM² DARK BLUE | These insulated wires are determined for the installation to the inside of apparatus as well as for the protective laying to the lightings, in dry rooms, in production facilities, switch and distributor boards, in tubes, under and surface mounting of plasters. | Permitted cable outer temperature during assembling/handling | -5...70°C
| 44 | Cables and Wires | Low Voltage Cables | Single Core | H05V-K PVC-SINGLE CORE CABLE 0.5MM² DARK BLUE | 2143950 | 29093 | HELUKABEL | 6.24 | https://pim-kvc.soneparsea.com:3443/PictureServer/default.aspx/helukabel-29093.jpg?867587A1BA9C9CA9BBA6B6AABE64626D807E8773BCA797 | https://pim-kvc.soneparsea.com:3443/PictureServer/default.aspx/helukabel-29093.pdf?867587A1BA9C9CA9BBA6B6AABE64626D807E8773C29B96 | H05V-K PVC-SINGLE CORE CABLE 0.5MM² DARK BLUE | These insulated wires are determined for the installation to the inside of apparatus as well as for the protective laying to the lightings, in dry rooms, in production facilities, switch and distributor boards, in tubes, under and surface mounting of plasters. | Permitted cable outer temperature after assembling without vibration | -30...80°C
| 44 | Cables and Wires | Low Voltage Cables | Single Core | H05V-K PVC-SINGLE CORE CABLE 0.5MM² DARK BLUE | 2143950 | 29093 | HELUKABEL | 6.24 | https://pim-kvc.soneparsea.com:3443/PictureServer/default.aspx/helukabel-29093.jpg?867587A1BA9C9CA9BBA6B6AABE64626D807E8773BCA797 | https://pim-kvc.soneparsea.com:3443/PictureServer/default.aspx/helukabel-29093.pdf?867587A1BA9C9CA9BBA6B6AABE64626D807E8773C29B96 | H05V-K PVC-SINGLE CORE CABLE 0.5MM² DARK BLUE | These insulated wires are determined for the installation to the inside of apparatus as well as for the protective laying to the lightings, in dry rooms, in production facilities, switch and distributor boards, in tubes, under and surface mounting of plasters. | Nominal voltage U0 | 300V
| 44 | Cables and Wires | Low Voltage Cables | Single Core | H05V-K PVC-SINGLE CORE CABLE 0.5MM² DARK BLUE | 2143950 | 29093 | HELUKABEL | 6.24 | https://pim-kvc.soneparsea.com:3443/PictureServer/default.aspx/helukabel-29093.jpg?867587A1BA9C9CA9BBA6B6AABE64626D807E8773BCA797 | https://pim-kvc.soneparsea.com:3443/PictureServer/default.aspx/helukabel-29093.pdf?867587A1BA9C9CA9BBA6B6AABE64626D807E8773C29B96 | H05V-K PVC-SINGLE CORE CABLE 0.5MM² DARK BLUE | These insulated wires are determined for the installation to the inside of apparatus as well as for the protective laying to the lightings, in dry rooms, in production facilities, switch and distributor boards, in tubes, under and surface mounting of plasters. | Nominal voltage U | 750V
| 45 | Cables and Wires | Low Voltage Cables | Single Core | H05V-K PVC-SINGLE CORE CABLE 0.75MM² RED | 2143955 | 29101 | HELUKABEL | 8.69 | https://pim-kvc.soneparsea.com:3443/PictureServer/default.aspx/helukabel-29101_Image1.jpg?988AA09A9D7872799CA1BCAABEAC9B95B2AAC0728470616481A49DB2B39E95657EAFC4AC | https://pim-kvc.soneparsea.com:3443/PictureServer/default.aspx/helukabel-29101.pdf?867587A1BA9C9CA9BBA6B6AABE64626D81758573C29B96 | H05V-K PVC-SINGLE CORE CABLE 0.75MM² RED | These insulated wires are determined for the installation to the inside of apparatus as well as for the protective laying to the lightings, in dry rooms, in production facilities, switch and distributor boards, in tubes, under and surface mounting of plasters. | Conductor material | Copper
| 45 | Cables and Wires | Low Voltage Cables | Single Core | H05V-K PVC-SINGLE CORE CABLE 0.75MM² RED | 2143955 | 29101 | HELUKABEL | 8.69 | https://pim-kvc.soneparsea.com:3443/PictureServer/default.aspx/helukabel-29101_Image1.jpg?988AA09A9D7872799CA1BCAABEAC9B95B2AAC0728470616481A49DB2B39E95657EAFC4AC | https://pim-kvc.soneparsea.com:3443/PictureServer/default.aspx/helukabel-29101.pdf?867587A1BA9C9CA9BBA6B6AABE64626D81758573C29B96 | H05V-K PVC-SINGLE CORE CABLE 0.75MM² RED | These insulated wires are determined for the installation to the inside of apparatus as well as for the protective laying to the lightings, in dry rooms, in production facilities, switch and distributor boards, in tubes, under and surface mounting of plasters. | Nominal cross section conductor | 0.75mm²
| 45 | Cables and Wires | Low Voltage Cables | Single Core | H05V-K PVC-SINGLE CORE CABLE 0.75MM² RED | 2143955 | 29101 | HELUKABEL | 8.69 | https://pim-kvc.soneparsea.com:3443/PictureServer/default.aspx/helukabel-29101_Image1.jpg?988AA09A9D7872799CA1BCAABEAC9B95B2AAC0728470616481A49DB2B39E95657EAFC4AC | https://pim-kvc.soneparsea.com:3443/PictureServer/default.aspx/helukabel-29101.pdf?867587A1BA9C9CA9BBA6B6AABE64626D81758573C29B96 | H05V-K PVC-SINGLE CORE CABLE 0.75MM² RED | These insulated wires are determined for the installation to the inside of apparatus as well as for the protective laying to the lightings, in dry rooms, in production facilities, switch and distributor boards, in tubes, under and surface mounting of plasters. | Conductor category | Class 5 = flexible
| 45 | Cables and Wires | Low Voltage Cables | Single Core | H05V-K PVC-SINGLE CORE CABLE 0.75MM² RED | 2143955 | 29101 | HELUKABEL | 8.69 | https://pim-kvc.soneparsea.com:3443/PictureServer/default.aspx/helukabel-29101_Image1.jpg?988AA09A9D7872799CA1BCAABEAC9B95B2AAC0728470616481A49DB2B39E95657EAFC4AC | https://pim-kvc.soneparsea.com:3443/PictureServer/default.aspx/helukabel-29101.pdf?867587A1BA9C9CA9BBA6B6AABE64626D81758573C29B96 | H05V-K PVC-SINGLE CORE CABLE 0.75MM² RED | These insulated wires are determined for the installation to the inside of apparatus as well as for the protective laying to the lightings, in dry rooms, in production facilities, switch and distributor boards, in tubes, under and surface mounting of plasters. | Number of cores | 1
| 45 | Cables and Wires | Low Voltage Cables | Single Core | H05V-K PVC-SINGLE CORE CABLE 0.75MM² RED | 2143955 | 29101 | HELUKABEL | 8.69 | https://pim-kvc.soneparsea.com:3443/PictureServer/default.aspx/helukabel-29101_Image1.jpg?988AA09A9D7872799CA1BCAABEAC9B95B2AAC0728470616481A49DB2B39E95657EAFC4AC | https://pim-kvc.soneparsea.com:3443/PictureServer/default.aspx/helukabel-29101.pdf?867587A1BA9C9CA9BBA6B6AABE64626D81758573C29B96 | H05V-K PVC-SINGLE CORE CABLE 0.75MM² RED | These insulated wires are determined for the installation to the inside of apparatus as well as for the protective laying to the lightings, in dry rooms, in production facilities, switch and distributor boards, in tubes, under and surface mounting of plasters. | Material core insulation | Polyvinyl chloride (PVC)
| 45 | Cables and Wires | Low Voltage Cables | Single Core | H05V-K PVC-SINGLE CORE CABLE 0.75MM² RED | 2143955 | 29101 | HELUKABEL | 8.69 | https://pim-kvc.soneparsea.com:3443/PictureServer/default.aspx/helukabel-29101_Image1.jpg?988AA09A9D7872799CA1BCAABEAC9B95B2AAC0728470616481A49DB2B39E95657EAFC4AC | https://pim-kvc.soneparsea.com:3443/PictureServer/default.aspx/helukabel-29101.pdf?867587A1BA9C9CA9BBA6B6AABE64626D81758573C29B96 | H05V-K PVC-SINGLE CORE CABLE 0.75MM² RED | These insulated wires are determined for the installation to the inside of apparatus as well as for the protective laying to the lightings, in dry rooms, in production facilities, switch and distributor boards, in tubes, under and surface mounting of plasters. | Core colour | Red
| 45 | Cables and Wires | Low Voltage Cables | Single Core | H05V-K PVC-SINGLE CORE CABLE 0.75MM² RED | 2143955 | 29101 | HELUKABEL | 8.69 | https://pim-kvc.soneparsea.com:3443/PictureServer/default.aspx/helukabel-29101_Image1.jpg?988AA09A9D7872799CA1BCAABEAC9B95B2AAC0728470616481A49DB2B39E95657EAFC4AC | https://pim-kvc.soneparsea.com:3443/PictureServer/default.aspx/helukabel-29101.pdf?867587A1BA9C9CA9BBA6B6AABE64626D81758573C29B96 | H05V-K PVC-SINGLE CORE CABLE 0.75MM² RED | These insulated wires are determined for the installation to the inside of apparatus as well as for the protective laying to the lightings, in dry rooms, in production facilities, switch and distributor boards, in tubes, under and surface mounting of plasters. | Screen | no
| 45 | Cables and Wires | Low Voltage Cables | Single Core | H05V-K PVC-SINGLE CORE CABLE 0.75MM² RED | 2143955 | 29101 | HELUKABEL | 8.69 | https://pim-kvc.soneparsea.com:3443/PictureServer/default.aspx/helukabel-29101_Image1.jpg?988AA09A9D7872799CA1BCAABEAC9B95B2AAC0728470616481A49DB2B39E95657EAFC4AC | https://pim-kvc.soneparsea.com:3443/PictureServer/default.aspx/helukabel-29101.pdf?867587A1BA9C9CA9BBA6B6AABE64626D81758573C29B96 | H05V-K PVC-SINGLE CORE CABLE 0.75MM² RED | These insulated wires are determined for the installation to the inside of apparatus as well as for the protective laying to the lightings, in dry rooms, in production facilities, switch and distributor boards, in tubes, under and surface mounting of plasters. | Halogen free (according to EN 60754-1/2) | no
| 45 | Cables and Wires | Low Voltage Cables | Single Core | H05V-K PVC-SINGLE CORE CABLE 0.75MM² RED | 2143955 | 29101 | HELUKABEL | 8.69 | https://pim-kvc.soneparsea.com:3443/PictureServer/default.aspx/helukabel-29101_Image1.jpg?988AA09A9D7872799CA1BCAABEAC9B95B2AAC0728470616481A49DB2B39E95657EAFC4AC | https://pim-kvc.soneparsea.com:3443/PictureServer/default.aspx/helukabel-29101.pdf?867587A1BA9C9CA9BBA6B6AABE64626D81758573C29B96 | H05V-K PVC-SINGLE CORE CABLE 0.75MM² RED | These insulated wires are determined for the installation to the inside of apparatus as well as for the protective laying to the lightings, in dry rooms, in production facilities, switch and distributor boards, in tubes, under and surface mounting of plasters. | Outer diameter approx. | 2.7mm
| 45 | Cables and Wires | Low Voltage Cables | Single Core | H05V-K PVC-SINGLE CORE CABLE 0.75MM² RED | 2143955 | 29101 | HELUKABEL | 8.69 | https://pim-kvc.soneparsea.com:3443/PictureServer/default.aspx/helukabel-29101_Image1.jpg?988AA09A9D7872799CA1BCAABEAC9B95B2AAC0728470616481A49DB2B39E95657EAFC4AC | https://pim-kvc.soneparsea.com:3443/PictureServer/default.aspx/helukabel-29101.pdf?867587A1BA9C9CA9BBA6B6AABE64626D81758573C29B96 | H05V-K PVC-SINGLE CORE CABLE 0.75MM² RED | These insulated wires are determined for the installation to the inside of apparatus as well as for the protective laying to the lightings, in dry rooms, in production facilities, switch and distributor boards, in tubes, under and surface mounting of plasters. | Permitted cable outer temperature during assembling/handling | -5...70°C
| 45 | Cables and Wires | Low Voltage Cables | Single Core | H05V-K PVC-SINGLE CORE CABLE 0.75MM² RED | 2143955 | 29101 | HELUKABEL | 8.69 | https://pim-kvc.soneparsea.com:3443/PictureServer/default.aspx/helukabel-29101_Image1.jpg?988AA09A9D7872799CA1BCAABEAC9B95B2AAC0728470616481A49DB2B39E95657EAFC4AC | https://pim-kvc.soneparsea.com:3443/PictureServer/default.aspx/helukabel-29101.pdf?867587A1BA9C9CA9BBA6B6AABE64626D81758573C29B96 | H05V-K PVC-SINGLE CORE CABLE 0.75MM² RED | These insulated wires are determined for the installation to the inside of apparatus as well as for the protective laying to the lightings, in dry rooms, in production facilities, switch and distributor boards, in tubes, under and surface mounting of plasters. | Permitted cable outer temperature after assembling without vibration | -30...80°C
| 45 | Cables and Wires | Low Voltage Cables | Single Core | H05V-K PVC-SINGLE CORE CABLE 0.75MM² RED | 2143955 | 29101 | HELUKABEL | 8.69 | https://pim-kvc.soneparsea.com:3443/PictureServer/default.aspx/helukabel-29101_Image1.jpg?988AA09A9D7872799CA1BCAABEAC9B95B2AAC0728470616481A49DB2B39E95657EAFC4AC | https://pim-kvc.soneparsea.com:3443/PictureServer/default.aspx/helukabel-29101.pdf?867587A1BA9C9CA9BBA6B6AABE64626D81758573C29B96 | H05V-K PVC-SINGLE CORE CABLE 0.75MM² RED | These insulated wires are determined for the installation to the inside of apparatus as well as for the protective laying to the lightings, in dry rooms, in production facilities, switch and distributor boards, in tubes, under and surface mounting of plasters. | Nominal voltage U0 | 300V
| 45 | Cables and Wires | Low Voltage Cables | Single Core | H05V-K PVC-SINGLE CORE CABLE 0.75MM² RED | 2143955 | 29101 | HELUKABEL | 8.69 | https://pim-kvc.soneparsea.com:3443/PictureServer/default.aspx/helukabel-29101_Image1.jpg?988AA09A9D7872799CA1BCAABEAC9B95B2AAC0728470616481A49DB2B39E95657EAFC4AC | https://pim-kvc.soneparsea.com:3443/PictureServer/default.aspx/helukabel-29101.pdf?867587A1BA9C9CA9BBA6B6AABE64626D81758573C29B96 | H05V-K PVC-SINGLE CORE CABLE 0.75MM² RED | These insulated wires are determined for the installation to the inside of apparatus as well as for the protective laying to the lightings, in dry rooms, in production facilities, switch and distributor boards, in tubes, under and surface mounting of plasters. | Nominal voltage U | 750V
| 46 | Cables and Wires | Low Voltage Cables | Single Core | H05V-K PVC-SINGLE CORE CABLE 0.75MM² YELLOW | 2143957 | 29105 | HELUKABEL | 8.69 | https://pim-kvc.soneparsea.com:3443/PictureServer/default.aspx/helukabel-29105.jpg?867587A1BA9C9CA9BBA6B6AABE64626D81758973BCA797 | https://pim-kvc.soneparsea.com:3443/PictureServer/default.aspx/helukabel-29105.pdf?867587A1BA9C9CA9BBA6B6AABE64626D81758973C29B96 | H05V-K PVC-SINGLE CORE CABLE 0.75MM² YELLOW | These insulated wires are determined for the installation to the inside of apparatus as well as for the protective laying to the lightings, in dry rooms, in production facilities, switch and distributor boards, in tubes, under and surface mounting of plasters. | Nominal cross section conductor | 0.75mm²
| 46 | Cables and Wires | Low Voltage Cables | Single Core | H05V-K PVC-SINGLE CORE CABLE 0.75MM² YELLOW | 2143957 | 29105 | HELUKABEL | 8.69 | https://pim-kvc.soneparsea.com:3443/PictureServer/default.aspx/helukabel-29105.jpg?867587A1BA9C9CA9BBA6B6AABE64626D81758973BCA797 | https://pim-kvc.soneparsea.com:3443/PictureServer/default.aspx/helukabel-29105.pdf?867587A1BA9C9CA9BBA6B6AABE64626D81758973C29B96 | H05V-K PVC-SINGLE CORE CABLE 0.75MM² YELLOW | These insulated wires are determined for the installation to the inside of apparatus as well as for the protective laying to the lightings, in dry rooms, in production facilities, switch and distributor boards, in tubes, under and surface mounting of plasters. | Conductor category | Class 5 = flexible
| 46 | Cables and Wires | Low Voltage Cables | Single Core | H05V-K PVC-SINGLE CORE CABLE 0.75MM² YELLOW | 2143957 | 29105 | HELUKABEL | 8.69 | https://pim-kvc.soneparsea.com:3443/PictureServer/default.aspx/helukabel-29105.jpg?867587A1BA9C9CA9BBA6B6AABE64626D81758973BCA797 | https://pim-kvc.soneparsea.com:3443/PictureServer/default.aspx/helukabel-29105.pdf?867587A1BA9C9CA9BBA6B6AABE64626D81758973C29B96 | H05V-K PVC-SINGLE CORE CABLE 0.75MM² YELLOW | These insulated wires are determined for the installation to the inside of apparatus as well as for the protective laying to the lightings, in dry rooms, in production facilities, switch and distributor boards, in tubes, under and surface mounting of plasters. | Material core insulation | Polyvinyl chloride (PVC)
| 46 | Cables and Wires | Low Voltage Cables | Single Core | H05V-K PVC-SINGLE CORE CABLE 0.75MM² YELLOW | 2143957 | 29105 | HELUKABEL | 8.69 | https://pim-kvc.soneparsea.com:3443/PictureServer/default.aspx/helukabel-29105.jpg?867587A1BA9C9CA9BBA6B6AABE64626D81758973BCA797 | https://pim-kvc.soneparsea.com:3443/PictureServer/default.aspx/helukabel-29105.pdf?867587A1BA9C9CA9BBA6B6AABE64626D81758973C29B96 | H05V-K PVC-SINGLE CORE CABLE 0.75MM² YELLOW | These insulated wires are determined for the installation to the inside of apparatus as well as for the protective laying to the lightings, in dry rooms, in production facilities, switch and distributor boards, in tubes, under and surface mounting of plasters. | Core colour | Yellow
| 46 | Cables and Wires | Low Voltage Cables | Single Core | H05V-K PVC-SINGLE CORE CABLE 0.75MM² YELLOW | 2143957 | 29105 | HELUKABEL | 8.69 | https://pim-kvc.soneparsea.com:3443/PictureServer/default.aspx/helukabel-29105.jpg?867587A1BA9C9CA9BBA6B6AABE64626D81758973BCA797 | https://pim-kvc.soneparsea.com:3443/PictureServer/default.aspx/helukabel-29105.pdf?867587A1BA9C9CA9BBA6B6AABE64626D81758973C29B96 | H05V-K PVC-SINGLE CORE CABLE 0.75MM² YELLOW | These insulated wires are determined for the installation to the inside of apparatus as well as for the protective laying to the lightings, in dry rooms, in production facilities, switch and distributor boards, in tubes, under and surface mounting of plasters. | Screen | no
| 46 | Cables and Wires | Low Voltage Cables | Single Core | H05V-K PVC-SINGLE CORE CABLE 0.75MM² YELLOW | 2143957 | 29105 | HELUKABEL | 8.69 | https://pim-kvc.soneparsea.com:3443/PictureServer/default.aspx/helukabel-29105.jpg?867587A1BA9C9CA9BBA6B6AABE64626D81758973BCA797 | https://pim-kvc.soneparsea.com:3443/PictureServer/default.aspx/helukabel-29105.pdf?867587A1BA9C9CA9BBA6B6AABE64626D81758973C29B96 | H05V-K PVC-SINGLE CORE CABLE 0.75MM² YELLOW | These insulated wires are determined for the installation to the inside of apparatus as well as for the protective laying to the lightings, in dry rooms, in production facilities, switch and distributor boards, in tubes, under and surface mounting of plasters. | Halogen free (according to EN 60754-1/2) | no
| 46 | Cables and Wires | Low Voltage Cables | Single Core | H05V-K PVC-SINGLE CORE CABLE 0.75MM² YELLOW | 2143957 | 29105 | HELUKABEL | 8.69 | https://pim-kvc.soneparsea.com:3443/PictureServer/default.aspx/helukabel-29105.jpg?867587A1BA9C9CA9BBA6B6AABE64626D81758973BCA797 | https://pim-kvc.soneparsea.com:3443/PictureServer/default.aspx/helukabel-29105.pdf?867587A1BA9C9CA9BBA6B6AABE64626D81758973C29B96 | H05V-K PVC-SINGLE CORE CABLE 0.75MM² YELLOW | These insulated wires are determined for the installation to the inside of apparatus as well as for the protective laying to the lightings, in dry rooms, in production facilities, switch and distributor boards, in tubes, under and surface mounting of plasters. | Outer diameter approx. | 2.7mm
| 46 | Cables and Wires | Low Voltage Cables | Single Core | H05V-K PVC-SINGLE CORE CABLE 0.75MM² YELLOW | 2143957 | 29105 | HELUKABEL | 8.69 | https://pim-kvc.soneparsea.com:3443/PictureServer/default.aspx/helukabel-29105.jpg?867587A1BA9C9CA9BBA6B6AABE64626D81758973BCA797 | https://pim-kvc.soneparsea.com:3443/PictureServer/default.aspx/helukabel-29105.pdf?867587A1BA9C9CA9BBA6B6AABE64626D81758973C29B96 | H05V-K PVC-SINGLE CORE CABLE 0.75MM² YELLOW | These insulated wires are determined for the installation to the inside of apparatus as well as for the protective laying to the lightings, in dry rooms, in production facilities, switch and distributor boards, in tubes, under and surface mounting of plasters. | Permitted cable outer temperature during assembling/handling | -5...70°C
| 46 | Cables and Wires | Low Voltage Cables | Single Core | H05V-K PVC-SINGLE CORE CABLE 0.75MM² YELLOW | 2143957 | 29105 | HELUKABEL | 8.69 | https://pim-kvc.soneparsea.com:3443/PictureServer/default.aspx/helukabel-29105.jpg?867587A1BA9C9CA9BBA6B6AABE64626D81758973BCA797 | https://pim-kvc.soneparsea.com:3443/PictureServer/default.aspx/helukabel-29105.pdf?867587A1BA9C9CA9BBA6B6AABE64626D81758973C29B96 | H05V-K PVC-SINGLE CORE CABLE 0.75MM² YELLOW | These insulated wires are determined for the installation to the inside of apparatus as well as for the protective laying to the lightings, in dry rooms, in production facilities, switch and distributor boards, in tubes, under and surface mounting of plasters. | Permitted cable outer temperature after assembling without vibration | -30...80°C
| 46 | Cables and Wires | Low Voltage Cables | Single Core | H05V-K PVC-SINGLE CORE CABLE 0.75MM² YELLOW | 2143957 | 29105 | HELUKABEL | 8.69 | https://pim-kvc.soneparsea.com:3443/PictureServer/default.aspx/helukabel-29105.jpg?867587A1BA9C9CA9BBA6B6AABE64626D81758973BCA797 | https://pim-kvc.soneparsea.com:3443/PictureServer/default.aspx/helukabel-29105.pdf?867587A1BA9C9CA9BBA6B6AABE64626D81758973C29B96 | H05V-K PVC-SINGLE CORE CABLE 0.75MM² YELLOW | These insulated wires are determined for the installation to the inside of apparatus as well as for the protective laying to the lightings, in dry rooms, in production facilities, switch and distributor boards, in tubes, under and surface mounting of plasters. | Nominal voltage U0 | 300V
| 46 | Cables and Wires | Low Voltage Cables | Single Core | H05V-K PVC-SINGLE CORE CABLE 0.75MM² YELLOW | 2143957 | 29105 | HELUKABEL | 8.69 | https://pim-kvc.soneparsea.com:3443/PictureServer/default.aspx/helukabel-29105.jpg?867587A1BA9C9CA9BBA6B6AABE64626D81758973BCA797 | https://pim-kvc.soneparsea.com:3443/PictureServer/default.aspx/helukabel-29105.pdf?867587A1BA9C9CA9BBA6B6AABE64626D81758973C29B96 | H05V-K PVC-SINGLE CORE CABLE 0.75MM² YELLOW | These insulated wires are determined for the installation to the inside of apparatus as well as for the protective laying to the lightings, in dry rooms, in production facilities, switch and distributor boards, in tubes, under and surface mounting of plasters. | Nominal voltage U | 750V
| 47 | Cables and Wires | Low Voltage Cables | Single Core | H05V-K PVC-SINGLE CORE CABLE 1.0MM² BLACK | 2143959 | 29113 | HELUKABEL | 10.99 | https://pim-kvc.soneparsea.com:3443/PictureServer/default.aspx/helukabel-29113_Image1.jpg?988AA09A9D7872799CA1BCAABEAC9B95B2AAC0728470616583A49DB2B39E95657EAFC4AC | https://pim-kvc.soneparsea.com:3443/PictureServer/default.aspx/helukabel-29113.pdf?867587A1BA9C9CA9BBA6B6AABE64626D81768773C29B96 | H05V-K PVC-SINGLE CORE CABLE 1.0MM² BLACK | These insulated wires are determined for the installation to the inside of apparatus as well as for the protective laying to the lightings, in dry rooms, in production facilities, switch and distributor boards, in tubes, under and surface mounting of plasters. | Conductor material | Copper
| 47 | Cables and Wires | Low Voltage Cables | Single Core | H05V-K PVC-SINGLE CORE CABLE 1.0MM² BLACK | 2143959 | 29113 | HELUKABEL | 10.99 | https://pim-kvc.soneparsea.com:3443/PictureServer/default.aspx/helukabel-29113_Image1.jpg?988AA09A9D7872799CA1BCAABEAC9B95B2AAC0728470616583A49DB2B39E95657EAFC4AC | https://pim-kvc.soneparsea.com:3443/PictureServer/default.aspx/helukabel-29113.pdf?867587A1BA9C9CA9BBA6B6AABE64626D81768773C29B96 | H05V-K PVC-SINGLE CORE CABLE 1.0MM² BLACK | These insulated wires are determined for the installation to the inside of apparatus as well as for the protective laying to the lightings, in dry rooms, in production facilities, switch and distributor boards, in tubes, under and surface mounting of plasters. | Nominal cross section conductor | 1mm²
| 47 | Cables and Wires | Low Voltage Cables | Single Core | H05V-K PVC-SINGLE CORE CABLE 1.0MM² BLACK | 2143959 | 29113 | HELUKABEL | 10.99 | https://pim-kvc.soneparsea.com:3443/PictureServer/default.aspx/helukabel-29113_Image1.jpg?988AA09A9D7872799CA1BCAABEAC9B95B2AAC0728470616583A49DB2B39E95657EAFC4AC | https://pim-kvc.soneparsea.com:3443/PictureServer/default.aspx/helukabel-29113.pdf?867587A1BA9C9CA9BBA6B6AABE64626D81768773C29B96 | H05V-K PVC-SINGLE CORE CABLE 1.0MM² BLACK | These insulated wires are determined for the installation to the inside of apparatus as well as for the protective laying to the lightings, in dry rooms, in production facilities, switch and distributor boards, in tubes, under and surface mounting of plasters. | Conductor category | Class 5 = flexible
| 47 | Cables and Wires | Low Voltage Cables | Single Core | H05V-K PVC-SINGLE CORE CABLE 1.0MM² BLACK | 2143959 | 29113 | HELUKABEL | 10.99 | https://pim-kvc.soneparsea.com:3443/PictureServer/default.aspx/helukabel-29113_Image1.jpg?988AA09A9D7872799CA1BCAABEAC9B95B2AAC0728470616583A49DB2B39E95657EAFC4AC | https://pim-kvc.soneparsea.com:3443/PictureServer/default.aspx/helukabel-29113.pdf?867587A1BA9C9CA9BBA6B6AABE64626D81768773C29B96 | H05V-K PVC-SINGLE CORE CABLE 1.0MM² BLACK | These insulated wires are determined for the installation to the inside of apparatus as well as for the protective laying to the lightings, in dry rooms, in production facilities, switch and distributor boards, in tubes, under and surface mounting of plasters. | Number of cores | 1
| 47 | Cables and Wires | Low Voltage Cables | Single Core | H05V-K PVC-SINGLE CORE CABLE 1.0MM² BLACK | 2143959 | 29113 | HELUKABEL | 10.99 | https://pim-kvc.soneparsea.com:3443/PictureServer/default.aspx/helukabel-29113_Image1.jpg?988AA09A9D7872799CA1BCAABEAC9B95B2AAC0728470616583A49DB2B39E95657EAFC4AC | https://pim-kvc.soneparsea.com:3443/PictureServer/default.aspx/helukabel-29113.pdf?867587A1BA9C9CA9BBA6B6AABE64626D81768773C29B96 | H05V-K PVC-SINGLE CORE CABLE 1.0MM² BLACK | These insulated wires are determined for the installation to the inside of apparatus as well as for the protective laying to the lightings, in dry rooms, in production facilities, switch and distributor boards, in tubes, under and surface mounting of plasters. | Material core insulation | Polyvinyl chloride (PVC)
| 47 | Cables and Wires | Low Voltage Cables | Single Core | H05V-K PVC-SINGLE CORE CABLE 1.0MM² BLACK | 2143959 | 29113 | HELUKABEL | 10.99 | https://pim-kvc.soneparsea.com:3443/PictureServer/default.aspx/helukabel-29113_Image1.jpg?988AA09A9D7872799CA1BCAABEAC9B95B2AAC0728470616583A49DB2B39E95657EAFC4AC | https://pim-kvc.soneparsea.com:3443/PictureServer/default.aspx/helukabel-29113.pdf?867587A1BA9C9CA9BBA6B6AABE64626D81768773C29B96 | H05V-K PVC-SINGLE CORE CABLE 1.0MM² BLACK | These insulated wires are determined for the installation to the inside of apparatus as well as for the protective laying to the lightings, in dry rooms, in production facilities, switch and distributor boards, in tubes, under and surface mounting of plasters. | Core colour | Black
| 47 | Cables and Wires | Low Voltage Cables | Single Core | H05V-K PVC-SINGLE CORE CABLE 1.0MM² BLACK | 2143959 | 29113 | HELUKABEL | 10.99 | https://pim-kvc.soneparsea.com:3443/PictureServer/default.aspx/helukabel-29113_Image1.jpg?988AA09A9D7872799CA1BCAABEAC9B95B2AAC0728470616583A49DB2B39E95657EAFC4AC | https://pim-kvc.soneparsea.com:3443/PictureServer/default.aspx/helukabel-29113.pdf?867587A1BA9C9CA9BBA6B6AABE64626D81768773C29B96 | H05V-K PVC-SINGLE CORE CABLE 1.0MM² BLACK | These insulated wires are determined for the installation to the inside of apparatus as well as for the protective laying to the lightings, in dry rooms, in production facilities, switch and distributor boards, in tubes, under and surface mounting of plasters. | Screen | no
| 47 | Cables and Wires | Low Voltage Cables | Single Core | H05V-K PVC-SINGLE CORE CABLE 1.0MM² BLACK | 2143959 | 29113 | HELUKABEL | 10.99 | https://pim-kvc.soneparsea.com:3443/PictureServer/default.aspx/helukabel-29113_Image1.jpg?988AA09A9D7872799CA1BCAABEAC9B95B2AAC0728470616583A49DB2B39E95657EAFC4AC | https://pim-kvc.soneparsea.com:3443/PictureServer/default.aspx/helukabel-29113.pdf?867587A1BA9C9CA9BBA6B6AABE64626D81768773C29B96 | H05V-K PVC-SINGLE CORE CABLE 1.0MM² BLACK | These insulated wires are determined for the installation to the inside of apparatus as well as for the protective laying to the lightings, in dry rooms, in production facilities, switch and distributor boards, in tubes, under and surface mounting of plasters. | Halogen free (according to EN 60754-1/2) | no
| 47 | Cables and Wires | Low Voltage Cables | Single Core | H05V-K PVC-SINGLE CORE CABLE 1.0MM² BLACK | 2143959 | 29113 | HELUKABEL | 10.99 | https://pim-kvc.soneparsea.com:3443/PictureServer/default.aspx/helukabel-29113_Image1.jpg?988AA09A9D7872799CA1BCAABEAC9B95B2AAC0728470616583A49DB2B39E95657EAFC4AC | https://pim-kvc.soneparsea.com:3443/PictureServer/default.aspx/helukabel-29113.pdf?867587A1BA9C9CA9BBA6B6AABE64626D81768773C29B96 | H05V-K PVC-SINGLE CORE CABLE 1.0MM² BLACK | These insulated wires are determined for the installation to the inside of apparatus as well as for the protective laying to the lightings, in dry rooms, in production facilities, switch and distributor boards, in tubes, under and surface mounting of plasters. | Outer diameter approx. | 2.8mm
| 47 | Cables and Wires | Low Voltage Cables | Single Core | H05V-K PVC-SINGLE CORE CABLE 1.0MM² BLACK | 2143959 | 29113 | HELUKABEL | 10.99 | https://pim-kvc.soneparsea.com:3443/PictureServer/default.aspx/helukabel-29113_Image1.jpg?988AA09A9D7872799CA1BCAABEAC9B95B2AAC0728470616583A49DB2B39E95657EAFC4AC | https://pim-kvc.soneparsea.com:3443/PictureServer/default.aspx/helukabel-29113.pdf?867587A1BA9C9CA9BBA6B6AABE64626D81768773C29B96 | H05V-K PVC-SINGLE CORE CABLE 1.0MM² BLACK | These insulated wires are determined for the installation to the inside of apparatus as well as for the protective laying to the lightings, in dry rooms, in production facilities, switch and distributor boards, in tubes, under and surface mounting of plasters. | Permitted cable outer temperature during assembling/handling | -5...70°C
| 47 | Cables and Wires | Low Voltage Cables | Single Core | H05V-K PVC-SINGLE CORE CABLE 1.0MM² BLACK | 2143959 | 29113 | HELUKABEL | 10.99 | https://pim-kvc.soneparsea.com:3443/PictureServer/default.aspx/helukabel-29113_Image1.jpg?988AA09A9D7872799CA1BCAABEAC9B95B2AAC0728470616583A49DB2B39E95657EAFC4AC | https://pim-kvc.soneparsea.com:3443/PictureServer/default.aspx/helukabel-29113.pdf?867587A1BA9C9CA9BBA6B6AABE64626D81768773C29B96 | H05V-K PVC-SINGLE CORE CABLE 1.0MM² BLACK | These insulated wires are determined for the installation to the inside of apparatus as well as for the protective laying to the lightings, in dry rooms, in production facilities, switch and distributor boards, in tubes, under and surface mounting of plasters. | Permitted cable outer temperature after assembling without vibration | -30...80°C
| 47 | Cables and Wires | Low Voltage Cables | Single Core | H05V-K PVC-SINGLE CORE CABLE 1.0MM² BLACK | 2143959 | 29113 | HELUKABEL | 10.99 | https://pim-kvc.soneparsea.com:3443/PictureServer/default.aspx/helukabel-29113_Image1.jpg?988AA09A9D7872799CA1BCAABEAC9B95B2AAC0728470616583A49DB2B39E95657EAFC4AC | https://pim-kvc.soneparsea.com:3443/PictureServer/default.aspx/helukabel-29113.pdf?867587A1BA9C9CA9BBA6B6AABE64626D81768773C29B96 | H05V-K PVC-SINGLE CORE CABLE 1.0MM² BLACK | These insulated wires are determined for the installation to the inside of apparatus as well as for the protective laying to the lightings, in dry rooms, in production facilities, switch and distributor boards, in tubes, under and surface mounting of plasters. | Nominal voltage U0 | 300V
| 47 | Cables and Wires | Low Voltage Cables | Single Core | H05V-K PVC-SINGLE CORE CABLE 1.0MM² BLACK | 2143959 | 29113 | HELUKABEL | 10.99 | https://pim-kvc.soneparsea.com:3443/PictureServer/default.aspx/helukabel-29113_Image1.jpg?988AA09A9D7872799CA1BCAABEAC9B95B2AAC0728470616583A49DB2B39E95657EAFC4AC | https://pim-kvc.soneparsea.com:3443/PictureServer/default.aspx/helukabel-29113.pdf?867587A1BA9C9CA9BBA6B6AABE64626D81768773C29B96 | H05V-K PVC-SINGLE CORE CABLE 1.0MM² BLACK | These insulated wires are determined for the installation to the inside of apparatus as well as for the protective laying to the lightings, in dry rooms, in production facilities, switch and distributor boards, in tubes, under and surface mounting of plasters. | Nominal voltage U | 750V
| 48 | Cables and Wires | Low Voltage Cables | Single Core | H05V-K PVC-SINGLE CORE CABLE 1.0MM² GREEN-YELLOW | 2143960 | 29114 | HELUKABEL | 10.99 | https://pim-kvc.soneparsea.com:3443/PictureServer/default.aspx/helukabel-29114.jpg?867587A1BA9C9CA9BBA6B6AABE64626D81768873BCA797 | https://pim-kvc.soneparsea.com:3443/PictureServer/default.aspx/helukabel-29114.pdf?867587A1BA9C9CA9BBA6B6AABE64626D81768873C29B96 | H05V-K PVC-SINGLE CORE CABLE 1.0MM² GREEN-YELLOW | These insulated wires are determined for the installation to the inside of apparatus as well as for the protective laying to the lightings, in dry rooms, in production facilities, switch and distributor boards, in tubes, under and surface mounting of plasters. | Nominal cross section conductor | 1mm²
| 48 | Cables and Wires | Low Voltage Cables | Single Core | H05V-K PVC-SINGLE CORE CABLE 1.0MM² GREEN-YELLOW | 2143960 | 29114 | HELUKABEL | 10.99 | https://pim-kvc.soneparsea.com:3443/PictureServer/default.aspx/helukabel-29114.jpg?867587A1BA9C9CA9BBA6B6AABE64626D81768873BCA797 | https://pim-kvc.soneparsea.com:3443/PictureServer/default.aspx/helukabel-29114.pdf?867587A1BA9C9CA9BBA6B6AABE64626D81768873C29B96 | H05V-K PVC-SINGLE CORE CABLE 1.0MM² GREEN-YELLOW | These insulated wires are determined for the installation to the inside of apparatus as well as for the protective laying to the lightings, in dry rooms, in production facilities, switch and distributor boards, in tubes, under and surface mounting of plasters. | Conductor category | Class 5 = flexible
| 48 | Cables and Wires | Low Voltage Cables | Single Core | H05V-K PVC-SINGLE CORE CABLE 1.0MM² GREEN-YELLOW | 2143960 | 29114 | HELUKABEL | 10.99 | https://pim-kvc.soneparsea.com:3443/PictureServer/default.aspx/helukabel-29114.jpg?867587A1BA9C9CA9BBA6B6AABE64626D81768873BCA797 | https://pim-kvc.soneparsea.com:3443/PictureServer/default.aspx/helukabel-29114.pdf?867587A1BA9C9CA9BBA6B6AABE64626D81768873C29B96 | H05V-K PVC-SINGLE CORE CABLE 1.0MM² GREEN-YELLOW | These insulated wires are determined for the installation to the inside of apparatus as well as for the protective laying to the lightings, in dry rooms, in production facilities, switch and distributor boards, in tubes, under and surface mounting of plasters. | Material core insulation | Polyvinyl chloride (PVC)
| 48 | Cables and Wires | Low Voltage Cables | Single Core | H05V-K PVC-SINGLE CORE CABLE 1.0MM² GREEN-YELLOW | 2143960 | 29114 | HELUKABEL | 10.99 | https://pim-kvc.soneparsea.com:3443/PictureServer/default.aspx/helukabel-29114.jpg?867587A1BA9C9CA9BBA6B6AABE64626D81768873BCA797 | https://pim-kvc.soneparsea.com:3443/PictureServer/default.aspx/helukabel-29114.pdf?867587A1BA9C9CA9BBA6B6AABE64626D81768873C29B96 | H05V-K PVC-SINGLE CORE CABLE 1.0MM² GREEN-YELLOW | These insulated wires are determined for the installation to the inside of apparatus as well as for the protective laying to the lightings, in dry rooms, in production facilities, switch and distributor boards, in tubes, under and surface mounting of plasters. | Core colour | Green/yellow
| 48 | Cables and Wires | Low Voltage Cables | Single Core | H05V-K PVC-SINGLE CORE CABLE 1.0MM² GREEN-YELLOW | 2143960 | 29114 | HELUKABEL | 10.99 | https://pim-kvc.soneparsea.com:3443/PictureServer/default.aspx/helukabel-29114.jpg?867587A1BA9C9CA9BBA6B6AABE64626D81768873BCA797 | https://pim-kvc.soneparsea.com:3443/PictureServer/default.aspx/helukabel-29114.pdf?867587A1BA9C9CA9BBA6B6AABE64626D81768873C29B96 | H05V-K PVC-SINGLE CORE CABLE 1.0MM² GREEN-YELLOW | These insulated wires are determined for the installation to the inside of apparatus as well as for the protective laying to the lightings, in dry rooms, in production facilities, switch and distributor boards, in tubes, under and surface mounting of plasters. | Screen | no
| 48 | Cables and Wires | Low Voltage Cables | Single Core | H05V-K PVC-SINGLE CORE CABLE 1.0MM² GREEN-YELLOW | 2143960 | 29114 | HELUKABEL | 10.99 | https://pim-kvc.soneparsea.com:3443/PictureServer/default.aspx/helukabel-29114.jpg?867587A1BA9C9CA9BBA6B6AABE64626D81768873BCA797 | https://pim-kvc.soneparsea.com:3443/PictureServer/default.aspx/helukabel-29114.pdf?867587A1BA9C9CA9BBA6B6AABE64626D81768873C29B96 | H05V-K PVC-SINGLE CORE CABLE 1.0MM² GREEN-YELLOW | These insulated wires are determined for the installation to the inside of apparatus as well as for the protective laying to the lightings, in dry rooms, in production facilities, switch and distributor boards, in tubes, under and surface mounting of plasters. | Outer diameter approx. | 2.8mm
| 48 | Cables and Wires | Low Voltage Cables | Single Core | H05V-K PVC-SINGLE CORE CABLE 1.0MM² GREEN-YELLOW | 2143960 | 29114 | HELUKABEL | 10.99 | https://pim-kvc.soneparsea.com:3443/PictureServer/default.aspx/helukabel-29114.jpg?867587A1BA9C9CA9BBA6B6AABE64626D81768873BCA797 | https://pim-kvc.soneparsea.com:3443/PictureServer/default.aspx/helukabel-29114.pdf?867587A1BA9C9CA9BBA6B6AABE64626D81768873C29B96 | H05V-K PVC-SINGLE CORE CABLE 1.0MM² GREEN-YELLOW | These insulated wires are determined for the installation to the inside of apparatus as well as for the protective laying to the lightings, in dry rooms, in production facilities, switch and distributor boards, in tubes, under and surface mounting of plasters. | Permitted cable outer temperature during assembling/handling | -5...70°C
| 48 | Cables and Wires | Low Voltage Cables | Single Core | H05V-K PVC-SINGLE CORE CABLE 1.0MM² GREEN-YELLOW | 2143960 | 29114 | HELUKABEL | 10.99 | https://pim-kvc.soneparsea.com:3443/PictureServer/default.aspx/helukabel-29114.jpg?867587A1BA9C9CA9BBA6B6AABE64626D81768873BCA797 | https://pim-kvc.soneparsea.com:3443/PictureServer/default.aspx/helukabel-29114.pdf?867587A1BA9C9CA9BBA6B6AABE64626D81768873C29B96 | H05V-K PVC-SINGLE CORE CABLE 1.0MM² GREEN-YELLOW | These insulated wires are determined for the installation to the inside of apparatus as well as for the protective laying to the lightings, in dry rooms, in production facilities, switch and distributor boards, in tubes, under and surface mounting of plasters. | Permitted cable outer temperature after assembling without vibration | -30...80°C
| 48 | Cables and Wires | Low Voltage Cables | Single Core | H05V-K PVC-SINGLE CORE CABLE 1.0MM² GREEN-YELLOW | 2143960 | 29114 | HELUKABEL | 10.99 | https://pim-kvc.soneparsea.com:3443/PictureServer/default.aspx/helukabel-29114.jpg?867587A1BA9C9CA9BBA6B6AABE64626D81768873BCA797 | https://pim-kvc.soneparsea.com:3443/PictureServer/default.aspx/helukabel-29114.pdf?867587A1BA9C9CA9BBA6B6AABE64626D81768873C29B96 | H05V-K PVC-SINGLE CORE CABLE 1.0MM² GREEN-YELLOW | These insulated wires are determined for the installation to the inside of apparatus as well as for the protective laying to the lightings, in dry rooms, in production facilities, switch and distributor boards, in tubes, under and surface mounting of plasters. | Nominal voltage U0 | 300V
| 48 | Cables and Wires | Low Voltage Cables | Single Core | H05V-K PVC-SINGLE CORE CABLE 1.0MM² GREEN-YELLOW | 2143960 | 29114 | HELUKABEL | 10.99 | https://pim-kvc.soneparsea.com:3443/PictureServer/default.aspx/helukabel-29114.jpg?867587A1BA9C9CA9BBA6B6AABE64626D81768873BCA797 | https://pim-kvc.soneparsea.com:3443/PictureServer/default.aspx/helukabel-29114.pdf?867587A1BA9C9CA9BBA6B6AABE64626D81768873C29B96 | H05V-K PVC-SINGLE CORE CABLE 1.0MM² GREEN-YELLOW | These insulated wires are determined for the installation to the inside of apparatus as well as for the protective laying to the lightings, in dry rooms, in production facilities, switch and distributor boards, in tubes, under and surface mounting of plasters. | Nominal voltage U | 750V
| 49 | Cables and Wires | Low Voltage Cables | Single Core | H05V-K PVC-SINGLE CORE CABLE 1.0MM² BLUE | 2143961 | 29115 | HELUKABEL | 10.99 | https://pim-kvc.soneparsea.com:3443/PictureServer/default.aspx/helukabel-29115_Image1.jpg?988AA09A9D7872799CA1BCAABEAC9B95B2AAC0728470616585A49DB2B39E95657EAFC4AC | https://pim-kvc.soneparsea.com:3443/PictureServer/default.aspx/helukabel-29115.pdf?867587A1BA9C9CA9BBA6B6AABE64626D81768973C29B96 | H05V-K PVC-SINGLE CORE CABLE 1.0MM² BLUE | These insulated wires are determined for the installation to the inside of apparatus as well as for the protective laying to the lightings, in dry rooms, in production facilities, switch and distributor boards, in tubes, under and surface mounting of plasters. | Conductor material | Copper
| 49 | Cables and Wires | Low Voltage Cables | Single Core | H05V-K PVC-SINGLE CORE CABLE 1.0MM² BLUE | 2143961 | 29115 | HELUKABEL | 10.99 | https://pim-kvc.soneparsea.com:3443/PictureServer/default.aspx/helukabel-29115_Image1.jpg?988AA09A9D7872799CA1BCAABEAC9B95B2AAC0728470616585A49DB2B39E95657EAFC4AC | https://pim-kvc.soneparsea.com:3443/PictureServer/default.aspx/helukabel-29115.pdf?867587A1BA9C9CA9BBA6B6AABE64626D81768973C29B96 | H05V-K PVC-SINGLE CORE CABLE 1.0MM² BLUE | These insulated wires are determined for the installation to the inside of apparatus as well as for the protective laying to the lightings, in dry rooms, in production facilities, switch and distributor boards, in tubes, under and surface mounting of plasters. | Nominal cross section conductor | 1mm²
| 49 | Cables and Wires | Low Voltage Cables | Single Core | H05V-K PVC-SINGLE CORE CABLE 1.0MM² BLUE | 2143961 | 29115 | HELUKABEL | 10.99 | https://pim-kvc.soneparsea.com:3443/PictureServer/default.aspx/helukabel-29115_Image1.jpg?988AA09A9D7872799CA1BCAABEAC9B95B2AAC0728470616585A49DB2B39E95657EAFC4AC | https://pim-kvc.soneparsea.com:3443/PictureServer/default.aspx/helukabel-29115.pdf?867587A1BA9C9CA9BBA6B6AABE64626D81768973C29B96 | H05V-K PVC-SINGLE CORE CABLE 1.0MM² BLUE | These insulated wires are determined for the installation to the inside of apparatus as well as for the protective laying to the lightings, in dry rooms, in production facilities, switch and distributor boards, in tubes, under and surface mounting of plasters. | Conductor category | Class 5 = flexible
| 49 | Cables and Wires | Low Voltage Cables | Single Core | H05V-K PVC-SINGLE CORE CABLE 1.0MM² BLUE | 2143961 | 29115 | HELUKABEL | 10.99 | https://pim-kvc.soneparsea.com:3443/PictureServer/default.aspx/helukabel-29115_Image1.jpg?988AA09A9D7872799CA1BCAABEAC9B95B2AAC0728470616585A49DB2B39E95657EAFC4AC | https://pim-kvc.soneparsea.com:3443/PictureServer/default.aspx/helukabel-29115.pdf?867587A1BA9C9CA9BBA6B6AABE64626D81768973C29B96 | H05V-K PVC-SINGLE CORE CABLE 1.0MM² BLUE | These insulated wires are determined for the installation to the inside of apparatus as well as for the protective laying to the lightings, in dry rooms, in production facilities, switch and distributor boards, in tubes, under and surface mounting of plasters. | Number of cores | 1
| 49 | Cables and Wires | Low Voltage Cables | Single Core | H05V-K PVC-SINGLE CORE CABLE 1.0MM² BLUE | 2143961 | 29115 | HELUKABEL | 10.99 | https://pim-kvc.soneparsea.com:3443/PictureServer/default.aspx/helukabel-29115_Image1.jpg?988AA09A9D7872799CA1BCAABEAC9B95B2AAC0728470616585A49DB2B39E95657EAFC4AC | https://pim-kvc.soneparsea.com:3443/PictureServer/default.aspx/helukabel-29115.pdf?867587A1BA9C9CA9BBA6B6AABE64626D81768973C29B96 | H05V-K PVC-SINGLE CORE CABLE 1.0MM² BLUE | These insulated wires are determined for the installation to the inside of apparatus as well as for the protective laying to the lightings, in dry rooms, in production facilities, switch and distributor boards, in tubes, under and surface mounting of plasters. | Material core insulation | Polyvinyl chloride (PVC)
| 49 | Cables and Wires | Low Voltage Cables | Single Core | H05V-K PVC-SINGLE CORE CABLE 1.0MM² BLUE | 2143961 | 29115 | HELUKABEL | 10.99 | https://pim-kvc.soneparsea.com:3443/PictureServer/default.aspx/helukabel-29115_Image1.jpg?988AA09A9D7872799CA1BCAABEAC9B95B2AAC0728470616585A49DB2B39E95657EAFC4AC | https://pim-kvc.soneparsea.com:3443/PictureServer/default.aspx/helukabel-29115.pdf?867587A1BA9C9CA9BBA6B6AABE64626D81768973C29B96 | H05V-K PVC-SINGLE CORE CABLE 1.0MM² BLUE | These insulated wires are determined for the installation to the inside of apparatus as well as for the protective laying to the lightings, in dry rooms, in production facilities, switch and distributor boards, in tubes, under and surface mounting of plasters. | Core colour | Blue
| 49 | Cables and Wires | Low Voltage Cables | Single Core | H05V-K PVC-SINGLE CORE CABLE 1.0MM² BLUE | 2143961 | 29115 | HELUKABEL | 10.99 | https://pim-kvc.soneparsea.com:3443/PictureServer/default.aspx/helukabel-29115_Image1.jpg?988AA09A9D7872799CA1BCAABEAC9B95B2AAC0728470616585A49DB2B39E95657EAFC4AC | https://pim-kvc.soneparsea.com:3443/PictureServer/default.aspx/helukabel-29115.pdf?867587A1BA9C9CA9BBA6B6AABE64626D81768973C29B96 | H05V-K PVC-SINGLE CORE CABLE 1.0MM² BLUE | These insulated wires are determined for the installation to the inside of apparatus as well as for the protective laying to the lightings, in dry rooms, in production facilities, switch and distributor boards, in tubes, under and surface mounting of plasters. | Screen | no
| 49 | Cables and Wires | Low Voltage Cables | Single Core | H05V-K PVC-SINGLE CORE CABLE 1.0MM² BLUE | 2143961 | 29115 | HELUKABEL | 10.99 | https://pim-kvc.soneparsea.com:3443/PictureServer/default.aspx/helukabel-29115_Image1.jpg?988AA09A9D7872799CA1BCAABEAC9B95B2AAC0728470616585A49DB2B39E95657EAFC4AC | https://pim-kvc.soneparsea.com:3443/PictureServer/default.aspx/helukabel-29115.pdf?867587A1BA9C9CA9BBA6B6AABE64626D81768973C29B96 | H05V-K PVC-SINGLE CORE CABLE 1.0MM² BLUE | These insulated wires are determined for the installation to the inside of apparatus as well as for the protective laying to the lightings, in dry rooms, in production facilities, switch and distributor boards, in tubes, under and surface mounting of plasters. | Halogen free (according to EN 60754-1/2) | no
| 49 | Cables and Wires | Low Voltage Cables | Single Core | H05V-K PVC-SINGLE CORE CABLE 1.0MM² BLUE | 2143961 | 29115 | HELUKABEL | 10.99 | https://pim-kvc.soneparsea.com:3443/PictureServer/default.aspx/helukabel-29115_Image1.jpg?988AA09A9D7872799CA1BCAABEAC9B95B2AAC0728470616585A49DB2B39E95657EAFC4AC | https://pim-kvc.soneparsea.com:3443/PictureServer/default.aspx/helukabel-29115.pdf?867587A1BA9C9CA9BBA6B6AABE64626D81768973C29B96 | H05V-K PVC-SINGLE CORE CABLE 1.0MM² BLUE | These insulated wires are determined for the installation to the inside of apparatus as well as for the protective laying to the lightings, in dry rooms, in production facilities, switch and distributor boards, in tubes, under and surface mounting of plasters. | Outer diameter approx. | 2.8mm
| 49 | Cables and Wires | Low Voltage Cables | Single Core | H05V-K PVC-SINGLE CORE CABLE 1.0MM² BLUE | 2143961 | 29115 | HELUKABEL | 10.99 | https://pim-kvc.soneparsea.com:3443/PictureServer/default.aspx/helukabel-29115_Image1.jpg?988AA09A9D7872799CA1BCAABEAC9B95B2AAC0728470616585A49DB2B39E95657EAFC4AC | https://pim-kvc.soneparsea.com:3443/PictureServer/default.aspx/helukabel-29115.pdf?867587A1BA9C9CA9BBA6B6AABE64626D81768973C29B96 | H05V-K PVC-SINGLE CORE CABLE 1.0MM² BLUE | These insulated wires are determined for the installation to the inside of apparatus as well as for the protective laying to the lightings, in dry rooms, in production facilities, switch and distributor boards, in tubes, under and surface mounting of plasters. | Permitted cable outer temperature during assembling/handling | -5...70°C
| 49 | Cables and Wires | Low Voltage Cables | Single Core | H05V-K PVC-SINGLE CORE CABLE 1.0MM² BLUE | 2143961 | 29115 | HELUKABEL | 10.99 | https://pim-kvc.soneparsea.com:3443/PictureServer/default.aspx/helukabel-29115_Image1.jpg?988AA09A9D7872799CA1BCAABEAC9B95B2AAC0728470616585A49DB2B39E95657EAFC4AC | https://pim-kvc.soneparsea.com:3443/PictureServer/default.aspx/helukabel-29115.pdf?867587A1BA9C9CA9BBA6B6AABE64626D81768973C29B96 | H05V-K PVC-SINGLE CORE CABLE 1.0MM² BLUE | These insulated wires are determined for the installation to the inside of apparatus as well as for the protective laying to the lightings, in dry rooms, in production facilities, switch and distributor boards, in tubes, under and surface mounting of plasters. | Permitted cable outer temperature after assembling without vibration | -30...80°C
| 49 | Cables and Wires | Low Voltage Cables | Single Core | H05V-K PVC-SINGLE CORE CABLE 1.0MM² BLUE | 2143961 | 29115 | HELUKABEL | 10.99 | https://pim-kvc.soneparsea.com:3443/PictureServer/default.aspx/helukabel-29115_Image1.jpg?988AA09A9D7872799CA1BCAABEAC9B95B2AAC0728470616585A49DB2B39E95657EAFC4AC | https://pim-kvc.soneparsea.com:3443/PictureServer/default.aspx/helukabel-29115.pdf?867587A1BA9C9CA9BBA6B6AABE64626D81768973C29B96 | H05V-K PVC-SINGLE CORE CABLE 1.0MM² BLUE | These insulated wires are determined for the installation to the inside of apparatus as well as for the protective laying to the lightings, in dry rooms, in production facilities, switch and distributor boards, in tubes, under and surface mounting of plasters. | Nominal voltage U0 | 300V
| 49 | Cables and Wires | Low Voltage Cables | Single Core | H05V-K PVC-SINGLE CORE CABLE 1.0MM² BLUE | 2143961 | 29115 | HELUKABEL | 10.99 | https://pim-kvc.soneparsea.com:3443/PictureServer/default.aspx/helukabel-29115_Image1.jpg?988AA09A9D7872799CA1BCAABEAC9B95B2AAC0728470616585A49DB2B39E95657EAFC4AC | https://pim-kvc.soneparsea.com:3443/PictureServer/default.aspx/helukabel-29115.pdf?867587A1BA9C9CA9BBA6B6AABE64626D81768973C29B96 | H05V-K PVC-SINGLE CORE CABLE 1.0MM² BLUE | These insulated wires are determined for the installation to the inside of apparatus as well as for the protective laying to the lightings, in dry rooms, in production facilities, switch and distributor boards, in tubes, under and surface mounting of plasters. | Nominal voltage U | 750V
| 50 | Cables and Wires | Low Voltage Cables | Single Core | H05V-K PVC-SINGLE CORE CABLE 1.0MM² RED | 2143962 | 29117 | HELUKABEL | 10.99 | https://pim-kvc.soneparsea.com:3443/PictureServer/default.aspx/helukabel-29117_Image1.jpg?988AA09A9D7872799CA1BCAABEAC9B95B2AAC0728470616587A49DB2B39E95657EAFC4AC | https://pim-kvc.soneparsea.com:3443/PictureServer/default.aspx/helukabel-29117.pdf?867587A1BA9C9CA9BBA6B6AABE64626D81768B73C29B96 | H05V-K PVC-SINGLE CORE CABLE 1.0MM² RED | These insulated wires are determined for the installation to the inside of apparatus as well as for the protective laying to the lightings, in dry rooms, in production facilities, switch and distributor boards, in tubes, under and surface mounting of plasters. | Conductor material | Copper
| 50 | Cables and Wires | Low Voltage Cables | Single Core | H05V-K PVC-SINGLE CORE CABLE 1.0MM² RED | 2143962 | 29117 | HELUKABEL | 10.99 | https://pim-kvc.soneparsea.com:3443/PictureServer/default.aspx/helukabel-29117_Image1.jpg?988AA09A9D7872799CA1BCAABEAC9B95B2AAC0728470616587A49DB2B39E95657EAFC4AC | https://pim-kvc.soneparsea.com:3443/PictureServer/default.aspx/helukabel-29117.pdf?867587A1BA9C9CA9BBA6B6AABE64626D81768B73C29B96 | H05V-K PVC-SINGLE CORE CABLE 1.0MM² RED | These insulated wires are determined for the installation to the inside of apparatus as well as for the protective laying to the lightings, in dry rooms, in production facilities, switch and distributor boards, in tubes, under and surface mounting of plasters. | Nominal cross section conductor | 1mm²
| 50 | Cables and Wires | Low Voltage Cables | Single Core | H05V-K PVC-SINGLE CORE CABLE 1.0MM² RED | 2143962 | 29117 | HELUKABEL | 10.99 | https://pim-kvc.soneparsea.com:3443/PictureServer/default.aspx/helukabel-29117_Image1.jpg?988AA09A9D7872799CA1BCAABEAC9B95B2AAC0728470616587A49DB2B39E95657EAFC4AC | https://pim-kvc.soneparsea.com:3443/PictureServer/default.aspx/helukabel-29117.pdf?867587A1BA9C9CA9BBA6B6AABE64626D81768B73C29B96 | H05V-K PVC-SINGLE CORE CABLE 1.0MM² RED | These insulated wires are determined for the installation to the inside of apparatus as well as for the protective laying to the lightings, in dry rooms, in production facilities, switch and distributor boards, in tubes, under and surface mounting of plasters. | Conductor category | Class 5 = flexible
| 50 | Cables and Wires | Low Voltage Cables | Single Core | H05V-K PVC-SINGLE CORE CABLE 1.0MM² RED | 2143962 | 29117 | HELUKABEL | 10.99 | https://pim-kvc.soneparsea.com:3443/PictureServer/default.aspx/helukabel-29117_Image1.jpg?988AA09A9D7872799CA1BCAABEAC9B95B2AAC0728470616587A49DB2B39E95657EAFC4AC | https://pim-kvc.soneparsea.com:3443/PictureServer/default.aspx/helukabel-29117.pdf?867587A1BA9C9CA9BBA6B6AABE64626D81768B73C29B96 | H05V-K PVC-SINGLE CORE CABLE 1.0MM² RED | These insulated wires are determined for the installation to the inside of apparatus as well as for the protective laying to the lightings, in dry rooms, in production facilities, switch and distributor boards, in tubes, under and surface mounting of plasters. | Number of cores | 1
| 50 | Cables and Wires | Low Voltage Cables | Single Core | H05V-K PVC-SINGLE CORE CABLE 1.0MM² RED | 2143962 | 29117 | HELUKABEL | 10.99 | https://pim-kvc.soneparsea.com:3443/PictureServer/default.aspx/helukabel-29117_Image1.jpg?988AA09A9D7872799CA1BCAABEAC9B95B2AAC0728470616587A49DB2B39E95657EAFC4AC | https://pim-kvc.soneparsea.com:3443/PictureServer/default.aspx/helukabel-29117.pdf?867587A1BA9C9CA9BBA6B6AABE64626D81768B73C29B96 | H05V-K PVC-SINGLE CORE CABLE 1.0MM² RED | These insulated wires are determined for the installation to the inside of apparatus as well as for the protective laying to the lightings, in dry rooms, in production facilities, switch and distributor boards, in tubes, under and surface mounting of plasters. | Material core insulation | Polyvinyl chloride (PVC)
| 50 | Cables and Wires | Low Voltage Cables | Single Core | H05V-K PVC-SINGLE CORE CABLE 1.0MM² RED | 2143962 | 29117 | HELUKABEL | 10.99 | https://pim-kvc.soneparsea.com:3443/PictureServer/default.aspx/helukabel-29117_Image1.jpg?988AA09A9D7872799CA1BCAABEAC9B95B2AAC0728470616587A49DB2B39E95657EAFC4AC | https://pim-kvc.soneparsea.com:3443/PictureServer/default.aspx/helukabel-29117.pdf?867587A1BA9C9CA9BBA6B6AABE64626D81768B73C29B96 | H05V-K PVC-SINGLE CORE CABLE 1.0MM² RED | These insulated wires are determined for the installation to the inside of apparatus as well as for the protective laying to the lightings, in dry rooms, in production facilities, switch and distributor boards, in tubes, under and surface mounting of plasters. | Core colour | Red
| 50 | Cables and Wires | Low Voltage Cables | Single Core | H05V-K PVC-SINGLE CORE CABLE 1.0MM² RED | 2143962 | 29117 | HELUKABEL | 10.99 | https://pim-kvc.soneparsea.com:3443/PictureServer/default.aspx/helukabel-29117_Image1.jpg?988AA09A9D7872799CA1BCAABEAC9B95B2AAC0728470616587A49DB2B39E95657EAFC4AC | https://pim-kvc.soneparsea.com:3443/PictureServer/default.aspx/helukabel-29117.pdf?867587A1BA9C9CA9BBA6B6AABE64626D81768B73C29B96 | H05V-K PVC-SINGLE CORE CABLE 1.0MM² RED | These insulated wires are determined for the installation to the inside of apparatus as well as for the protective laying to the lightings, in dry rooms, in production facilities, switch and distributor boards, in tubes, under and surface mounting of plasters. | Screen | no
| 50 | Cables and Wires | Low Voltage Cables | Single Core | H05V-K PVC-SINGLE CORE CABLE 1.0MM² RED | 2143962 | 29117 | HELUKABEL | 10.99 | https://pim-kvc.soneparsea.com:3443/PictureServer/default.aspx/helukabel-29117_Image1.jpg?988AA09A9D7872799CA1BCAABEAC9B95B2AAC0728470616587A49DB2B39E95657EAFC4AC | https://pim-kvc.soneparsea.com:3443/PictureServer/default.aspx/helukabel-29117.pdf?867587A1BA9C9CA9BBA6B6AABE64626D81768B73C29B96 | H05V-K PVC-SINGLE CORE CABLE 1.0MM² RED | These insulated wires are determined for the installation to the inside of apparatus as well as for the protective laying to the lightings, in dry rooms, in production facilities, switch and distributor boards, in tubes, under and surface mounting of plasters. | Halogen free (according to EN 60754-1/2) | no
| 50 | Cables and Wires | Low Voltage Cables | Single Core | H05V-K PVC-SINGLE CORE CABLE 1.0MM² RED | 2143962 | 29117 | HELUKABEL | 10.99 | https://pim-kvc.soneparsea.com:3443/PictureServer/default.aspx/helukabel-29117_Image1.jpg?988AA09A9D7872799CA1BCAABEAC9B95B2AAC0728470616587A49DB2B39E95657EAFC4AC | https://pim-kvc.soneparsea.com:3443/PictureServer/default.aspx/helukabel-29117.pdf?867587A1BA9C9CA9BBA6B6AABE64626D81768B73C29B96 | H05V-K PVC-SINGLE CORE CABLE 1.0MM² RED | These insulated wires are determined for the installation to the inside of apparatus as well as for the protective laying to the lightings, in dry rooms, in production facilities, switch and distributor boards, in tubes, under and surface mounting of plasters. | Outer diameter approx. | 2.8mm
| 50 | Cables and Wires | Low Voltage Cables | Single Core | H05V-K PVC-SINGLE CORE CABLE 1.0MM² RED | 2143962 | 29117 | HELUKABEL | 10.99 | https://pim-kvc.soneparsea.com:3443/PictureServer/default.aspx/helukabel-29117_Image1.jpg?988AA09A9D7872799CA1BCAABEAC9B95B2AAC0728470616587A49DB2B39E95657EAFC4AC | https://pim-kvc.soneparsea.com:3443/PictureServer/default.aspx/helukabel-29117.pdf?867587A1BA9C9CA9BBA6B6AABE64626D81768B73C29B96 | H05V-K PVC-SINGLE CORE CABLE 1.0MM² RED | These insulated wires are determined for the installation to the inside of apparatus as well as for the protective laying to the lightings, in dry rooms, in production facilities, switch and distributor boards, in tubes, under and surface mounting of plasters. | Permitted cable outer temperature during assembling/handling | -5...70°C
| 50 | Cables and Wires | Low Voltage Cables | Single Core | H05V-K PVC-SINGLE CORE CABLE 1.0MM² RED | 2143962 | 29117 | HELUKABEL | 10.99 | https://pim-kvc.soneparsea.com:3443/PictureServer/default.aspx/helukabel-29117_Image1.jpg?988AA09A9D7872799CA1BCAABEAC9B95B2AAC0728470616587A49DB2B39E95657EAFC4AC | https://pim-kvc.soneparsea.com:3443/PictureServer/default.aspx/helukabel-29117.pdf?867587A1BA9C9CA9BBA6B6AABE64626D81768B73C29B96 | H05V-K PVC-SINGLE CORE CABLE 1.0MM² RED | These insulated wires are determined for the installation to the inside of apparatus as well as for the protective laying to the lightings, in dry rooms, in production facilities, switch and distributor boards, in tubes, under and surface mounting of plasters. | Permitted cable outer temperature after assembling without vibration | -30...80°C
| 50 | Cables and Wires | Low Voltage Cables | Single Core | H05V-K PVC-SINGLE CORE CABLE 1.0MM² RED | 2143962 | 29117 | HELUKABEL | 10.99 | https://pim-kvc.soneparsea.com:3443/PictureServer/default.aspx/helukabel-29117_Image1.jpg?988AA09A9D7872799CA1BCAABEAC9B95B2AAC0728470616587A49DB2B39E95657EAFC4AC | https://pim-kvc.soneparsea.com:3443/PictureServer/default.aspx/helukabel-29117.pdf?867587A1BA9C9CA9BBA6B6AABE64626D81768B73C29B96 | H05V-K PVC-SINGLE CORE CABLE 1.0MM² RED | These insulated wires are determined for the installation to the inside of apparatus as well as for the protective laying to the lightings, in dry rooms, in production facilities, switch and distributor boards, in tubes, under and surface mounting of plasters. | Nominal voltage U0 | 300V
| 50 | Cables and Wires | Low Voltage Cables | Single Core | H05V-K PVC-SINGLE CORE CABLE 1.0MM² RED | 2143962 | 29117 | HELUKABEL | 10.99 | https://pim-kvc.soneparsea.com:3443/PictureServer/default.aspx/helukabel-29117_Image1.jpg?988AA09A9D7872799CA1BCAABEAC9B95B2AAC0728470616587A49DB2B39E95657EAFC4AC | https://pim-kvc.soneparsea.com:3443/PictureServer/default.aspx/helukabel-29117.pdf?867587A1BA9C9CA9BBA6B6AABE64626D81768B73C29B96 | H05V-K PVC-SINGLE CORE CABLE 1.0MM² RED | These insulated wires are determined for the installation to the inside of apparatus as well as for the protective laying to the lightings, in dry rooms, in production facilities, switch and distributor boards, in tubes, under and surface mounting of plasters. | Nominal voltage U | 750V
| 51 | Cables and Wires | Low Voltage Cables | Single Core | H05V-K PVC-SINGLE CORE CABLE 1.0MM² WHITE | 2143963 | 29118 | HELUKABEL | 10.99 | https://pim-kvc.soneparsea.com:3443/PictureServer/default.aspx/helukabel-29118.jpg?867587A1BA9C9CA9BBA6B6AABE64626D81768C73BCA797 | https://pim-kvc.soneparsea.com:3443/PictureServer/default.aspx/helukabel-29118.pdf?867587A1BA9C9CA9BBA6B6AABE64626D81768C73C29B96 | H05V-K PVC-SINGLE CORE CABLE 1.0MM² WHITE | These insulated wires are determined for the installation to the inside of apparatus as well as for the protective laying to the lightings, in dry rooms, in production facilities, switch and distributor boards, in tubes, under and surface mounting of plasters. | Nominal cross section conductor | 1mm²
| 51 | Cables and Wires | Low Voltage Cables | Single Core | H05V-K PVC-SINGLE CORE CABLE 1.0MM² WHITE | 2143963 | 29118 | HELUKABEL | 10.99 | https://pim-kvc.soneparsea.com:3443/PictureServer/default.aspx/helukabel-29118.jpg?867587A1BA9C9CA9BBA6B6AABE64626D81768C73BCA797 | https://pim-kvc.soneparsea.com:3443/PictureServer/default.aspx/helukabel-29118.pdf?867587A1BA9C9CA9BBA6B6AABE64626D81768C73C29B96 | H05V-K PVC-SINGLE CORE CABLE 1.0MM² WHITE | These insulated wires are determined for the installation to the inside of apparatus as well as for the protective laying to the lightings, in dry rooms, in production facilities, switch and distributor boards, in tubes, under and surface mounting of plasters. | Conductor category | Class 5 = flexible
| 51 | Cables and Wires | Low Voltage Cables | Single Core | H05V-K PVC-SINGLE CORE CABLE 1.0MM² WHITE | 2143963 | 29118 | HELUKABEL | 10.99 | https://pim-kvc.soneparsea.com:3443/PictureServer/default.aspx/helukabel-29118.jpg?867587A1BA9C9CA9BBA6B6AABE64626D81768C73BCA797 | https://pim-kvc.soneparsea.com:3443/PictureServer/default.aspx/helukabel-29118.pdf?867587A1BA9C9CA9BBA6B6AABE64626D81768C73C29B96 | H05V-K PVC-SINGLE CORE CABLE 1.0MM² WHITE | These insulated wires are determined for the installation to the inside of apparatus as well as for the protective laying to the lightings, in dry rooms, in production facilities, switch and distributor boards, in tubes, under and surface mounting of plasters. | Material core insulation | Polyvinyl chloride (PVC)
| 51 | Cables and Wires | Low Voltage Cables | Single Core | H05V-K PVC-SINGLE CORE CABLE 1.0MM² WHITE | 2143963 | 29118 | HELUKABEL | 10.99 | https://pim-kvc.soneparsea.com:3443/PictureServer/default.aspx/helukabel-29118.jpg?867587A1BA9C9CA9BBA6B6AABE64626D81768C73BCA797 | https://pim-kvc.soneparsea.com:3443/PictureServer/default.aspx/helukabel-29118.pdf?867587A1BA9C9CA9BBA6B6AABE64626D81768C73C29B96 | H05V-K PVC-SINGLE CORE CABLE 1.0MM² WHITE | These insulated wires are determined for the installation to the inside of apparatus as well as for the protective laying to the lightings, in dry rooms, in production facilities, switch and distributor boards, in tubes, under and surface mounting of plasters. | Core colour | White
| 51 | Cables and Wires | Low Voltage Cables | Single Core | H05V-K PVC-SINGLE CORE CABLE 1.0MM² WHITE | 2143963 | 29118 | HELUKABEL | 10.99 | https://pim-kvc.soneparsea.com:3443/PictureServer/default.aspx/helukabel-29118.jpg?867587A1BA9C9CA9BBA6B6AABE64626D81768C73BCA797 | https://pim-kvc.soneparsea.com:3443/PictureServer/default.aspx/helukabel-29118.pdf?867587A1BA9C9CA9BBA6B6AABE64626D81768C73C29B96 | H05V-K PVC-SINGLE CORE CABLE 1.0MM² WHITE | These insulated wires are determined for the installation to the inside of apparatus as well as for the protective laying to the lightings, in dry rooms, in production facilities, switch and distributor boards, in tubes, under and surface mounting of plasters. | Screen | no
| 51 | Cables and Wires | Low Voltage Cables | Single Core | H05V-K PVC-SINGLE CORE CABLE 1.0MM² WHITE | 2143963 | 29118 | HELUKABEL | 10.99 | https://pim-kvc.soneparsea.com:3443/PictureServer/default.aspx/helukabel-29118.jpg?867587A1BA9C9CA9BBA6B6AABE64626D81768C73BCA797 | https://pim-kvc.soneparsea.com:3443/PictureServer/default.aspx/helukabel-29118.pdf?867587A1BA9C9CA9BBA6B6AABE64626D81768C73C29B96 | H05V-K PVC-SINGLE CORE CABLE 1.0MM² WHITE | These insulated wires are determined for the installation to the inside of apparatus as well as for the protective laying to the lightings, in dry rooms, in production facilities, switch and distributor boards, in tubes, under and surface mounting of plasters. | Halogen free (according to EN 60754-1/2) | no
| 51 | Cables and Wires | Low Voltage Cables | Single Core | H05V-K PVC-SINGLE CORE CABLE 1.0MM² WHITE | 2143963 | 29118 | HELUKABEL | 10.99 | https://pim-kvc.soneparsea.com:3443/PictureServer/default.aspx/helukabel-29118.jpg?867587A1BA9C9CA9BBA6B6AABE64626D81768C73BCA797 | https://pim-kvc.soneparsea.com:3443/PictureServer/default.aspx/helukabel-29118.pdf?867587A1BA9C9CA9BBA6B6AABE64626D81768C73C29B96 | H05V-K PVC-SINGLE CORE CABLE 1.0MM² WHITE | These insulated wires are determined for the installation to the inside of apparatus as well as for the protective laying to the lightings, in dry rooms, in production facilities, switch and distributor boards, in tubes, under and surface mounting of plasters. | Outer diameter approx. | 2.8mm
| 51 | Cables and Wires | Low Voltage Cables | Single Core | H05V-K PVC-SINGLE CORE CABLE 1.0MM² WHITE | 2143963 | 29118 | HELUKABEL | 10.99 | https://pim-kvc.soneparsea.com:3443/PictureServer/default.aspx/helukabel-29118.jpg?867587A1BA9C9CA9BBA6B6AABE64626D81768C73BCA797 | https://pim-kvc.soneparsea.com:3443/PictureServer/default.aspx/helukabel-29118.pdf?867587A1BA9C9CA9BBA6B6AABE64626D81768C73C29B96 | H05V-K PVC-SINGLE CORE CABLE 1.0MM² WHITE | These insulated wires are determined for the installation to the inside of apparatus as well as for the protective laying to the lightings, in dry rooms, in production facilities, switch and distributor boards, in tubes, under and surface mounting of plasters. | Permitted cable outer temperature during assembling/handling | -5...70°C
| 51 | Cables and Wires | Low Voltage Cables | Single Core | H05V-K PVC-SINGLE CORE CABLE 1.0MM² WHITE | 2143963 | 29118 | HELUKABEL | 10.99 | https://pim-kvc.soneparsea.com:3443/PictureServer/default.aspx/helukabel-29118.jpg?867587A1BA9C9CA9BBA6B6AABE64626D81768C73BCA797 | https://pim-kvc.soneparsea.com:3443/PictureServer/default.aspx/helukabel-29118.pdf?867587A1BA9C9CA9BBA6B6AABE64626D81768C73C29B96 | H05V-K PVC-SINGLE CORE CABLE 1.0MM² WHITE | These insulated wires are determined for the installation to the inside of apparatus as well as for the protective laying to the lightings, in dry rooms, in production facilities, switch and distributor boards, in tubes, under and surface mounting of plasters. | Permitted cable outer temperature after assembling without vibration | -30...80°C
| 51 | Cables and Wires | Low Voltage Cables | Single Core | H05V-K PVC-SINGLE CORE CABLE 1.0MM² WHITE | 2143963 | 29118 | HELUKABEL | 10.99 | https://pim-kvc.soneparsea.com:3443/PictureServer/default.aspx/helukabel-29118.jpg?867587A1BA9C9CA9BBA6B6AABE64626D81768C73BCA797 | https://pim-kvc.soneparsea.com:3443/PictureServer/default.aspx/helukabel-29118.pdf?867587A1BA9C9CA9BBA6B6AABE64626D81768C73C29B96 | H05V-K PVC-SINGLE CORE CABLE 1.0MM² WHITE | These insulated wires are determined for the installation to the inside of apparatus as well as for the protective laying to the lightings, in dry rooms, in production facilities, switch and distributor boards, in tubes, under and surface mounting of plasters. | Nominal voltage U0 | 300V
| 51 | Cables and Wires | Low Voltage Cables | Single Core | H05V-K PVC-SINGLE CORE CABLE 1.0MM² WHITE | 2143963 | 29118 | HELUKABEL | 10.99 | https://pim-kvc.soneparsea.com:3443/PictureServer/default.aspx/helukabel-29118.jpg?867587A1BA9C9CA9BBA6B6AABE64626D81768C73BCA797 | https://pim-kvc.soneparsea.com:3443/PictureServer/default.aspx/helukabel-29118.pdf?867587A1BA9C9CA9BBA6B6AABE64626D81768C73C29B96 | H05V-K PVC-SINGLE CORE CABLE 1.0MM² WHITE | These insulated wires are determined for the installation to the inside of apparatus as well as for the protective laying to the lightings, in dry rooms, in production facilities, switch and distributor boards, in tubes, under and surface mounting of plasters. | Nominal voltage U | 750V
| 52 | Cables and Wires | Low Voltage Cables | Single Core | H05V-K PVC-SINGLE CORE CABLE 1.0MM² GREY | 2143964 | 29119 | HELUKABEL | 10.99 | https://pim-kvc.soneparsea.com:3443/PictureServer/default.aspx/helukabel-29119_Image1.jpg?988AA09A9D7872799CA1BCAABEAC9B95B2AAC0728470616589A49DB2B39E95657EAFC4AC | https://pim-kvc.soneparsea.com:3443/PictureServer/default.aspx/helukabel-29119.pdf?867587A1BA9C9CA9BBA6B6AABE64626D81768D73C29B96 | H05V-K PVC-SINGLE CORE CABLE 1.0MM² GREY | These insulated wires are determined for the installation to the inside of apparatus as well as for the protective laying to the lightings, in dry rooms, in production facilities, switch and distributor boards, in tubes, under and surface mounting of plasters. | Conductor material | Copper
| 52 | Cables and Wires | Low Voltage Cables | Single Core | H05V-K PVC-SINGLE CORE CABLE 1.0MM² GREY | 2143964 | 29119 | HELUKABEL | 10.99 | https://pim-kvc.soneparsea.com:3443/PictureServer/default.aspx/helukabel-29119_Image1.jpg?988AA09A9D7872799CA1BCAABEAC9B95B2AAC0728470616589A49DB2B39E95657EAFC4AC | https://pim-kvc.soneparsea.com:3443/PictureServer/default.aspx/helukabel-29119.pdf?867587A1BA9C9CA9BBA6B6AABE64626D81768D73C29B96 | H05V-K PVC-SINGLE CORE CABLE 1.0MM² GREY | These insulated wires are determined for the installation to the inside of apparatus as well as for the protective laying to the lightings, in dry rooms, in production facilities, switch and distributor boards, in tubes, under and surface mounting of plasters. | Nominal cross section conductor | 1mm²
| 52 | Cables and Wires | Low Voltage Cables | Single Core | H05V-K PVC-SINGLE CORE CABLE 1.0MM² GREY | 2143964 | 29119 | HELUKABEL | 10.99 | https://pim-kvc.soneparsea.com:3443/PictureServer/default.aspx/helukabel-29119_Image1.jpg?988AA09A9D7872799CA1BCAABEAC9B95B2AAC0728470616589A49DB2B39E95657EAFC4AC | https://pim-kvc.soneparsea.com:3443/PictureServer/default.aspx/helukabel-29119.pdf?867587A1BA9C9CA9BBA6B6AABE64626D81768D73C29B96 | H05V-K PVC-SINGLE CORE CABLE 1.0MM² GREY | These insulated wires are determined for the installation to the inside of apparatus as well as for the protective laying to the lightings, in dry rooms, in production facilities, switch and distributor boards, in tubes, under and surface mounting of plasters. | Conductor category | Class 5 = flexible
| 52 | Cables and Wires | Low Voltage Cables | Single Core | H05V-K PVC-SINGLE CORE CABLE 1.0MM² GREY | 2143964 | 29119 | HELUKABEL | 10.99 | https://pim-kvc.soneparsea.com:3443/PictureServer/default.aspx/helukabel-29119_Image1.jpg?988AA09A9D7872799CA1BCAABEAC9B95B2AAC0728470616589A49DB2B39E95657EAFC4AC | https://pim-kvc.soneparsea.com:3443/PictureServer/default.aspx/helukabel-29119.pdf?867587A1BA9C9CA9BBA6B6AABE64626D81768D73C29B96 | H05V-K PVC-SINGLE CORE CABLE 1.0MM² GREY | These insulated wires are determined for the installation to the inside of apparatus as well as for the protective laying to the lightings, in dry rooms, in production facilities, switch and distributor boards, in tubes, under and surface mounting of plasters. | Number of cores | 1
| 52 | Cables and Wires | Low Voltage Cables | Single Core | H05V-K PVC-SINGLE CORE CABLE 1.0MM² GREY | 2143964 | 29119 | HELUKABEL | 10.99 | https://pim-kvc.soneparsea.com:3443/PictureServer/default.aspx/helukabel-29119_Image1.jpg?988AA09A9D7872799CA1BCAABEAC9B95B2AAC0728470616589A49DB2B39E95657EAFC4AC | https://pim-kvc.soneparsea.com:3443/PictureServer/default.aspx/helukabel-29119.pdf?867587A1BA9C9CA9BBA6B6AABE64626D81768D73C29B96 | H05V-K PVC-SINGLE CORE CABLE 1.0MM² GREY | These insulated wires are determined for the installation to the inside of apparatus as well as for the protective laying to the lightings, in dry rooms, in production facilities, switch and distributor boards, in tubes, under and surface mounting of plasters. | Material core insulation | Polyvinyl chloride (PVC)
| 52 | Cables and Wires | Low Voltage Cables | Single Core | H05V-K PVC-SINGLE CORE CABLE 1.0MM² GREY | 2143964 | 29119 | HELUKABEL | 10.99 | https://pim-kvc.soneparsea.com:3443/PictureServer/default.aspx/helukabel-29119_Image1.jpg?988AA09A9D7872799CA1BCAABEAC9B95B2AAC0728470616589A49DB2B39E95657EAFC4AC | https://pim-kvc.soneparsea.com:3443/PictureServer/default.aspx/helukabel-29119.pdf?867587A1BA9C9CA9BBA6B6AABE64626D81768D73C29B96 | H05V-K PVC-SINGLE CORE CABLE 1.0MM² GREY | These insulated wires are determined for the installation to the inside of apparatus as well as for the protective laying to the lightings, in dry rooms, in production facilities, switch and distributor boards, in tubes, under and surface mounting of plasters. | Core colour | Grey
| 52 | Cables and Wires | Low Voltage Cables | Single Core | H05V-K PVC-SINGLE CORE CABLE 1.0MM² GREY | 2143964 | 29119 | HELUKABEL | 10.99 | https://pim-kvc.soneparsea.com:3443/PictureServer/default.aspx/helukabel-29119_Image1.jpg?988AA09A9D7872799CA1BCAABEAC9B95B2AAC0728470616589A49DB2B39E95657EAFC4AC | https://pim-kvc.soneparsea.com:3443/PictureServer/default.aspx/helukabel-29119.pdf?867587A1BA9C9CA9BBA6B6AABE64626D81768D73C29B96 | H05V-K PVC-SINGLE CORE CABLE 1.0MM² GREY | These insulated wires are determined for the installation to the inside of apparatus as well as for the protective laying to the lightings, in dry rooms, in production facilities, switch and distributor boards, in tubes, under and surface mounting of plasters. | Screen | no
| 52 | Cables and Wires | Low Voltage Cables | Single Core | H05V-K PVC-SINGLE CORE CABLE 1.0MM² GREY | 2143964 | 29119 | HELUKABEL | 10.99 | https://pim-kvc.soneparsea.com:3443/PictureServer/default.aspx/helukabel-29119_Image1.jpg?988AA09A9D7872799CA1BCAABEAC9B95B2AAC0728470616589A49DB2B39E95657EAFC4AC | https://pim-kvc.soneparsea.com:3443/PictureServer/default.aspx/helukabel-29119.pdf?867587A1BA9C9CA9BBA6B6AABE64626D81768D73C29B96 | H05V-K PVC-SINGLE CORE CABLE 1.0MM² GREY | These insulated wires are determined for the installation to the inside of apparatus as well as for the protective laying to the lightings, in dry rooms, in production facilities, switch and distributor boards, in tubes, under and surface mounting of plasters. | Halogen free (according to EN 60754-1/2) | no
| 52 | Cables and Wires | Low Voltage Cables | Single Core | H05V-K PVC-SINGLE CORE CABLE 1.0MM² GREY | 2143964 | 29119 | HELUKABEL | 10.99 | https://pim-kvc.soneparsea.com:3443/PictureServer/default.aspx/helukabel-29119_Image1.jpg?988AA09A9D7872799CA1BCAABEAC9B95B2AAC0728470616589A49DB2B39E95657EAFC4AC | https://pim-kvc.soneparsea.com:3443/PictureServer/default.aspx/helukabel-29119.pdf?867587A1BA9C9CA9BBA6B6AABE64626D81768D73C29B96 | H05V-K PVC-SINGLE CORE CABLE 1.0MM² GREY | These insulated wires are determined for the installation to the inside of apparatus as well as for the protective laying to the lightings, in dry rooms, in production facilities, switch and distributor boards, in tubes, under and surface mounting of plasters. | Outer diameter approx. | 2.8mm
| 52 | Cables and Wires | Low Voltage Cables | Single Core | H05V-K PVC-SINGLE CORE CABLE 1.0MM² GREY | 2143964 | 29119 | HELUKABEL | 10.99 | https://pim-kvc.soneparsea.com:3443/PictureServer/default.aspx/helukabel-29119_Image1.jpg?988AA09A9D7872799CA1BCAABEAC9B95B2AAC0728470616589A49DB2B39E95657EAFC4AC | https://pim-kvc.soneparsea.com:3443/PictureServer/default.aspx/helukabel-29119.pdf?867587A1BA9C9CA9BBA6B6AABE64626D81768D73C29B96 | H05V-K PVC-SINGLE CORE CABLE 1.0MM² GREY | These insulated wires are determined for the installation to the inside of apparatus as well as for the protective laying to the lightings, in dry rooms, in production facilities, switch and distributor boards, in tubes, under and surface mounting of plasters. | Permitted cable outer temperature during assembling/handling | -5...70°C
| 52 | Cables and Wires | Low Voltage Cables | Single Core | H05V-K PVC-SINGLE CORE CABLE 1.0MM² GREY | 2143964 | 29119 | HELUKABEL | 10.99 | https://pim-kvc.soneparsea.com:3443/PictureServer/default.aspx/helukabel-29119_Image1.jpg?988AA09A9D7872799CA1BCAABEAC9B95B2AAC0728470616589A49DB2B39E95657EAFC4AC | https://pim-kvc.soneparsea.com:3443/PictureServer/default.aspx/helukabel-29119.pdf?867587A1BA9C9CA9BBA6B6AABE64626D81768D73C29B96 | H05V-K PVC-SINGLE CORE CABLE 1.0MM² GREY | These insulated wires are determined for the installation to the inside of apparatus as well as for the protective laying to the lightings, in dry rooms, in production facilities, switch and distributor boards, in tubes, under and surface mounting of plasters. | Permitted cable outer temperature after assembling without vibration | -30...80°C
| 52 | Cables and Wires | Low Voltage Cables | Single Core | H05V-K PVC-SINGLE CORE CABLE 1.0MM² GREY | 2143964 | 29119 | HELUKABEL | 10.99 | https://pim-kvc.soneparsea.com:3443/PictureServer/default.aspx/helukabel-29119_Image1.jpg?988AA09A9D7872799CA1BCAABEAC9B95B2AAC0728470616589A49DB2B39E95657EAFC4AC | https://pim-kvc.soneparsea.com:3443/PictureServer/default.aspx/helukabel-29119.pdf?867587A1BA9C9CA9BBA6B6AABE64626D81768D73C29B96 | H05V-K PVC-SINGLE CORE CABLE 1.0MM² GREY | These insulated wires are determined for the installation to the inside of apparatus as well as for the protective laying to the lightings, in dry rooms, in production facilities, switch and distributor boards, in tubes, under and surface mounting of plasters. | Nominal voltage U0 | 300V
| 52 | Cables and Wires | Low Voltage Cables | Single Core | H05V-K PVC-SINGLE CORE CABLE 1.0MM² GREY | 2143964 | 29119 | HELUKABEL | 10.99 | https://pim-kvc.soneparsea.com:3443/PictureServer/default.aspx/helukabel-29119_Image1.jpg?988AA09A9D7872799CA1BCAABEAC9B95B2AAC0728470616589A49DB2B39E95657EAFC4AC | https://pim-kvc.soneparsea.com:3443/PictureServer/default.aspx/helukabel-29119.pdf?867587A1BA9C9CA9BBA6B6AABE64626D81768D73C29B96 | H05V-K PVC-SINGLE CORE CABLE 1.0MM² GREY | These insulated wires are determined for the installation to the inside of apparatus as well as for the protective laying to the lightings, in dry rooms, in production facilities, switch and distributor boards, in tubes, under and surface mounting of plasters. | Nominal voltage U | 750V
| 53 | Cables and Wires | Low Voltage Cables | Single Core | H05V-K PVC-SINGLE CORE CABLE 1.0MM² YELLOW | 2143965 | 29121 | HELUKABEL | 10.99 | https://pim-kvc.soneparsea.com:3443/PictureServer/default.aspx/helukabel-29121.jpg?867587A1BA9C9CA9BBA6B6AABE64626D81778573BCA797 | https://pim-kvc.soneparsea.com:3443/PictureServer/default.aspx/helukabel-29121.pdf?867587A1BA9C9CA9BBA6B6AABE64626D81778573C29B96 | H05V-K PVC-SINGLE CORE CABLE 1.0MM² YELLOW | These insulated wires are determined for the installation to the inside of apparatus as well as for the protective laying to the lightings, in dry rooms, in production facilities, switch and distributor boards, in tubes, under and surface mounting of plasters. | Nominal cross section conductor | 1mm²
| 53 | Cables and Wires | Low Voltage Cables | Single Core | H05V-K PVC-SINGLE CORE CABLE 1.0MM² YELLOW | 2143965 | 29121 | HELUKABEL | 10.99 | https://pim-kvc.soneparsea.com:3443/PictureServer/default.aspx/helukabel-29121.jpg?867587A1BA9C9CA9BBA6B6AABE64626D81778573BCA797 | https://pim-kvc.soneparsea.com:3443/PictureServer/default.aspx/helukabel-29121.pdf?867587A1BA9C9CA9BBA6B6AABE64626D81778573C29B96 | H05V-K PVC-SINGLE CORE CABLE 1.0MM² YELLOW | These insulated wires are determined for the installation to the inside of apparatus as well as for the protective laying to the lightings, in dry rooms, in production facilities, switch and distributor boards, in tubes, under and surface mounting of plasters. | Conductor category | Class 5 = flexible
| 53 | Cables and Wires | Low Voltage Cables | Single Core | H05V-K PVC-SINGLE CORE CABLE 1.0MM² YELLOW | 2143965 | 29121 | HELUKABEL | 10.99 | https://pim-kvc.soneparsea.com:3443/PictureServer/default.aspx/helukabel-29121.jpg?867587A1BA9C9CA9BBA6B6AABE64626D81778573BCA797 | https://pim-kvc.soneparsea.com:3443/PictureServer/default.aspx/helukabel-29121.pdf?867587A1BA9C9CA9BBA6B6AABE64626D81778573C29B96 | H05V-K PVC-SINGLE CORE CABLE 1.0MM² YELLOW | These insulated wires are determined for the installation to the inside of apparatus as well as for the protective laying to the lightings, in dry rooms, in production facilities, switch and distributor boards, in tubes, under and surface mounting of plasters. | Material core insulation | Polyvinyl chloride (PVC)
| 53 | Cables and Wires | Low Voltage Cables | Single Core | H05V-K PVC-SINGLE CORE CABLE 1.0MM² YELLOW | 2143965 | 29121 | HELUKABEL | 10.99 | https://pim-kvc.soneparsea.com:3443/PictureServer/default.aspx/helukabel-29121.jpg?867587A1BA9C9CA9BBA6B6AABE64626D81778573BCA797 | https://pim-kvc.soneparsea.com:3443/PictureServer/default.aspx/helukabel-29121.pdf?867587A1BA9C9CA9BBA6B6AABE64626D81778573C29B96 | H05V-K PVC-SINGLE CORE CABLE 1.0MM² YELLOW | These insulated wires are determined for the installation to the inside of apparatus as well as for the protective laying to the lightings, in dry rooms, in production facilities, switch and distributor boards, in tubes, under and surface mounting of plasters. | Core colour | Yellow
| 53 | Cables and Wires | Low Voltage Cables | Single Core | H05V-K PVC-SINGLE CORE CABLE 1.0MM² YELLOW | 2143965 | 29121 | HELUKABEL | 10.99 | https://pim-kvc.soneparsea.com:3443/PictureServer/default.aspx/helukabel-29121.jpg?867587A1BA9C9CA9BBA6B6AABE64626D81778573BCA797 | https://pim-kvc.soneparsea.com:3443/PictureServer/default.aspx/helukabel-29121.pdf?867587A1BA9C9CA9BBA6B6AABE64626D81778573C29B96 | H05V-K PVC-SINGLE CORE CABLE 1.0MM² YELLOW | These insulated wires are determined for the installation to the inside of apparatus as well as for the protective laying to the lightings, in dry rooms, in production facilities, switch and distributor boards, in tubes, under and surface mounting of plasters. | Screen | no
| 53 | Cables and Wires | Low Voltage Cables | Single Core | H05V-K PVC-SINGLE CORE CABLE 1.0MM² YELLOW | 2143965 | 29121 | HELUKABEL | 10.99 | https://pim-kvc.soneparsea.com:3443/PictureServer/default.aspx/helukabel-29121.jpg?867587A1BA9C9CA9BBA6B6AABE64626D81778573BCA797 | https://pim-kvc.soneparsea.com:3443/PictureServer/default.aspx/helukabel-29121.pdf?867587A1BA9C9CA9BBA6B6AABE64626D81778573C29B96 | H05V-K PVC-SINGLE CORE CABLE 1.0MM² YELLOW | These insulated wires are determined for the installation to the inside of apparatus as well as for the protective laying to the lightings, in dry rooms, in production facilities, switch and distributor boards, in tubes, under and surface mounting of plasters. | Halogen free (according to EN 60754-1/2) | no
| 53 | Cables and Wires | Low Voltage Cables | Single Core | H05V-K PVC-SINGLE CORE CABLE 1.0MM² YELLOW | 2143965 | 29121 | HELUKABEL | 10.99 | https://pim-kvc.soneparsea.com:3443/PictureServer/default.aspx/helukabel-29121.jpg?867587A1BA9C9CA9BBA6B6AABE64626D81778573BCA797 | https://pim-kvc.soneparsea.com:3443/PictureServer/default.aspx/helukabel-29121.pdf?867587A1BA9C9CA9BBA6B6AABE64626D81778573C29B96 | H05V-K PVC-SINGLE CORE CABLE 1.0MM² YELLOW | These insulated wires are determined for the installation to the inside of apparatus as well as for the protective laying to the lightings, in dry rooms, in production facilities, switch and distributor boards, in tubes, under and surface mounting of plasters. | Outer diameter approx. | 2.8mm
| 53 | Cables and Wires | Low Voltage Cables | Single Core | H05V-K PVC-SINGLE CORE CABLE 1.0MM² YELLOW | 2143965 | 29121 | HELUKABEL | 10.99 | https://pim-kvc.soneparsea.com:3443/PictureServer/default.aspx/helukabel-29121.jpg?867587A1BA9C9CA9BBA6B6AABE64626D81778573BCA797 | https://pim-kvc.soneparsea.com:3443/PictureServer/default.aspx/helukabel-29121.pdf?867587A1BA9C9CA9BBA6B6AABE64626D81778573C29B96 | H05V-K PVC-SINGLE CORE CABLE 1.0MM² YELLOW | These insulated wires are determined for the installation to the inside of apparatus as well as for the protective laying to the lightings, in dry rooms, in production facilities, switch and distributor boards, in tubes, under and surface mounting of plasters. | Permitted cable outer temperature during assembling/handling | -5...70°C
| 53 | Cables and Wires | Low Voltage Cables | Single Core | H05V-K PVC-SINGLE CORE CABLE 1.0MM² YELLOW | 2143965 | 29121 | HELUKABEL | 10.99 | https://pim-kvc.soneparsea.com:3443/PictureServer/default.aspx/helukabel-29121.jpg?867587A1BA9C9CA9BBA6B6AABE64626D81778573BCA797 | https://pim-kvc.soneparsea.com:3443/PictureServer/default.aspx/helukabel-29121.pdf?867587A1BA9C9CA9BBA6B6AABE64626D81778573C29B96 | H05V-K PVC-SINGLE CORE CABLE 1.0MM² YELLOW | These insulated wires are determined for the installation to the inside of apparatus as well as for the protective laying to the lightings, in dry rooms, in production facilities, switch and distributor boards, in tubes, under and surface mounting of plasters. | Permitted cable outer temperature after assembling without vibration | -30...80°C
| 53 | Cables and Wires | Low Voltage Cables | Single Core | H05V-K PVC-SINGLE CORE CABLE 1.0MM² YELLOW | 2143965 | 29121 | HELUKABEL | 10.99 | https://pim-kvc.soneparsea.com:3443/PictureServer/default.aspx/helukabel-29121.jpg?867587A1BA9C9CA9BBA6B6AABE64626D81778573BCA797 | https://pim-kvc.soneparsea.com:3443/PictureServer/default.aspx/helukabel-29121.pdf?867587A1BA9C9CA9BBA6B6AABE64626D81778573C29B96 | H05V-K PVC-SINGLE CORE CABLE 1.0MM² YELLOW | These insulated wires are determined for the installation to the inside of apparatus as well as for the protective laying to the lightings, in dry rooms, in production facilities, switch and distributor boards, in tubes, under and surface mounting of plasters. | Nominal voltage U0 | 300V
| 53 | Cables and Wires | Low Voltage Cables | Single Core | H05V-K PVC-SINGLE CORE CABLE 1.0MM² YELLOW | 2143965 | 29121 | HELUKABEL | 10.99 | https://pim-kvc.soneparsea.com:3443/PictureServer/default.aspx/helukabel-29121.jpg?867587A1BA9C9CA9BBA6B6AABE64626D81778573BCA797 | https://pim-kvc.soneparsea.com:3443/PictureServer/default.aspx/helukabel-29121.pdf?867587A1BA9C9CA9BBA6B6AABE64626D81778573C29B96 | H05V-K PVC-SINGLE CORE CABLE 1.0MM² YELLOW | These insulated wires are determined for the installation to the inside of apparatus as well as for the protective laying to the lightings, in dry rooms, in production facilities, switch and distributor boards, in tubes, under and surface mounting of plasters. | Nominal voltage U | 750V
| 54 | Cables and Wires | Low Voltage Cables | Single Core | H05V-K PVC-SINGLE CORE CABLE 1.0MM² DARK BLUE | 2143966 | 29125 | HELUKABEL | 10.99 | https://pim-kvc.soneparsea.com:3443/PictureServer/default.aspx/helukabel-29125.jpg?867587A1BA9C9CA9BBA6B6AABE64626D81778973BCA797 | https://pim-kvc.soneparsea.com:3443/PictureServer/default.aspx/helukabel-29125.pdf?867587A1BA9C9CA9BBA6B6AABE64626D81778973C29B96 | H05V-K PVC-SINGLE CORE CABLE 1.0MM² DARK BLUE | These insulated wires are determined for the installation to the inside of apparatus as well as for the protective laying to the lightings, in dry rooms, in production facilities, switch and distributor boards, in tubes, under and surface mounting of plasters. | Nominal cross section conductor | 1mm²
| 54 | Cables and Wires | Low Voltage Cables | Single Core | H05V-K PVC-SINGLE CORE CABLE 1.0MM² DARK BLUE | 2143966 | 29125 | HELUKABEL | 10.99 | https://pim-kvc.soneparsea.com:3443/PictureServer/default.aspx/helukabel-29125.jpg?867587A1BA9C9CA9BBA6B6AABE64626D81778973BCA797 | https://pim-kvc.soneparsea.com:3443/PictureServer/default.aspx/helukabel-29125.pdf?867587A1BA9C9CA9BBA6B6AABE64626D81778973C29B96 | H05V-K PVC-SINGLE CORE CABLE 1.0MM² DARK BLUE | These insulated wires are determined for the installation to the inside of apparatus as well as for the protective laying to the lightings, in dry rooms, in production facilities, switch and distributor boards, in tubes, under and surface mounting of plasters. | Conductor category | Class 5 = flexible
| 54 | Cables and Wires | Low Voltage Cables | Single Core | H05V-K PVC-SINGLE CORE CABLE 1.0MM² DARK BLUE | 2143966 | 29125 | HELUKABEL | 10.99 | https://pim-kvc.soneparsea.com:3443/PictureServer/default.aspx/helukabel-29125.jpg?867587A1BA9C9CA9BBA6B6AABE64626D81778973BCA797 | https://pim-kvc.soneparsea.com:3443/PictureServer/default.aspx/helukabel-29125.pdf?867587A1BA9C9CA9BBA6B6AABE64626D81778973C29B96 | H05V-K PVC-SINGLE CORE CABLE 1.0MM² DARK BLUE | These insulated wires are determined for the installation to the inside of apparatus as well as for the protective laying to the lightings, in dry rooms, in production facilities, switch and distributor boards, in tubes, under and surface mounting of plasters. | Number of cores | 1
| 54 | Cables and Wires | Low Voltage Cables | Single Core | H05V-K PVC-SINGLE CORE CABLE 1.0MM² DARK BLUE | 2143966 | 29125 | HELUKABEL | 10.99 | https://pim-kvc.soneparsea.com:3443/PictureServer/default.aspx/helukabel-29125.jpg?867587A1BA9C9CA9BBA6B6AABE64626D81778973BCA797 | https://pim-kvc.soneparsea.com:3443/PictureServer/default.aspx/helukabel-29125.pdf?867587A1BA9C9CA9BBA6B6AABE64626D81778973C29B96 | H05V-K PVC-SINGLE CORE CABLE 1.0MM² DARK BLUE | These insulated wires are determined for the installation to the inside of apparatus as well as for the protective laying to the lightings, in dry rooms, in production facilities, switch and distributor boards, in tubes, under and surface mounting of plasters. | Material core insulation | Polyvinyl chloride (PVC)
| 54 | Cables and Wires | Low Voltage Cables | Single Core | H05V-K PVC-SINGLE CORE CABLE 1.0MM² DARK BLUE | 2143966 | 29125 | HELUKABEL | 10.99 | https://pim-kvc.soneparsea.com:3443/PictureServer/default.aspx/helukabel-29125.jpg?867587A1BA9C9CA9BBA6B6AABE64626D81778973BCA797 | https://pim-kvc.soneparsea.com:3443/PictureServer/default.aspx/helukabel-29125.pdf?867587A1BA9C9CA9BBA6B6AABE64626D81778973C29B96 | H05V-K PVC-SINGLE CORE CABLE 1.0MM² DARK BLUE | These insulated wires are determined for the installation to the inside of apparatus as well as for the protective laying to the lightings, in dry rooms, in production facilities, switch and distributor boards, in tubes, under and surface mounting of plasters. | Screen | no
| 54 | Cables and Wires | Low Voltage Cables | Single Core | H05V-K PVC-SINGLE CORE CABLE 1.0MM² DARK BLUE | 2143966 | 29125 | HELUKABEL | 10.99 | https://pim-kvc.soneparsea.com:3443/PictureServer/default.aspx/helukabel-29125.jpg?867587A1BA9C9CA9BBA6B6AABE64626D81778973BCA797 | https://pim-kvc.soneparsea.com:3443/PictureServer/default.aspx/helukabel-29125.pdf?867587A1BA9C9CA9BBA6B6AABE64626D81778973C29B96 | H05V-K PVC-SINGLE CORE CABLE 1.0MM² DARK BLUE | These insulated wires are determined for the installation to the inside of apparatus as well as for the protective laying to the lightings, in dry rooms, in production facilities, switch and distributor boards, in tubes, under and surface mounting of plasters. | Material outer sheath | Polyvinyl chloride (PVC)
| 54 | Cables and Wires | Low Voltage Cables | Single Core | H05V-K PVC-SINGLE CORE CABLE 1.0MM² DARK BLUE | 2143966 | 29125 | HELUKABEL | 10.99 | https://pim-kvc.soneparsea.com:3443/PictureServer/default.aspx/helukabel-29125.jpg?867587A1BA9C9CA9BBA6B6AABE64626D81778973BCA797 | https://pim-kvc.soneparsea.com:3443/PictureServer/default.aspx/helukabel-29125.pdf?867587A1BA9C9CA9BBA6B6AABE64626D81778973C29B96 | H05V-K PVC-SINGLE CORE CABLE 1.0MM² DARK BLUE | These insulated wires are determined for the installation to the inside of apparatus as well as for the protective laying to the lightings, in dry rooms, in production facilities, switch and distributor boards, in tubes, under and surface mounting of plasters. | Colour outer sheath | Blue
| 54 | Cables and Wires | Low Voltage Cables | Single Core | H05V-K PVC-SINGLE CORE CABLE 1.0MM² DARK BLUE | 2143966 | 29125 | HELUKABEL | 10.99 | https://pim-kvc.soneparsea.com:3443/PictureServer/default.aspx/helukabel-29125.jpg?867587A1BA9C9CA9BBA6B6AABE64626D81778973BCA797 | https://pim-kvc.soneparsea.com:3443/PictureServer/default.aspx/helukabel-29125.pdf?867587A1BA9C9CA9BBA6B6AABE64626D81778973C29B96 | H05V-K PVC-SINGLE CORE CABLE 1.0MM² DARK BLUE | These insulated wires are determined for the installation to the inside of apparatus as well as for the protective laying to the lightings, in dry rooms, in production facilities, switch and distributor boards, in tubes, under and surface mounting of plasters. | Halogen free (according to EN 60754-1/2) | no
| 54 | Cables and Wires | Low Voltage Cables | Single Core | H05V-K PVC-SINGLE CORE CABLE 1.0MM² DARK BLUE | 2143966 | 29125 | HELUKABEL | 10.99 | https://pim-kvc.soneparsea.com:3443/PictureServer/default.aspx/helukabel-29125.jpg?867587A1BA9C9CA9BBA6B6AABE64626D81778973BCA797 | https://pim-kvc.soneparsea.com:3443/PictureServer/default.aspx/helukabel-29125.pdf?867587A1BA9C9CA9BBA6B6AABE64626D81778973C29B96 | H05V-K PVC-SINGLE CORE CABLE 1.0MM² DARK BLUE | These insulated wires are determined for the installation to the inside of apparatus as well as for the protective laying to the lightings, in dry rooms, in production facilities, switch and distributor boards, in tubes, under and surface mounting of plasters. | Outer diameter approx. | 2.8mm
| 54 | Cables and Wires | Low Voltage Cables | Single Core | H05V-K PVC-SINGLE CORE CABLE 1.0MM² DARK BLUE | 2143966 | 29125 | HELUKABEL | 10.99 | https://pim-kvc.soneparsea.com:3443/PictureServer/default.aspx/helukabel-29125.jpg?867587A1BA9C9CA9BBA6B6AABE64626D81778973BCA797 | https://pim-kvc.soneparsea.com:3443/PictureServer/default.aspx/helukabel-29125.pdf?867587A1BA9C9CA9BBA6B6AABE64626D81778973C29B96 | H05V-K PVC-SINGLE CORE CABLE 1.0MM² DARK BLUE | These insulated wires are determined for the installation to the inside of apparatus as well as for the protective laying to the lightings, in dry rooms, in production facilities, switch and distributor boards, in tubes, under and surface mounting of plasters. | Permitted cable outer temperature during assembling/handling | -5...70°C
| 54 | Cables and Wires | Low Voltage Cables | Single Core | H05V-K PVC-SINGLE CORE CABLE 1.0MM² DARK BLUE | 2143966 | 29125 | HELUKABEL | 10.99 | https://pim-kvc.soneparsea.com:3443/PictureServer/default.aspx/helukabel-29125.jpg?867587A1BA9C9CA9BBA6B6AABE64626D81778973BCA797 | https://pim-kvc.soneparsea.com:3443/PictureServer/default.aspx/helukabel-29125.pdf?867587A1BA9C9CA9BBA6B6AABE64626D81778973C29B96 | H05V-K PVC-SINGLE CORE CABLE 1.0MM² DARK BLUE | These insulated wires are determined for the installation to the inside of apparatus as well as for the protective laying to the lightings, in dry rooms, in production facilities, switch and distributor boards, in tubes, under and surface mounting of plasters. | Permitted cable outer temperature after assembling without vibration | -30...80°C
| 54 | Cables and Wires | Low Voltage Cables | Single Core | H05V-K PVC-SINGLE CORE CABLE 1.0MM² DARK BLUE | 2143966 | 29125 | HELUKABEL | 10.99 | https://pim-kvc.soneparsea.com:3443/PictureServer/default.aspx/helukabel-29125.jpg?867587A1BA9C9CA9BBA6B6AABE64626D81778973BCA797 | https://pim-kvc.soneparsea.com:3443/PictureServer/default.aspx/helukabel-29125.pdf?867587A1BA9C9CA9BBA6B6AABE64626D81778973C29B96 | H05V-K PVC-SINGLE CORE CABLE 1.0MM² DARK BLUE | These insulated wires are determined for the installation to the inside of apparatus as well as for the protective laying to the lightings, in dry rooms, in production facilities, switch and distributor boards, in tubes, under and surface mounting of plasters. | Nominal voltage U0 | 300V
| 54 | Cables and Wires | Low Voltage Cables | Single Core | H05V-K PVC-SINGLE CORE CABLE 1.0MM² DARK BLUE | 2143966 | 29125 | HELUKABEL | 10.99 | https://pim-kvc.soneparsea.com:3443/PictureServer/default.aspx/helukabel-29125.jpg?867587A1BA9C9CA9BBA6B6AABE64626D81778973BCA797 | https://pim-kvc.soneparsea.com:3443/PictureServer/default.aspx/helukabel-29125.pdf?867587A1BA9C9CA9BBA6B6AABE64626D81778973C29B96 | H05V-K PVC-SINGLE CORE CABLE 1.0MM² DARK BLUE | These insulated wires are determined for the installation to the inside of apparatus as well as for the protective laying to the lightings, in dry rooms, in production facilities, switch and distributor boards, in tubes, under and surface mounting of plasters. | Nominal voltage U | 750V
| 55 | Cables and Wires | Low Voltage Cables | Single Core | H07V-K PVC-SINGLE CORE CABLE 1.5MM² BLACK | 2143967 | 29129 | HELUKABEL | 14.89 | https://pim-kvc.soneparsea.com:3443/PictureServer/default.aspx/helukabel-29129.jpg?867587A1BA9C9CA9BBA6B6AABE64626D81778D73BCA797 | https://pim-kvc.soneparsea.com:3443/PictureServer/default.aspx/helukabel-29129.pdf?867587A1BA9C9CA9BBA6B6AABE64626D81778D73C29B96 | H07V-K PVC-SINGLE CORE CABLE 1.5MM² BLACK | These insulated wires are determined for the installation to the inside of apparatus as well as for the protective laying to the lightings, in dry rooms, in production facilities, switch and distributor boards, in tubes, under and surface mounting of plasters. | Nominal cross section conductor | 1.5mm²
| 55 | Cables and Wires | Low Voltage Cables | Single Core | H07V-K PVC-SINGLE CORE CABLE 1.5MM² BLACK | 2143967 | 29129 | HELUKABEL | 14.89 | https://pim-kvc.soneparsea.com:3443/PictureServer/default.aspx/helukabel-29129.jpg?867587A1BA9C9CA9BBA6B6AABE64626D81778D73BCA797 | https://pim-kvc.soneparsea.com:3443/PictureServer/default.aspx/helukabel-29129.pdf?867587A1BA9C9CA9BBA6B6AABE64626D81778D73C29B96 | H07V-K PVC-SINGLE CORE CABLE 1.5MM² BLACK | These insulated wires are determined for the installation to the inside of apparatus as well as for the protective laying to the lightings, in dry rooms, in production facilities, switch and distributor boards, in tubes, under and surface mounting of plasters. | Conductor category | Class 5 = flexible
| 55 | Cables and Wires | Low Voltage Cables | Single Core | H07V-K PVC-SINGLE CORE CABLE 1.5MM² BLACK | 2143967 | 29129 | HELUKABEL | 14.89 | https://pim-kvc.soneparsea.com:3443/PictureServer/default.aspx/helukabel-29129.jpg?867587A1BA9C9CA9BBA6B6AABE64626D81778D73BCA797 | https://pim-kvc.soneparsea.com:3443/PictureServer/default.aspx/helukabel-29129.pdf?867587A1BA9C9CA9BBA6B6AABE64626D81778D73C29B96 | H07V-K PVC-SINGLE CORE CABLE 1.5MM² BLACK | These insulated wires are determined for the installation to the inside of apparatus as well as for the protective laying to the lightings, in dry rooms, in production facilities, switch and distributor boards, in tubes, under and surface mounting of plasters. | Material core insulation | Polyvinyl chloride (PVC)
| 55 | Cables and Wires | Low Voltage Cables | Single Core | H07V-K PVC-SINGLE CORE CABLE 1.5MM² BLACK | 2143967 | 29129 | HELUKABEL | 14.89 | https://pim-kvc.soneparsea.com:3443/PictureServer/default.aspx/helukabel-29129.jpg?867587A1BA9C9CA9BBA6B6AABE64626D81778D73BCA797 | https://pim-kvc.soneparsea.com:3443/PictureServer/default.aspx/helukabel-29129.pdf?867587A1BA9C9CA9BBA6B6AABE64626D81778D73C29B96 | H07V-K PVC-SINGLE CORE CABLE 1.5MM² BLACK | These insulated wires are determined for the installation to the inside of apparatus as well as for the protective laying to the lightings, in dry rooms, in production facilities, switch and distributor boards, in tubes, under and surface mounting of plasters. | Core colour | Black
| 55 | Cables and Wires | Low Voltage Cables | Single Core | H07V-K PVC-SINGLE CORE CABLE 1.5MM² BLACK | 2143967 | 29129 | HELUKABEL | 14.89 | https://pim-kvc.soneparsea.com:3443/PictureServer/default.aspx/helukabel-29129.jpg?867587A1BA9C9CA9BBA6B6AABE64626D81778D73BCA797 | https://pim-kvc.soneparsea.com:3443/PictureServer/default.aspx/helukabel-29129.pdf?867587A1BA9C9CA9BBA6B6AABE64626D81778D73C29B96 | H07V-K PVC-SINGLE CORE CABLE 1.5MM² BLACK | These insulated wires are determined for the installation to the inside of apparatus as well as for the protective laying to the lightings, in dry rooms, in production facilities, switch and distributor boards, in tubes, under and surface mounting of plasters. | Screen | no
| 55 | Cables and Wires | Low Voltage Cables | Single Core | H07V-K PVC-SINGLE CORE CABLE 1.5MM² BLACK | 2143967 | 29129 | HELUKABEL | 14.89 | https://pim-kvc.soneparsea.com:3443/PictureServer/default.aspx/helukabel-29129.jpg?867587A1BA9C9CA9BBA6B6AABE64626D81778D73BCA797 | https://pim-kvc.soneparsea.com:3443/PictureServer/default.aspx/helukabel-29129.pdf?867587A1BA9C9CA9BBA6B6AABE64626D81778D73C29B96 | H07V-K PVC-SINGLE CORE CABLE 1.5MM² BLACK | These insulated wires are determined for the installation to the inside of apparatus as well as for the protective laying to the lightings, in dry rooms, in production facilities, switch and distributor boards, in tubes, under and surface mounting of plasters. | Halogen free (according to EN 60754-1/2) | no
| 55 | Cables and Wires | Low Voltage Cables | Single Core | H07V-K PVC-SINGLE CORE CABLE 1.5MM² BLACK | 2143967 | 29129 | HELUKABEL | 14.89 | https://pim-kvc.soneparsea.com:3443/PictureServer/default.aspx/helukabel-29129.jpg?867587A1BA9C9CA9BBA6B6AABE64626D81778D73BCA797 | https://pim-kvc.soneparsea.com:3443/PictureServer/default.aspx/helukabel-29129.pdf?867587A1BA9C9CA9BBA6B6AABE64626D81778D73C29B96 | H07V-K PVC-SINGLE CORE CABLE 1.5MM² BLACK | These insulated wires are determined for the installation to the inside of apparatus as well as for the protective laying to the lightings, in dry rooms, in production facilities, switch and distributor boards, in tubes, under and surface mounting of plasters. | Outer diameter approx. | 3.4mm
| 55 | Cables and Wires | Low Voltage Cables | Single Core | H07V-K PVC-SINGLE CORE CABLE 1.5MM² BLACK | 2143967 | 29129 | HELUKABEL | 14.89 | https://pim-kvc.soneparsea.com:3443/PictureServer/default.aspx/helukabel-29129.jpg?867587A1BA9C9CA9BBA6B6AABE64626D81778D73BCA797 | https://pim-kvc.soneparsea.com:3443/PictureServer/default.aspx/helukabel-29129.pdf?867587A1BA9C9CA9BBA6B6AABE64626D81778D73C29B96 | H07V-K PVC-SINGLE CORE CABLE 1.5MM² BLACK | These insulated wires are determined for the installation to the inside of apparatus as well as for the protective laying to the lightings, in dry rooms, in production facilities, switch and distributor boards, in tubes, under and surface mounting of plasters. | Permitted cable outer temperature during assembling/handling | -5...70°C
| 55 | Cables and Wires | Low Voltage Cables | Single Core | H07V-K PVC-SINGLE CORE CABLE 1.5MM² BLACK | 2143967 | 29129 | HELUKABEL | 14.89 | https://pim-kvc.soneparsea.com:3443/PictureServer/default.aspx/helukabel-29129.jpg?867587A1BA9C9CA9BBA6B6AABE64626D81778D73BCA797 | https://pim-kvc.soneparsea.com:3443/PictureServer/default.aspx/helukabel-29129.pdf?867587A1BA9C9CA9BBA6B6AABE64626D81778D73C29B96 | H07V-K PVC-SINGLE CORE CABLE 1.5MM² BLACK | These insulated wires are determined for the installation to the inside of apparatus as well as for the protective laying to the lightings, in dry rooms, in production facilities, switch and distributor boards, in tubes, under and surface mounting of plasters. | Permitted cable outer temperature after assembling without vibration | -30...80°C
| 55 | Cables and Wires | Low Voltage Cables | Single Core | H07V-K PVC-SINGLE CORE CABLE 1.5MM² BLACK | 2143967 | 29129 | HELUKABEL | 14.89 | https://pim-kvc.soneparsea.com:3443/PictureServer/default.aspx/helukabel-29129.jpg?867587A1BA9C9CA9BBA6B6AABE64626D81778D73BCA797 | https://pim-kvc.soneparsea.com:3443/PictureServer/default.aspx/helukabel-29129.pdf?867587A1BA9C9CA9BBA6B6AABE64626D81778D73C29B96 | H07V-K PVC-SINGLE CORE CABLE 1.5MM² BLACK | These insulated wires are determined for the installation to the inside of apparatus as well as for the protective laying to the lightings, in dry rooms, in production facilities, switch and distributor boards, in tubes, under and surface mounting of plasters. | Nominal voltage U0 | 450V
| 55 | Cables and Wires | Low Voltage Cables | Single Core | H07V-K PVC-SINGLE CORE CABLE 1.5MM² BLACK | 2143967 | 29129 | HELUKABEL | 14.89 | https://pim-kvc.soneparsea.com:3443/PictureServer/default.aspx/helukabel-29129.jpg?867587A1BA9C9CA9BBA6B6AABE64626D81778D73BCA797 | https://pim-kvc.soneparsea.com:3443/PictureServer/default.aspx/helukabel-29129.pdf?867587A1BA9C9CA9BBA6B6AABE64626D81778D73C29B96 | H07V-K PVC-SINGLE CORE CABLE 1.5MM² BLACK | These insulated wires are determined for the installation to the inside of apparatus as well as for the protective laying to the lightings, in dry rooms, in production facilities, switch and distributor boards, in tubes, under and surface mounting of plasters. | Nominal voltage U | 750V
| 56 | Cables and Wires | Low Voltage Cables | Single Core | H07V-K PVC-SINGLE CORE CABLE 1.5MM² GREEN-YELLOW | 2143968 | 29130 | HELUKABEL | 14.89 | https://pim-kvc.soneparsea.com:3443/PictureServer/default.aspx/helukabel-29130.jpg?867587A1BA9C9CA9BBA6B6AABE64626D81788473BCA797 | https://pim-kvc.soneparsea.com:3443/PictureServer/default.aspx/helukabel-29130.pdf?867587A1BA9C9CA9BBA6B6AABE64626D81788473C29B96 | H07V-K PVC-SINGLE CORE CABLE 1.5MM² GREEN-YELLOW | These insulated wires are determined for the installation to the inside of apparatus as well as for the protective laying to the lightings, in dry rooms, in production facilities, switch and distributor boards, in tubes, under and surface mounting of plasters. | Nominal cross section conductor | 1.5mm²
| 56 | Cables and Wires | Low Voltage Cables | Single Core | H07V-K PVC-SINGLE CORE CABLE 1.5MM² GREEN-YELLOW | 2143968 | 29130 | HELUKABEL | 14.89 | https://pim-kvc.soneparsea.com:3443/PictureServer/default.aspx/helukabel-29130.jpg?867587A1BA9C9CA9BBA6B6AABE64626D81788473BCA797 | https://pim-kvc.soneparsea.com:3443/PictureServer/default.aspx/helukabel-29130.pdf?867587A1BA9C9CA9BBA6B6AABE64626D81788473C29B96 | H07V-K PVC-SINGLE CORE CABLE 1.5MM² GREEN-YELLOW | These insulated wires are determined for the installation to the inside of apparatus as well as for the protective laying to the lightings, in dry rooms, in production facilities, switch and distributor boards, in tubes, under and surface mounting of plasters. | Conductor category | Class 5 = flexible
| 56 | Cables and Wires | Low Voltage Cables | Single Core | H07V-K PVC-SINGLE CORE CABLE 1.5MM² GREEN-YELLOW | 2143968 | 29130 | HELUKABEL | 14.89 | https://pim-kvc.soneparsea.com:3443/PictureServer/default.aspx/helukabel-29130.jpg?867587A1BA9C9CA9BBA6B6AABE64626D81788473BCA797 | https://pim-kvc.soneparsea.com:3443/PictureServer/default.aspx/helukabel-29130.pdf?867587A1BA9C9CA9BBA6B6AABE64626D81788473C29B96 | H07V-K PVC-SINGLE CORE CABLE 1.5MM² GREEN-YELLOW | These insulated wires are determined for the installation to the inside of apparatus as well as for the protective laying to the lightings, in dry rooms, in production facilities, switch and distributor boards, in tubes, under and surface mounting of plasters. | Material core insulation | Polyvinyl chloride (PVC)
| 56 | Cables and Wires | Low Voltage Cables | Single Core | H07V-K PVC-SINGLE CORE CABLE 1.5MM² GREEN-YELLOW | 2143968 | 29130 | HELUKABEL | 14.89 | https://pim-kvc.soneparsea.com:3443/PictureServer/default.aspx/helukabel-29130.jpg?867587A1BA9C9CA9BBA6B6AABE64626D81788473BCA797 | https://pim-kvc.soneparsea.com:3443/PictureServer/default.aspx/helukabel-29130.pdf?867587A1BA9C9CA9BBA6B6AABE64626D81788473C29B96 | H07V-K PVC-SINGLE CORE CABLE 1.5MM² GREEN-YELLOW | These insulated wires are determined for the installation to the inside of apparatus as well as for the protective laying to the lightings, in dry rooms, in production facilities, switch and distributor boards, in tubes, under and surface mounting of plasters. | Core colour | Green/yellow
| 56 | Cables and Wires | Low Voltage Cables | Single Core | H07V-K PVC-SINGLE CORE CABLE 1.5MM² GREEN-YELLOW | 2143968 | 29130 | HELUKABEL | 14.89 | https://pim-kvc.soneparsea.com:3443/PictureServer/default.aspx/helukabel-29130.jpg?867587A1BA9C9CA9BBA6B6AABE64626D81788473BCA797 | https://pim-kvc.soneparsea.com:3443/PictureServer/default.aspx/helukabel-29130.pdf?867587A1BA9C9CA9BBA6B6AABE64626D81788473C29B96 | H07V-K PVC-SINGLE CORE CABLE 1.5MM² GREEN-YELLOW | These insulated wires are determined for the installation to the inside of apparatus as well as for the protective laying to the lightings, in dry rooms, in production facilities, switch and distributor boards, in tubes, under and surface mounting of plasters. | Screen | no
| 56 | Cables and Wires | Low Voltage Cables | Single Core | H07V-K PVC-SINGLE CORE CABLE 1.5MM² GREEN-YELLOW | 2143968 | 29130 | HELUKABEL | 14.89 | https://pim-kvc.soneparsea.com:3443/PictureServer/default.aspx/helukabel-29130.jpg?867587A1BA9C9CA9BBA6B6AABE64626D81788473BCA797 | https://pim-kvc.soneparsea.com:3443/PictureServer/default.aspx/helukabel-29130.pdf?867587A1BA9C9CA9BBA6B6AABE64626D81788473C29B96 | H07V-K PVC-SINGLE CORE CABLE 1.5MM² GREEN-YELLOW | These insulated wires are determined for the installation to the inside of apparatus as well as for the protective laying to the lightings, in dry rooms, in production facilities, switch and distributor boards, in tubes, under and surface mounting of plasters. | Halogen free (according to EN 60754-1/2) | no
| 56 | Cables and Wires | Low Voltage Cables | Single Core | H07V-K PVC-SINGLE CORE CABLE 1.5MM² GREEN-YELLOW | 2143968 | 29130 | HELUKABEL | 14.89 | https://pim-kvc.soneparsea.com:3443/PictureServer/default.aspx/helukabel-29130.jpg?867587A1BA9C9CA9BBA6B6AABE64626D81788473BCA797 | https://pim-kvc.soneparsea.com:3443/PictureServer/default.aspx/helukabel-29130.pdf?867587A1BA9C9CA9BBA6B6AABE64626D81788473C29B96 | H07V-K PVC-SINGLE CORE CABLE 1.5MM² GREEN-YELLOW | These insulated wires are determined for the installation to the inside of apparatus as well as for the protective laying to the lightings, in dry rooms, in production facilities, switch and distributor boards, in tubes, under and surface mounting of plasters. | Outer diameter approx. | 3.4mm
| 56 | Cables and Wires | Low Voltage Cables | Single Core | H07V-K PVC-SINGLE CORE CABLE 1.5MM² GREEN-YELLOW | 2143968 | 29130 | HELUKABEL | 14.89 | https://pim-kvc.soneparsea.com:3443/PictureServer/default.aspx/helukabel-29130.jpg?867587A1BA9C9CA9BBA6B6AABE64626D81788473BCA797 | https://pim-kvc.soneparsea.com:3443/PictureServer/default.aspx/helukabel-29130.pdf?867587A1BA9C9CA9BBA6B6AABE64626D81788473C29B96 | H07V-K PVC-SINGLE CORE CABLE 1.5MM² GREEN-YELLOW | These insulated wires are determined for the installation to the inside of apparatus as well as for the protective laying to the lightings, in dry rooms, in production facilities, switch and distributor boards, in tubes, under and surface mounting of plasters. | Permitted cable outer temperature during assembling/handling | -5...70°C
| 56 | Cables and Wires | Low Voltage Cables | Single Core | H07V-K PVC-SINGLE CORE CABLE 1.5MM² GREEN-YELLOW | 2143968 | 29130 | HELUKABEL | 14.89 | https://pim-kvc.soneparsea.com:3443/PictureServer/default.aspx/helukabel-29130.jpg?867587A1BA9C9CA9BBA6B6AABE64626D81788473BCA797 | https://pim-kvc.soneparsea.com:3443/PictureServer/default.aspx/helukabel-29130.pdf?867587A1BA9C9CA9BBA6B6AABE64626D81788473C29B96 | H07V-K PVC-SINGLE CORE CABLE 1.5MM² GREEN-YELLOW | These insulated wires are determined for the installation to the inside of apparatus as well as for the protective laying to the lightings, in dry rooms, in production facilities, switch and distributor boards, in tubes, under and surface mounting of plasters. | Permitted cable outer temperature after assembling without vibration | -30...80°C
| 56 | Cables and Wires | Low Voltage Cables | Single Core | H07V-K PVC-SINGLE CORE CABLE 1.5MM² GREEN-YELLOW | 2143968 | 29130 | HELUKABEL | 14.89 | https://pim-kvc.soneparsea.com:3443/PictureServer/default.aspx/helukabel-29130.jpg?867587A1BA9C9CA9BBA6B6AABE64626D81788473BCA797 | https://pim-kvc.soneparsea.com:3443/PictureServer/default.aspx/helukabel-29130.pdf?867587A1BA9C9CA9BBA6B6AABE64626D81788473C29B96 | H07V-K PVC-SINGLE CORE CABLE 1.5MM² GREEN-YELLOW | These insulated wires are determined for the installation to the inside of apparatus as well as for the protective laying to the lightings, in dry rooms, in production facilities, switch and distributor boards, in tubes, under and surface mounting of plasters. | Nominal voltage U0 | 450V
| 56 | Cables and Wires | Low Voltage Cables | Single Core | H07V-K PVC-SINGLE CORE CABLE 1.5MM² GREEN-YELLOW | 2143968 | 29130 | HELUKABEL | 14.89 | https://pim-kvc.soneparsea.com:3443/PictureServer/default.aspx/helukabel-29130.jpg?867587A1BA9C9CA9BBA6B6AABE64626D81788473BCA797 | https://pim-kvc.soneparsea.com:3443/PictureServer/default.aspx/helukabel-29130.pdf?867587A1BA9C9CA9BBA6B6AABE64626D81788473C29B96 | H07V-K PVC-SINGLE CORE CABLE 1.5MM² GREEN-YELLOW | These insulated wires are determined for the installation to the inside of apparatus as well as for the protective laying to the lightings, in dry rooms, in production facilities, switch and distributor boards, in tubes, under and surface mounting of plasters. | Nominal voltage U | 750V
| 57 | Cables and Wires | Low Voltage Cables | Single Core | H07V-K PVC-SINGLE CORE CABLE 1.5MM² BLUE | 2143969 | 29131 | HELUKABEL | 14.89 | https://pim-kvc.soneparsea.com:3443/PictureServer/default.aspx/helukabel-29131_Image1.jpg?988AA09A9D7872799CA1BCAABEAC9B95B2AAC0728470616781A49DB2B39E95657EAFC4AC | https://pim-kvc.soneparsea.com:3443/PictureServer/default.aspx/helukabel-29131.pdf?867587A1BA9C9CA9BBA6B6AABE64626D81788573C29B96 | H07V-K PVC-SINGLE CORE CABLE 1.5MM² BLUE | These insulated wires are determined for the installation to the inside of apparatus as well as for the protective laying to the lightings, in dry rooms, in production facilities, switch and distributor boards, in tubes, under and surface mounting of plasters. | Nominal cross section conductor | 1.5mm²
| 57 | Cables and Wires | Low Voltage Cables | Single Core | H07V-K PVC-SINGLE CORE CABLE 1.5MM² BLUE | 2143969 | 29131 | HELUKABEL | 14.89 | https://pim-kvc.soneparsea.com:3443/PictureServer/default.aspx/helukabel-29131_Image1.jpg?988AA09A9D7872799CA1BCAABEAC9B95B2AAC0728470616781A49DB2B39E95657EAFC4AC | https://pim-kvc.soneparsea.com:3443/PictureServer/default.aspx/helukabel-29131.pdf?867587A1BA9C9CA9BBA6B6AABE64626D81788573C29B96 | H07V-K PVC-SINGLE CORE CABLE 1.5MM² BLUE | These insulated wires are determined for the installation to the inside of apparatus as well as for the protective laying to the lightings, in dry rooms, in production facilities, switch and distributor boards, in tubes, under and surface mounting of plasters. | Conductor category | Class 5 = flexible
| 57 | Cables and Wires | Low Voltage Cables | Single Core | H07V-K PVC-SINGLE CORE CABLE 1.5MM² BLUE | 2143969 | 29131 | HELUKABEL | 14.89 | https://pim-kvc.soneparsea.com:3443/PictureServer/default.aspx/helukabel-29131_Image1.jpg?988AA09A9D7872799CA1BCAABEAC9B95B2AAC0728470616781A49DB2B39E95657EAFC4AC | https://pim-kvc.soneparsea.com:3443/PictureServer/default.aspx/helukabel-29131.pdf?867587A1BA9C9CA9BBA6B6AABE64626D81788573C29B96 | H07V-K PVC-SINGLE CORE CABLE 1.5MM² BLUE | These insulated wires are determined for the installation to the inside of apparatus as well as for the protective laying to the lightings, in dry rooms, in production facilities, switch and distributor boards, in tubes, under and surface mounting of plasters. | Number of cores | 1
| 57 | Cables and Wires | Low Voltage Cables | Single Core | H07V-K PVC-SINGLE CORE CABLE 1.5MM² BLUE | 2143969 | 29131 | HELUKABEL | 14.89 | https://pim-kvc.soneparsea.com:3443/PictureServer/default.aspx/helukabel-29131_Image1.jpg?988AA09A9D7872799CA1BCAABEAC9B95B2AAC0728470616781A49DB2B39E95657EAFC4AC | https://pim-kvc.soneparsea.com:3443/PictureServer/default.aspx/helukabel-29131.pdf?867587A1BA9C9CA9BBA6B6AABE64626D81788573C29B96 | H07V-K PVC-SINGLE CORE CABLE 1.5MM² BLUE | These insulated wires are determined for the installation to the inside of apparatus as well as for the protective laying to the lightings, in dry rooms, in production facilities, switch and distributor boards, in tubes, under and surface mounting of plasters. | Material core insulation | Polyvinyl chloride (PVC)
| 57 | Cables and Wires | Low Voltage Cables | Single Core | H07V-K PVC-SINGLE CORE CABLE 1.5MM² BLUE | 2143969 | 29131 | HELUKABEL | 14.89 | https://pim-kvc.soneparsea.com:3443/PictureServer/default.aspx/helukabel-29131_Image1.jpg?988AA09A9D7872799CA1BCAABEAC9B95B2AAC0728470616781A49DB2B39E95657EAFC4AC | https://pim-kvc.soneparsea.com:3443/PictureServer/default.aspx/helukabel-29131.pdf?867587A1BA9C9CA9BBA6B6AABE64626D81788573C29B96 | H07V-K PVC-SINGLE CORE CABLE 1.5MM² BLUE | These insulated wires are determined for the installation to the inside of apparatus as well as for the protective laying to the lightings, in dry rooms, in production facilities, switch and distributor boards, in tubes, under and surface mounting of plasters. | Core colour | Blue
| 57 | Cables and Wires | Low Voltage Cables | Single Core | H07V-K PVC-SINGLE CORE CABLE 1.5MM² BLUE | 2143969 | 29131 | HELUKABEL | 14.89 | https://pim-kvc.soneparsea.com:3443/PictureServer/default.aspx/helukabel-29131_Image1.jpg?988AA09A9D7872799CA1BCAABEAC9B95B2AAC0728470616781A49DB2B39E95657EAFC4AC | https://pim-kvc.soneparsea.com:3443/PictureServer/default.aspx/helukabel-29131.pdf?867587A1BA9C9CA9BBA6B6AABE64626D81788573C29B96 | H07V-K PVC-SINGLE CORE CABLE 1.5MM² BLUE | These insulated wires are determined for the installation to the inside of apparatus as well as for the protective laying to the lightings, in dry rooms, in production facilities, switch and distributor boards, in tubes, under and surface mounting of plasters. | Screen | no
| 57 | Cables and Wires | Low Voltage Cables | Single Core | H07V-K PVC-SINGLE CORE CABLE 1.5MM² BLUE | 2143969 | 29131 | HELUKABEL | 14.89 | https://pim-kvc.soneparsea.com:3443/PictureServer/default.aspx/helukabel-29131_Image1.jpg?988AA09A9D7872799CA1BCAABEAC9B95B2AAC0728470616781A49DB2B39E95657EAFC4AC | https://pim-kvc.soneparsea.com:3443/PictureServer/default.aspx/helukabel-29131.pdf?867587A1BA9C9CA9BBA6B6AABE64626D81788573C29B96 | H07V-K PVC-SINGLE CORE CABLE 1.5MM² BLUE | These insulated wires are determined for the installation to the inside of apparatus as well as for the protective laying to the lightings, in dry rooms, in production facilities, switch and distributor boards, in tubes, under and surface mounting of plasters. | Halogen free (according to EN 60754-1/2) | no
| 57 | Cables and Wires | Low Voltage Cables | Single Core | H07V-K PVC-SINGLE CORE CABLE 1.5MM² BLUE | 2143969 | 29131 | HELUKABEL | 14.89 | https://pim-kvc.soneparsea.com:3443/PictureServer/default.aspx/helukabel-29131_Image1.jpg?988AA09A9D7872799CA1BCAABEAC9B95B2AAC0728470616781A49DB2B39E95657EAFC4AC | https://pim-kvc.soneparsea.com:3443/PictureServer/default.aspx/helukabel-29131.pdf?867587A1BA9C9CA9BBA6B6AABE64626D81788573C29B96 | H07V-K PVC-SINGLE CORE CABLE 1.5MM² BLUE | These insulated wires are determined for the installation to the inside of apparatus as well as for the protective laying to the lightings, in dry rooms, in production facilities, switch and distributor boards, in tubes, under and surface mounting of plasters. | Outer diameter approx. | 3.4mm
| 57 | Cables and Wires | Low Voltage Cables | Single Core | H07V-K PVC-SINGLE CORE CABLE 1.5MM² BLUE | 2143969 | 29131 | HELUKABEL | 14.89 | https://pim-kvc.soneparsea.com:3443/PictureServer/default.aspx/helukabel-29131_Image1.jpg?988AA09A9D7872799CA1BCAABEAC9B95B2AAC0728470616781A49DB2B39E95657EAFC4AC | https://pim-kvc.soneparsea.com:3443/PictureServer/default.aspx/helukabel-29131.pdf?867587A1BA9C9CA9BBA6B6AABE64626D81788573C29B96 | H07V-K PVC-SINGLE CORE CABLE 1.5MM² BLUE | These insulated wires are determined for the installation to the inside of apparatus as well as for the protective laying to the lightings, in dry rooms, in production facilities, switch and distributor boards, in tubes, under and surface mounting of plasters. | Permitted cable outer temperature during assembling/handling | -5...70°C
| 57 | Cables and Wires | Low Voltage Cables | Single Core | H07V-K PVC-SINGLE CORE CABLE 1.5MM² BLUE | 2143969 | 29131 | HELUKABEL | 14.89 | https://pim-kvc.soneparsea.com:3443/PictureServer/default.aspx/helukabel-29131_Image1.jpg?988AA09A9D7872799CA1BCAABEAC9B95B2AAC0728470616781A49DB2B39E95657EAFC4AC | https://pim-kvc.soneparsea.com:3443/PictureServer/default.aspx/helukabel-29131.pdf?867587A1BA9C9CA9BBA6B6AABE64626D81788573C29B96 | H07V-K PVC-SINGLE CORE CABLE 1.5MM² BLUE | These insulated wires are determined for the installation to the inside of apparatus as well as for the protective laying to the lightings, in dry rooms, in production facilities, switch and distributor boards, in tubes, under and surface mounting of plasters. | Permitted cable outer temperature after assembling without vibration | -30...80°C
| 57 | Cables and Wires | Low Voltage Cables | Single Core | H07V-K PVC-SINGLE CORE CABLE 1.5MM² BLUE | 2143969 | 29131 | HELUKABEL | 14.89 | https://pim-kvc.soneparsea.com:3443/PictureServer/default.aspx/helukabel-29131_Image1.jpg?988AA09A9D7872799CA1BCAABEAC9B95B2AAC0728470616781A49DB2B39E95657EAFC4AC | https://pim-kvc.soneparsea.com:3443/PictureServer/default.aspx/helukabel-29131.pdf?867587A1BA9C9CA9BBA6B6AABE64626D81788573C29B96 | H07V-K PVC-SINGLE CORE CABLE 1.5MM² BLUE | These insulated wires are determined for the installation to the inside of apparatus as well as for the protective laying to the lightings, in dry rooms, in production facilities, switch and distributor boards, in tubes, under and surface mounting of plasters. | Nominal voltage U0 | 450V
| 57 | Cables and Wires | Low Voltage Cables | Single Core | H07V-K PVC-SINGLE CORE CABLE 1.5MM² BLUE | 2143969 | 29131 | HELUKABEL | 14.89 | https://pim-kvc.soneparsea.com:3443/PictureServer/default.aspx/helukabel-29131_Image1.jpg?988AA09A9D7872799CA1BCAABEAC9B95B2AAC0728470616781A49DB2B39E95657EAFC4AC | https://pim-kvc.soneparsea.com:3443/PictureServer/default.aspx/helukabel-29131.pdf?867587A1BA9C9CA9BBA6B6AABE64626D81788573C29B96 | H07V-K PVC-SINGLE CORE CABLE 1.5MM² BLUE | These insulated wires are determined for the installation to the inside of apparatus as well as for the protective laying to the lightings, in dry rooms, in production facilities, switch and distributor boards, in tubes, under and surface mounting of plasters. | Nominal voltage U | 750V
| 58 | Cables and Wires | Low Voltage Cables | Single Core | H07V-K PVC-SINGLE CORE CABLE 1.5MM² BROWN | 2143970 | 29132 | HELUKABEL | 14.89 | https://pim-kvc.soneparsea.com:3443/PictureServer/default.aspx/helukabel-29132.jpg?867587A1BA9C9CA9BBA6B6AABE64626D81788673BCA797 | https://pim-kvc.soneparsea.com:3443/PictureServer/default.aspx/helukabel-29132.pdf?867587A1BA9C9CA9BBA6B6AABE64626D81788673C29B96 | H07V-K PVC-SINGLE CORE CABLE 1.5MM² BROWN | These insulated wires are determined for the installation to the inside of apparatus as well as for the protective laying to the lightings, in dry rooms, in production facilities, switch and distributor boards, in tubes, under and surface mounting of plasters. | Nominal cross section conductor | 1.5mm²
| 58 | Cables and Wires | Low Voltage Cables | Single Core | H07V-K PVC-SINGLE CORE CABLE 1.5MM² BROWN | 2143970 | 29132 | HELUKABEL | 14.89 | https://pim-kvc.soneparsea.com:3443/PictureServer/default.aspx/helukabel-29132.jpg?867587A1BA9C9CA9BBA6B6AABE64626D81788673BCA797 | https://pim-kvc.soneparsea.com:3443/PictureServer/default.aspx/helukabel-29132.pdf?867587A1BA9C9CA9BBA6B6AABE64626D81788673C29B96 | H07V-K PVC-SINGLE CORE CABLE 1.5MM² BROWN | These insulated wires are determined for the installation to the inside of apparatus as well as for the protective laying to the lightings, in dry rooms, in production facilities, switch and distributor boards, in tubes, under and surface mounting of plasters. | Conductor category | Class 5 = flexible
| 58 | Cables and Wires | Low Voltage Cables | Single Core | H07V-K PVC-SINGLE CORE CABLE 1.5MM² BROWN | 2143970 | 29132 | HELUKABEL | 14.89 | https://pim-kvc.soneparsea.com:3443/PictureServer/default.aspx/helukabel-29132.jpg?867587A1BA9C9CA9BBA6B6AABE64626D81788673BCA797 | https://pim-kvc.soneparsea.com:3443/PictureServer/default.aspx/helukabel-29132.pdf?867587A1BA9C9CA9BBA6B6AABE64626D81788673C29B96 | H07V-K PVC-SINGLE CORE CABLE 1.5MM² BROWN | These insulated wires are determined for the installation to the inside of apparatus as well as for the protective laying to the lightings, in dry rooms, in production facilities, switch and distributor boards, in tubes, under and surface mounting of plasters. | Material core insulation | Polyvinyl chloride (PVC)
| 58 | Cables and Wires | Low Voltage Cables | Single Core | H07V-K PVC-SINGLE CORE CABLE 1.5MM² BROWN | 2143970 | 29132 | HELUKABEL | 14.89 | https://pim-kvc.soneparsea.com:3443/PictureServer/default.aspx/helukabel-29132.jpg?867587A1BA9C9CA9BBA6B6AABE64626D81788673BCA797 | https://pim-kvc.soneparsea.com:3443/PictureServer/default.aspx/helukabel-29132.pdf?867587A1BA9C9CA9BBA6B6AABE64626D81788673C29B96 | H07V-K PVC-SINGLE CORE CABLE 1.5MM² BROWN | These insulated wires are determined for the installation to the inside of apparatus as well as for the protective laying to the lightings, in dry rooms, in production facilities, switch and distributor boards, in tubes, under and surface mounting of plasters. | Core colour | Brown
| 58 | Cables and Wires | Low Voltage Cables | Single Core | H07V-K PVC-SINGLE CORE CABLE 1.5MM² BROWN | 2143970 | 29132 | HELUKABEL | 14.89 | https://pim-kvc.soneparsea.com:3443/PictureServer/default.aspx/helukabel-29132.jpg?867587A1BA9C9CA9BBA6B6AABE64626D81788673BCA797 | https://pim-kvc.soneparsea.com:3443/PictureServer/default.aspx/helukabel-29132.pdf?867587A1BA9C9CA9BBA6B6AABE64626D81788673C29B96 | H07V-K PVC-SINGLE CORE CABLE 1.5MM² BROWN | These insulated wires are determined for the installation to the inside of apparatus as well as for the protective laying to the lightings, in dry rooms, in production facilities, switch and distributor boards, in tubes, under and surface mounting of plasters. | Screen | no
| 58 | Cables and Wires | Low Voltage Cables | Single Core | H07V-K PVC-SINGLE CORE CABLE 1.5MM² BROWN | 2143970 | 29132 | HELUKABEL | 14.89 | https://pim-kvc.soneparsea.com:3443/PictureServer/default.aspx/helukabel-29132.jpg?867587A1BA9C9CA9BBA6B6AABE64626D81788673BCA797 | https://pim-kvc.soneparsea.com:3443/PictureServer/default.aspx/helukabel-29132.pdf?867587A1BA9C9CA9BBA6B6AABE64626D81788673C29B96 | H07V-K PVC-SINGLE CORE CABLE 1.5MM² BROWN | These insulated wires are determined for the installation to the inside of apparatus as well as for the protective laying to the lightings, in dry rooms, in production facilities, switch and distributor boards, in tubes, under and surface mounting of plasters. | Halogen free (according to EN 60754-1/2) | no
| 58 | Cables and Wires | Low Voltage Cables | Single Core | H07V-K PVC-SINGLE CORE CABLE 1.5MM² BROWN | 2143970 | 29132 | HELUKABEL | 14.89 | https://pim-kvc.soneparsea.com:3443/PictureServer/default.aspx/helukabel-29132.jpg?867587A1BA9C9CA9BBA6B6AABE64626D81788673BCA797 | https://pim-kvc.soneparsea.com:3443/PictureServer/default.aspx/helukabel-29132.pdf?867587A1BA9C9CA9BBA6B6AABE64626D81788673C29B96 | H07V-K PVC-SINGLE CORE CABLE 1.5MM² BROWN | These insulated wires are determined for the installation to the inside of apparatus as well as for the protective laying to the lightings, in dry rooms, in production facilities, switch and distributor boards, in tubes, under and surface mounting of plasters. | Outer diameter approx. | 3.4mm
| 58 | Cables and Wires | Low Voltage Cables | Single Core | H07V-K PVC-SINGLE CORE CABLE 1.5MM² BROWN | 2143970 | 29132 | HELUKABEL | 14.89 | https://pim-kvc.soneparsea.com:3443/PictureServer/default.aspx/helukabel-29132.jpg?867587A1BA9C9CA9BBA6B6AABE64626D81788673BCA797 | https://pim-kvc.soneparsea.com:3443/PictureServer/default.aspx/helukabel-29132.pdf?867587A1BA9C9CA9BBA6B6AABE64626D81788673C29B96 | H07V-K PVC-SINGLE CORE CABLE 1.5MM² BROWN | These insulated wires are determined for the installation to the inside of apparatus as well as for the protective laying to the lightings, in dry rooms, in production facilities, switch and distributor boards, in tubes, under and surface mounting of plasters. | Permitted cable outer temperature during assembling/handling | -5...70°C
| 58 | Cables and Wires | Low Voltage Cables | Single Core | H07V-K PVC-SINGLE CORE CABLE 1.5MM² BROWN | 2143970 | 29132 | HELUKABEL | 14.89 | https://pim-kvc.soneparsea.com:3443/PictureServer/default.aspx/helukabel-29132.jpg?867587A1BA9C9CA9BBA6B6AABE64626D81788673BCA797 | https://pim-kvc.soneparsea.com:3443/PictureServer/default.aspx/helukabel-29132.pdf?867587A1BA9C9CA9BBA6B6AABE64626D81788673C29B96 | H07V-K PVC-SINGLE CORE CABLE 1.5MM² BROWN | These insulated wires are determined for the installation to the inside of apparatus as well as for the protective laying to the lightings, in dry rooms, in production facilities, switch and distributor boards, in tubes, under and surface mounting of plasters. | Permitted cable outer temperature after assembling without vibration | -30...80°C
| 58 | Cables and Wires | Low Voltage Cables | Single Core | H07V-K PVC-SINGLE CORE CABLE 1.5MM² BROWN | 2143970 | 29132 | HELUKABEL | 14.89 | https://pim-kvc.soneparsea.com:3443/PictureServer/default.aspx/helukabel-29132.jpg?867587A1BA9C9CA9BBA6B6AABE64626D81788673BCA797 | https://pim-kvc.soneparsea.com:3443/PictureServer/default.aspx/helukabel-29132.pdf?867587A1BA9C9CA9BBA6B6AABE64626D81788673C29B96 | H07V-K PVC-SINGLE CORE CABLE 1.5MM² BROWN | These insulated wires are determined for the installation to the inside of apparatus as well as for the protective laying to the lightings, in dry rooms, in production facilities, switch and distributor boards, in tubes, under and surface mounting of plasters. | Nominal voltage U0 | 450V
| 58 | Cables and Wires | Low Voltage Cables | Single Core | H07V-K PVC-SINGLE CORE CABLE 1.5MM² BROWN | 2143970 | 29132 | HELUKABEL | 14.89 | https://pim-kvc.soneparsea.com:3443/PictureServer/default.aspx/helukabel-29132.jpg?867587A1BA9C9CA9BBA6B6AABE64626D81788673BCA797 | https://pim-kvc.soneparsea.com:3443/PictureServer/default.aspx/helukabel-29132.pdf?867587A1BA9C9CA9BBA6B6AABE64626D81788673C29B96 | H07V-K PVC-SINGLE CORE CABLE 1.5MM² BROWN | These insulated wires are determined for the installation to the inside of apparatus as well as for the protective laying to the lightings, in dry rooms, in production facilities, switch and distributor boards, in tubes, under and surface mounting of plasters. | Nominal voltage U | 750V
| 59 | Cables and Wires | Low Voltage Cables | Single Core | H07V-K PVC-SINGLE CORE CABLE 1.5MM² RED | 2143971 | 29133 | HELUKABEL | 14.89 | https://pim-kvc.soneparsea.com:3443/PictureServer/default.aspx/helukabel-29133.jpg?867587A1BA9C9CA9BBA6B6AABE64626D81788773BCA797 | https://pim-kvc.soneparsea.com:3443/PictureServer/default.aspx/helukabel-29133.pdf?867587A1BA9C9CA9BBA6B6AABE64626D81788773C29B96 | H07V-K PVC-SINGLE CORE CABLE 1.5MM² RED | These insulated wires are determined for the installation to the inside of apparatus as well as for the protective laying to the lightings, in dry rooms, in production facilities, switch and distributor boards, in tubes, under and surface mounting of plasters. | Nominal cross section conductor | 1.5mm²
| 59 | Cables and Wires | Low Voltage Cables | Single Core | H07V-K PVC-SINGLE CORE CABLE 1.5MM² RED | 2143971 | 29133 | HELUKABEL | 14.89 | https://pim-kvc.soneparsea.com:3443/PictureServer/default.aspx/helukabel-29133.jpg?867587A1BA9C9CA9BBA6B6AABE64626D81788773BCA797 | https://pim-kvc.soneparsea.com:3443/PictureServer/default.aspx/helukabel-29133.pdf?867587A1BA9C9CA9BBA6B6AABE64626D81788773C29B96 | H07V-K PVC-SINGLE CORE CABLE 1.5MM² RED | These insulated wires are determined for the installation to the inside of apparatus as well as for the protective laying to the lightings, in dry rooms, in production facilities, switch and distributor boards, in tubes, under and surface mounting of plasters. | Conductor category | Class 5 = flexible
| 59 | Cables and Wires | Low Voltage Cables | Single Core | H07V-K PVC-SINGLE CORE CABLE 1.5MM² RED | 2143971 | 29133 | HELUKABEL | 14.89 | https://pim-kvc.soneparsea.com:3443/PictureServer/default.aspx/helukabel-29133.jpg?867587A1BA9C9CA9BBA6B6AABE64626D81788773BCA797 | https://pim-kvc.soneparsea.com:3443/PictureServer/default.aspx/helukabel-29133.pdf?867587A1BA9C9CA9BBA6B6AABE64626D81788773C29B96 | H07V-K PVC-SINGLE CORE CABLE 1.5MM² RED | These insulated wires are determined for the installation to the inside of apparatus as well as for the protective laying to the lightings, in dry rooms, in production facilities, switch and distributor boards, in tubes, under and surface mounting of plasters. | Material core insulation | Polyvinyl chloride (PVC)
| 59 | Cables and Wires | Low Voltage Cables | Single Core | H07V-K PVC-SINGLE CORE CABLE 1.5MM² RED | 2143971 | 29133 | HELUKABEL | 14.89 | https://pim-kvc.soneparsea.com:3443/PictureServer/default.aspx/helukabel-29133.jpg?867587A1BA9C9CA9BBA6B6AABE64626D81788773BCA797 | https://pim-kvc.soneparsea.com:3443/PictureServer/default.aspx/helukabel-29133.pdf?867587A1BA9C9CA9BBA6B6AABE64626D81788773C29B96 | H07V-K PVC-SINGLE CORE CABLE 1.5MM² RED | These insulated wires are determined for the installation to the inside of apparatus as well as for the protective laying to the lightings, in dry rooms, in production facilities, switch and distributor boards, in tubes, under and surface mounting of plasters. | Core colour | Red
| 59 | Cables and Wires | Low Voltage Cables | Single Core | H07V-K PVC-SINGLE CORE CABLE 1.5MM² RED | 2143971 | 29133 | HELUKABEL | 14.89 | https://pim-kvc.soneparsea.com:3443/PictureServer/default.aspx/helukabel-29133.jpg?867587A1BA9C9CA9BBA6B6AABE64626D81788773BCA797 | https://pim-kvc.soneparsea.com:3443/PictureServer/default.aspx/helukabel-29133.pdf?867587A1BA9C9CA9BBA6B6AABE64626D81788773C29B96 | H07V-K PVC-SINGLE CORE CABLE 1.5MM² RED | These insulated wires are determined for the installation to the inside of apparatus as well as for the protective laying to the lightings, in dry rooms, in production facilities, switch and distributor boards, in tubes, under and surface mounting of plasters. | Screen | no
| 59 | Cables and Wires | Low Voltage Cables | Single Core | H07V-K PVC-SINGLE CORE CABLE 1.5MM² RED | 2143971 | 29133 | HELUKABEL | 14.89 | https://pim-kvc.soneparsea.com:3443/PictureServer/default.aspx/helukabel-29133.jpg?867587A1BA9C9CA9BBA6B6AABE64626D81788773BCA797 | https://pim-kvc.soneparsea.com:3443/PictureServer/default.aspx/helukabel-29133.pdf?867587A1BA9C9CA9BBA6B6AABE64626D81788773C29B96 | H07V-K PVC-SINGLE CORE CABLE 1.5MM² RED | These insulated wires are determined for the installation to the inside of apparatus as well as for the protective laying to the lightings, in dry rooms, in production facilities, switch and distributor boards, in tubes, under and surface mounting of plasters. | Halogen free (according to EN 60754-1/2) | no
| 59 | Cables and Wires | Low Voltage Cables | Single Core | H07V-K PVC-SINGLE CORE CABLE 1.5MM² RED | 2143971 | 29133 | HELUKABEL | 14.89 | https://pim-kvc.soneparsea.com:3443/PictureServer/default.aspx/helukabel-29133.jpg?867587A1BA9C9CA9BBA6B6AABE64626D81788773BCA797 | https://pim-kvc.soneparsea.com:3443/PictureServer/default.aspx/helukabel-29133.pdf?867587A1BA9C9CA9BBA6B6AABE64626D81788773C29B96 | H07V-K PVC-SINGLE CORE CABLE 1.5MM² RED | These insulated wires are determined for the installation to the inside of apparatus as well as for the protective laying to the lightings, in dry rooms, in production facilities, switch and distributor boards, in tubes, under and surface mounting of plasters. | Outer diameter approx. | 3.4mm
| 59 | Cables and Wires | Low Voltage Cables | Single Core | H07V-K PVC-SINGLE CORE CABLE 1.5MM² RED | 2143971 | 29133 | HELUKABEL | 14.89 | https://pim-kvc.soneparsea.com:3443/PictureServer/default.aspx/helukabel-29133.jpg?867587A1BA9C9CA9BBA6B6AABE64626D81788773BCA797 | https://pim-kvc.soneparsea.com:3443/PictureServer/default.aspx/helukabel-29133.pdf?867587A1BA9C9CA9BBA6B6AABE64626D81788773C29B96 | H07V-K PVC-SINGLE CORE CABLE 1.5MM² RED | These insulated wires are determined for the installation to the inside of apparatus as well as for the protective laying to the lightings, in dry rooms, in production facilities, switch and distributor boards, in tubes, under and surface mounting of plasters. | Permitted cable outer temperature during assembling/handling | -5...70°C
| 59 | Cables and Wires | Low Voltage Cables | Single Core | H07V-K PVC-SINGLE CORE CABLE 1.5MM² RED | 2143971 | 29133 | HELUKABEL | 14.89 | https://pim-kvc.soneparsea.com:3443/PictureServer/default.aspx/helukabel-29133.jpg?867587A1BA9C9CA9BBA6B6AABE64626D81788773BCA797 | https://pim-kvc.soneparsea.com:3443/PictureServer/default.aspx/helukabel-29133.pdf?867587A1BA9C9CA9BBA6B6AABE64626D81788773C29B96 | H07V-K PVC-SINGLE CORE CABLE 1.5MM² RED | These insulated wires are determined for the installation to the inside of apparatus as well as for the protective laying to the lightings, in dry rooms, in production facilities, switch and distributor boards, in tubes, under and surface mounting of plasters. | Permitted cable outer temperature after assembling without vibration | -30...80°C
| 59 | Cables and Wires | Low Voltage Cables | Single Core | H07V-K PVC-SINGLE CORE CABLE 1.5MM² RED | 2143971 | 29133 | HELUKABEL | 14.89 | https://pim-kvc.soneparsea.com:3443/PictureServer/default.aspx/helukabel-29133.jpg?867587A1BA9C9CA9BBA6B6AABE64626D81788773BCA797 | https://pim-kvc.soneparsea.com:3443/PictureServer/default.aspx/helukabel-29133.pdf?867587A1BA9C9CA9BBA6B6AABE64626D81788773C29B96 | H07V-K PVC-SINGLE CORE CABLE 1.5MM² RED | These insulated wires are determined for the installation to the inside of apparatus as well as for the protective laying to the lightings, in dry rooms, in production facilities, switch and distributor boards, in tubes, under and surface mounting of plasters. | Nominal voltage U0 | 450V
| 59 | Cables and Wires | Low Voltage Cables | Single Core | H07V-K PVC-SINGLE CORE CABLE 1.5MM² RED | 2143971 | 29133 | HELUKABEL | 14.89 | https://pim-kvc.soneparsea.com:3443/PictureServer/default.aspx/helukabel-29133.jpg?867587A1BA9C9CA9BBA6B6AABE64626D81788773BCA797 | https://pim-kvc.soneparsea.com:3443/PictureServer/default.aspx/helukabel-29133.pdf?867587A1BA9C9CA9BBA6B6AABE64626D81788773C29B96 | H07V-K PVC-SINGLE CORE CABLE 1.5MM² RED | These insulated wires are determined for the installation to the inside of apparatus as well as for the protective laying to the lightings, in dry rooms, in production facilities, switch and distributor boards, in tubes, under and surface mounting of plasters. | Nominal voltage U | 750V
| 60 | Cables and Wires | Low Voltage Cables | Single Core | H07V-K PVC-SINGLE CORE CABLE 1.5MM² WHITE | 2143972 | 29134 | HELUKABEL | 14.89 | https://pim-kvc.soneparsea.com:3443/PictureServer/default.aspx/helukabel-29134.jpg?867587A1BA9C9CA9BBA6B6AABE64626D81788873BCA797 | https://pim-kvc.soneparsea.com:3443/PictureServer/default.aspx/helukabel-29134.pdf?867587A1BA9C9CA9BBA6B6AABE64626D81788873C29B96 | H07V-K PVC-SINGLE CORE CABLE 1.5MM² WHITE | These insulated wires are determined for the installation to the inside of apparatus as well as for the protective laying to the lightings, in dry rooms, in production facilities, switch and distributor boards, in tubes, under and surface mounting of plasters. | Nominal cross section conductor | 1.5mm²
| 60 | Cables and Wires | Low Voltage Cables | Single Core | H07V-K PVC-SINGLE CORE CABLE 1.5MM² WHITE | 2143972 | 29134 | HELUKABEL | 14.89 | https://pim-kvc.soneparsea.com:3443/PictureServer/default.aspx/helukabel-29134.jpg?867587A1BA9C9CA9BBA6B6AABE64626D81788873BCA797 | https://pim-kvc.soneparsea.com:3443/PictureServer/default.aspx/helukabel-29134.pdf?867587A1BA9C9CA9BBA6B6AABE64626D81788873C29B96 | H07V-K PVC-SINGLE CORE CABLE 1.5MM² WHITE | These insulated wires are determined for the installation to the inside of apparatus as well as for the protective laying to the lightings, in dry rooms, in production facilities, switch and distributor boards, in tubes, under and surface mounting of plasters. | Conductor category | Class 5 = flexible
| 60 | Cables and Wires | Low Voltage Cables | Single Core | H07V-K PVC-SINGLE CORE CABLE 1.5MM² WHITE | 2143972 | 29134 | HELUKABEL | 14.89 | https://pim-kvc.soneparsea.com:3443/PictureServer/default.aspx/helukabel-29134.jpg?867587A1BA9C9CA9BBA6B6AABE64626D81788873BCA797 | https://pim-kvc.soneparsea.com:3443/PictureServer/default.aspx/helukabel-29134.pdf?867587A1BA9C9CA9BBA6B6AABE64626D81788873C29B96 | H07V-K PVC-SINGLE CORE CABLE 1.5MM² WHITE | These insulated wires are determined for the installation to the inside of apparatus as well as for the protective laying to the lightings, in dry rooms, in production facilities, switch and distributor boards, in tubes, under and surface mounting of plasters. | Material core insulation | Polyvinyl chloride (PVC)
| 60 | Cables and Wires | Low Voltage Cables | Single Core | H07V-K PVC-SINGLE CORE CABLE 1.5MM² WHITE | 2143972 | 29134 | HELUKABEL | 14.89 | https://pim-kvc.soneparsea.com:3443/PictureServer/default.aspx/helukabel-29134.jpg?867587A1BA9C9CA9BBA6B6AABE64626D81788873BCA797 | https://pim-kvc.soneparsea.com:3443/PictureServer/default.aspx/helukabel-29134.pdf?867587A1BA9C9CA9BBA6B6AABE64626D81788873C29B96 | H07V-K PVC-SINGLE CORE CABLE 1.5MM² WHITE | These insulated wires are determined for the installation to the inside of apparatus as well as for the protective laying to the lightings, in dry rooms, in production facilities, switch and distributor boards, in tubes, under and surface mounting of plasters. | Core colour | White
| 60 | Cables and Wires | Low Voltage Cables | Single Core | H07V-K PVC-SINGLE CORE CABLE 1.5MM² WHITE | 2143972 | 29134 | HELUKABEL | 14.89 | https://pim-kvc.soneparsea.com:3443/PictureServer/default.aspx/helukabel-29134.jpg?867587A1BA9C9CA9BBA6B6AABE64626D81788873BCA797 | https://pim-kvc.soneparsea.com:3443/PictureServer/default.aspx/helukabel-29134.pdf?867587A1BA9C9CA9BBA6B6AABE64626D81788873C29B96 | H07V-K PVC-SINGLE CORE CABLE 1.5MM² WHITE | These insulated wires are determined for the installation to the inside of apparatus as well as for the protective laying to the lightings, in dry rooms, in production facilities, switch and distributor boards, in tubes, under and surface mounting of plasters. | Screen | no
| 60 | Cables and Wires | Low Voltage Cables | Single Core | H07V-K PVC-SINGLE CORE CABLE 1.5MM² WHITE | 2143972 | 29134 | HELUKABEL | 14.89 | https://pim-kvc.soneparsea.com:3443/PictureServer/default.aspx/helukabel-29134.jpg?867587A1BA9C9CA9BBA6B6AABE64626D81788873BCA797 | https://pim-kvc.soneparsea.com:3443/PictureServer/default.aspx/helukabel-29134.pdf?867587A1BA9C9CA9BBA6B6AABE64626D81788873C29B96 | H07V-K PVC-SINGLE CORE CABLE 1.5MM² WHITE | These insulated wires are determined for the installation to the inside of apparatus as well as for the protective laying to the lightings, in dry rooms, in production facilities, switch and distributor boards, in tubes, under and surface mounting of plasters. | Halogen free (according to EN 60754-1/2) | no
| 60 | Cables and Wires | Low Voltage Cables | Single Core | H07V-K PVC-SINGLE CORE CABLE 1.5MM² WHITE | 2143972 | 29134 | HELUKABEL | 14.89 | https://pim-kvc.soneparsea.com:3443/PictureServer/default.aspx/helukabel-29134.jpg?867587A1BA9C9CA9BBA6B6AABE64626D81788873BCA797 | https://pim-kvc.soneparsea.com:3443/PictureServer/default.aspx/helukabel-29134.pdf?867587A1BA9C9CA9BBA6B6AABE64626D81788873C29B96 | H07V-K PVC-SINGLE CORE CABLE 1.5MM² WHITE | These insulated wires are determined for the installation to the inside of apparatus as well as for the protective laying to the lightings, in dry rooms, in production facilities, switch and distributor boards, in tubes, under and surface mounting of plasters. | Outer diameter approx. | 3.4mm
| 60 | Cables and Wires | Low Voltage Cables | Single Core | H07V-K PVC-SINGLE CORE CABLE 1.5MM² WHITE | 2143972 | 29134 | HELUKABEL | 14.89 | https://pim-kvc.soneparsea.com:3443/PictureServer/default.aspx/helukabel-29134.jpg?867587A1BA9C9CA9BBA6B6AABE64626D81788873BCA797 | https://pim-kvc.soneparsea.com:3443/PictureServer/default.aspx/helukabel-29134.pdf?867587A1BA9C9CA9BBA6B6AABE64626D81788873C29B96 | H07V-K PVC-SINGLE CORE CABLE 1.5MM² WHITE | These insulated wires are determined for the installation to the inside of apparatus as well as for the protective laying to the lightings, in dry rooms, in production facilities, switch and distributor boards, in tubes, under and surface mounting of plasters. | Permitted cable outer temperature during assembling/handling | -5...70°C
| 60 | Cables and Wires | Low Voltage Cables | Single Core | H07V-K PVC-SINGLE CORE CABLE 1.5MM² WHITE | 2143972 | 29134 | HELUKABEL | 14.89 | https://pim-kvc.soneparsea.com:3443/PictureServer/default.aspx/helukabel-29134.jpg?867587A1BA9C9CA9BBA6B6AABE64626D81788873BCA797 | https://pim-kvc.soneparsea.com:3443/PictureServer/default.aspx/helukabel-29134.pdf?867587A1BA9C9CA9BBA6B6AABE64626D81788873C29B96 | H07V-K PVC-SINGLE CORE CABLE 1.5MM² WHITE | These insulated wires are determined for the installation to the inside of apparatus as well as for the protective laying to the lightings, in dry rooms, in production facilities, switch and distributor boards, in tubes, under and surface mounting of plasters. | Permitted cable outer temperature after assembling without vibration | -30...80°C
| 60 | Cables and Wires | Low Voltage Cables | Single Core | H07V-K PVC-SINGLE CORE CABLE 1.5MM² WHITE | 2143972 | 29134 | HELUKABEL | 14.89 | https://pim-kvc.soneparsea.com:3443/PictureServer/default.aspx/helukabel-29134.jpg?867587A1BA9C9CA9BBA6B6AABE64626D81788873BCA797 | https://pim-kvc.soneparsea.com:3443/PictureServer/default.aspx/helukabel-29134.pdf?867587A1BA9C9CA9BBA6B6AABE64626D81788873C29B96 | H07V-K PVC-SINGLE CORE CABLE 1.5MM² WHITE | These insulated wires are determined for the installation to the inside of apparatus as well as for the protective laying to the lightings, in dry rooms, in production facilities, switch and distributor boards, in tubes, under and surface mounting of plasters. | Nominal voltage U0 | 450V
| 60 | Cables and Wires | Low Voltage Cables | Single Core | H07V-K PVC-SINGLE CORE CABLE 1.5MM² WHITE | 2143972 | 29134 | HELUKABEL | 14.89 | https://pim-kvc.soneparsea.com:3443/PictureServer/default.aspx/helukabel-29134.jpg?867587A1BA9C9CA9BBA6B6AABE64626D81788873BCA797 | https://pim-kvc.soneparsea.com:3443/PictureServer/default.aspx/helukabel-29134.pdf?867587A1BA9C9CA9BBA6B6AABE64626D81788873C29B96 | H07V-K PVC-SINGLE CORE CABLE 1.5MM² WHITE | These insulated wires are determined for the installation to the inside of apparatus as well as for the protective laying to the lightings, in dry rooms, in production facilities, switch and distributor boards, in tubes, under and surface mounting of plasters. | Nominal voltage U | 750V