## Circuit Breakers and Fuses (3)
ImportTicket-xlsx-zsx22ii8k1q&Tx | ลำดับ | รายละเอียดสินค้า
|  | ชื่อหมวดหมู่ชั้นที่ 1 | ชื่อหมวดหมู่ชั้นที่ 2 | ชื่อหมวดหมู่ชั้นที่ 3 | ชื่อสินค้า | รหัสสินค้า | MPN | Brand | ราคาสินค้า | Picture | Datasheet | รายละเอียดย่อ | รายละเอียดเต็ม | หัวข้อฟีเจอร์ | รายละเอียดฟีเจอร์
Example > | 0 | Product Category 1 | Product Sub 1 | Product Sub-sec 1 | Example Product | P0001 | N/A | Brand 1 | 100000 | https://soneparthailand.com/th/_content_images/product/A4BF5596-06F7-632A-0C7B-5BEB6E7DB749.jpg | https://www.quotewerks.com/download/printlayouts/Samples/QuotationSample_A.pdf | เอ๋เวิลด์ เปราะบางโลโก้มอนสเตอร์รากหญ้าพูล เชอร์รี่ไฮเปอร์ตรวจสอบรันเวย์ฟลอร์ เซรามิก | สเปกแอ็กชั่น มหภาคเทรดคอร์ปมหาอุปราชาเฉิ่ม แป๋วมาร์เก็ตเดบิตแมนชั่น โกลด์วีซ่าเซอร์วิส เฟิร์มสไปเดอร์ ออร์เดอร์เช็ก ฮันนีมูนแชมป์กระดี๊กระด๊ารีวิวดยุค ฟินิกซ์ตื้บสมาพันธ์ซัพพลายเออร์โรแมนติก หลวงปู่บู๊ฮาลาลแซ็กโซโฟน ป๋าแอสเตอร์แดรี่ภคันทลาพาธ บอกซ์เยนโหลนเมคอัพ รูบิก จูเนียร์ไอติมเคลียร์ฟลุทมอคคา ทอม แฟกซ์รวมมิตรฟอยล์ แซนด์วิชลอร์ดสคริปต์ยากูซ่า สแล็กผ้าห่มรีสอร์ตแดรี่ สเตย์ธรรมา เที่ยงคืนแอปเปิ้ล คำสาปแคมปัสท็อปบูต สัมนาศิลปากรพาร์บ๊วยอมาตยาธิปไตย แจ๊สไงจัมโบ้ดั๊มพ์ วิว เกจิเคลียร์ ว้อดก้ามั้งคอมพ์ แหม็บโยเกิร์ตซัมเมอร์ ป่าไม้นิวละติน เทคโนแครตเวิร์กช็อปฮาราคีรี แคนยอนแกรนด์ โปรเจ็กต์ เต๊ะแบคโฮเหี่ยวย่นละอ่อนคาปูชิโน วันเวย์ ครูเสดแตงโมฟีเวอร์เจ๊คอลเล็กชั่น ดั๊มพ์วิลเลจกับดัก ชัตเตอร์โบว์ ออเดอร์แชมป์ อุปทานมาร์จินฮิบรูโทรโข่ง จูน แดรี่โยโย่ บุ๋น เอ็นเตอร์เทนดีพาร์ทเมนต์ลีเมอร์ สต็อกเซาท์ มายาคติโกเต็กซ์ไวอากร้าลิมูซีน ออร์เดอร์โมเดิร์นวอล์กร็อคไฮไลต์ ซีเนียร์ริกเตอร์สมาพันธ์ เจ๊วาฟเฟิลฟลุกฮิตคัตเอาต์ คูลเลอร์ยากูซ่า ราสเบอร์รีไฟแนนซ์แคนู ยาวี แม่ค้าชีสเซี้ยว อิกัวนาแมมโบ้ ซีเรียสกุมภาพันธ์ ซัพพลายเออร์ฟลุท เป่ายิ้งฉุบโลโก้หลวงพี่ กีวีตุ๊กตุ๊กเซ็กส์อาร์ติสต์ อริยสงฆ์บาบูนไฮไลท์ซาร์ดีน เมเปิลปาสกาลแรงใจ ปาร์ตี้มาร์กเซนเซอร์แคมเปญ เบอร์รีแพทยสภาวาฟเฟิลแบคโฮแมกกาซีน ชีสสังโฆวิน เซ่นไหว้จิ๊กโก๋กฤษณ์บูติคจอหงวน โคโยตีจังโก้บัลลาสต์คอลเล็กชั่น โปรเจ็ครีเสิร์ช แชมเปญ โปรโมเตอร์แกรนด์สตรอว์เบอร์รีแพกเกจ จีดีพีคลาสสิกแทคติค ฮัมซามูไรเคอร์ฟิวแมชชีน เทเลกราฟแอปเปิ้ลวิลล์ แฟรนไชส์ต่อยอดรีสอร์ต ออร์เดอร์ฟอยล์อ่อนด้อยช็อป รันเวย์ชีสแจ็กพอตอาว์มาราธอน ไตรมาสจอหงวน รอยัลตี้เมจิคชัตเตอร์ ชาร์จแมชีนก๋ากั่นเซฟตี้ ง่าวแมคเคอเรล หม่านโถวโยเกิร์ต แช่แข็งอันตรกิริยา แจ็กพ็อตมะกันล็อบบี้ซิมแผดเผา คาร์ดีพาร์ตเมนต์บลูเบอร์รีโคโยตี้เครป ฮันนีมูนเจลรวมมิตรเซี้ยว | Feature Name 1 | This is feature detail.
| 46 | Circuit Breakers and Fuses | Circuit Breakers | Motor Protection Circuit Breakers | TESYS DECA CIRCUIT BREAKER MAGNETIC 3P 0.63A ROTARY HANDLE | 2108481 | GV2L04 | SCHNEIDER ELECTRIC | 2750 | https://pim-kvc.soneparsea.com:3443/PictureServer/default.aspx/schneider-gv2l04_Image1.jpg?A3889C9397807479A2A1C7A8BAA5959DB4AAC672B9AD62A08079B38EBF9897998173BEB5B9 | https://pim-kvc.soneparsea.com:3443/PictureServer/default.aspx/schneider-gv2l04_Datasheet1.pdf?A3889C9397807479A2A1C7A8BAA5959DB4AAC672B9AD62A08079B389B3AB91A7B8AAB9B98365A098B6 | TESYS DECA CIRCUIT BREAKER MAGNETIC 3P 0.63A ROTARY HANDLE SCREW CLAMP TERMINALS | compact and simple to select, TeSys GV2 motor circuit-breakers are only 45 mm wide and are categorised according to their level of performance and functions: type of control, breaking capacity, motor protection and accessories. | Number of poles | 3
| 46 | Circuit Breakers and Fuses | Circuit Breakers | Motor Protection Circuit Breakers | TESYS DECA CIRCUIT BREAKER MAGNETIC 3P 0.63A ROTARY HANDLE | 2108481 | GV2L04 | SCHNEIDER ELECTRIC | 2750 | https://pim-kvc.soneparsea.com:3443/PictureServer/default.aspx/schneider-gv2l04_Image1.jpg?A3889C9397807479A2A1C7A8BAA5959DB4AAC672B9AD62A08079B38EBF9897998173BEB5B9 | https://pim-kvc.soneparsea.com:3443/PictureServer/default.aspx/schneider-gv2l04_Datasheet1.pdf?A3889C9397807479A2A1C7A8BAA5959DB4AAC672B9AD62A08079B389B3AB91A7B8AAB9B98365A098B6 | TESYS DECA CIRCUIT BREAKER MAGNETIC 3P 0.63A ROTARY HANDLE SCREW CLAMP TERMINALS | compact and simple to select, TeSys GV2 motor circuit-breakers are only 45 mm wide and are categorised according to their level of performance and functions: type of control, breaking capacity, motor protection and accessories. | Rated short-circuit breaking capacity lcu at 400 V, AC | 100kA
| 46 | Circuit Breakers and Fuses | Circuit Breakers | Motor Protection Circuit Breakers | TESYS DECA CIRCUIT BREAKER MAGNETIC 3P 0.63A ROTARY HANDLE | 2108481 | GV2L04 | SCHNEIDER ELECTRIC | 2750 | https://pim-kvc.soneparsea.com:3443/PictureServer/default.aspx/schneider-gv2l04_Image1.jpg?A3889C9397807479A2A1C7A8BAA5959DB4AAC672B9AD62A08079B38EBF9897998173BEB5B9 | https://pim-kvc.soneparsea.com:3443/PictureServer/default.aspx/schneider-gv2l04_Datasheet1.pdf?A3889C9397807479A2A1C7A8BAA5959DB4AAC672B9AD62A08079B389B3AB91A7B8AAB9B98365A098B6 | TESYS DECA CIRCUIT BREAKER MAGNETIC 3P 0.63A ROTARY HANDLE SCREW CLAMP TERMINALS | compact and simple to select, TeSys GV2 motor circuit-breakers are only 45 mm wide and are categorised according to their level of performance and functions: type of control, breaking capacity, motor protection and accessories. | Degree of protection (IP) | IP20
| 46 | Circuit Breakers and Fuses | Circuit Breakers | Motor Protection Circuit Breakers | TESYS DECA CIRCUIT BREAKER MAGNETIC 3P 0.63A ROTARY HANDLE | 2108481 | GV2L04 | SCHNEIDER ELECTRIC | 2750 | https://pim-kvc.soneparsea.com:3443/PictureServer/default.aspx/schneider-gv2l04_Image1.jpg?A3889C9397807479A2A1C7A8BAA5959DB4AAC672B9AD62A08079B38EBF9897998173BEB5B9 | https://pim-kvc.soneparsea.com:3443/PictureServer/default.aspx/schneider-gv2l04_Datasheet1.pdf?A3889C9397807479A2A1C7A8BAA5959DB4AAC672B9AD62A08079B389B3AB91A7B8AAB9B98365A098B6 | TESYS DECA CIRCUIT BREAKER MAGNETIC 3P 0.63A ROTARY HANDLE SCREW CLAMP TERMINALS | compact and simple to select, TeSys GV2 motor circuit-breakers are only 45 mm wide and are categorised according to their level of performance and functions: type of control, breaking capacity, motor protection and accessories. | Height | 89mm
| 46 | Circuit Breakers and Fuses | Circuit Breakers | Motor Protection Circuit Breakers | TESYS DECA CIRCUIT BREAKER MAGNETIC 3P 0.63A ROTARY HANDLE | 2108481 | GV2L04 | SCHNEIDER ELECTRIC | 2750 | https://pim-kvc.soneparsea.com:3443/PictureServer/default.aspx/schneider-gv2l04_Image1.jpg?A3889C9397807479A2A1C7A8BAA5959DB4AAC672B9AD62A08079B38EBF9897998173BEB5B9 | https://pim-kvc.soneparsea.com:3443/PictureServer/default.aspx/schneider-gv2l04_Datasheet1.pdf?A3889C9397807479A2A1C7A8BAA5959DB4AAC672B9AD62A08079B389B3AB91A7B8AAB9B98365A098B6 | TESYS DECA CIRCUIT BREAKER MAGNETIC 3P 0.63A ROTARY HANDLE SCREW CLAMP TERMINALS | compact and simple to select, TeSys GV2 motor circuit-breakers are only 45 mm wide and are categorised according to their level of performance and functions: type of control, breaking capacity, motor protection and accessories. | Width | 45mm
| 46 | Circuit Breakers and Fuses | Circuit Breakers | Motor Protection Circuit Breakers | TESYS DECA CIRCUIT BREAKER MAGNETIC 3P 0.63A ROTARY HANDLE | 2108481 | GV2L04 | SCHNEIDER ELECTRIC | 2750 | https://pim-kvc.soneparsea.com:3443/PictureServer/default.aspx/schneider-gv2l04_Image1.jpg?A3889C9397807479A2A1C7A8BAA5959DB4AAC672B9AD62A08079B38EBF9897998173BEB5B9 | https://pim-kvc.soneparsea.com:3443/PictureServer/default.aspx/schneider-gv2l04_Datasheet1.pdf?A3889C9397807479A2A1C7A8BAA5959DB4AAC672B9AD62A08079B389B3AB91A7B8AAB9B98365A098B6 | TESYS DECA CIRCUIT BREAKER MAGNETIC 3P 0.63A ROTARY HANDLE SCREW CLAMP TERMINALS | compact and simple to select, TeSys GV2 motor circuit-breakers are only 45 mm wide and are categorised according to their level of performance and functions: type of control, breaking capacity, motor protection and accessories. | Depth | 97mm
| 46 | Circuit Breakers and Fuses | Circuit Breakers | Motor Protection Circuit Breakers | TESYS DECA CIRCUIT BREAKER MAGNETIC 3P 0.63A ROTARY HANDLE | 2108481 | GV2L04 | SCHNEIDER ELECTRIC | 2750 | https://pim-kvc.soneparsea.com:3443/PictureServer/default.aspx/schneider-gv2l04_Image1.jpg?A3889C9397807479A2A1C7A8BAA5959DB4AAC672B9AD62A08079B38EBF9897998173BEB5B9 | https://pim-kvc.soneparsea.com:3443/PictureServer/default.aspx/schneider-gv2l04_Datasheet1.pdf?A3889C9397807479A2A1C7A8BAA5959DB4AAC672B9AD62A08079B389B3AB91A7B8AAB9B98365A098B6 | TESYS DECA CIRCUIT BREAKER MAGNETIC 3P 0.63A ROTARY HANDLE SCREW CLAMP TERMINALS | compact and simple to select, TeSys GV2 motor circuit-breakers are only 45 mm wide and are categorised according to their level of performance and functions: type of control, breaking capacity, motor protection and accessories. | Overload release current setting | 0.63...0.63A
| 46 | Circuit Breakers and Fuses | Circuit Breakers | Motor Protection Circuit Breakers | TESYS DECA CIRCUIT BREAKER MAGNETIC 3P 0.63A ROTARY HANDLE | 2108481 | GV2L04 | SCHNEIDER ELECTRIC | 2750 | https://pim-kvc.soneparsea.com:3443/PictureServer/default.aspx/schneider-gv2l04_Image1.jpg?A3889C9397807479A2A1C7A8BAA5959DB4AAC672B9AD62A08079B38EBF9897998173BEB5B9 | https://pim-kvc.soneparsea.com:3443/PictureServer/default.aspx/schneider-gv2l04_Datasheet1.pdf?A3889C9397807479A2A1C7A8BAA5959DB4AAC672B9AD62A08079B389B3AB91A7B8AAB9B98365A098B6 | TESYS DECA CIRCUIT BREAKER MAGNETIC 3P 0.63A ROTARY HANDLE SCREW CLAMP TERMINALS | compact and simple to select, TeSys GV2 motor circuit-breakers are only 45 mm wide and are categorised according to their level of performance and functions: type of control, breaking capacity, motor protection and accessories. | Adjustment range undelayed short-circuit release | 8...8A
| 46 | Circuit Breakers and Fuses | Circuit Breakers | Motor Protection Circuit Breakers | TESYS DECA CIRCUIT BREAKER MAGNETIC 3P 0.63A ROTARY HANDLE | 2108481 | GV2L04 | SCHNEIDER ELECTRIC | 2750 | https://pim-kvc.soneparsea.com:3443/PictureServer/default.aspx/schneider-gv2l04_Image1.jpg?A3889C9397807479A2A1C7A8BAA5959DB4AAC672B9AD62A08079B38EBF9897998173BEB5B9 | https://pim-kvc.soneparsea.com:3443/PictureServer/default.aspx/schneider-gv2l04_Datasheet1.pdf?A3889C9397807479A2A1C7A8BAA5959DB4AAC672B9AD62A08079B389B3AB91A7B8AAB9B98365A098B6 | TESYS DECA CIRCUIT BREAKER MAGNETIC 3P 0.63A ROTARY HANDLE SCREW CLAMP TERMINALS | compact and simple to select, TeSys GV2 motor circuit-breakers are only 45 mm wide and are categorised according to their level of performance and functions: type of control, breaking capacity, motor protection and accessories. | With thermal protection | no
| 46 | Circuit Breakers and Fuses | Circuit Breakers | Motor Protection Circuit Breakers | TESYS DECA CIRCUIT BREAKER MAGNETIC 3P 0.63A ROTARY HANDLE | 2108481 | GV2L04 | SCHNEIDER ELECTRIC | 2750 | https://pim-kvc.soneparsea.com:3443/PictureServer/default.aspx/schneider-gv2l04_Image1.jpg?A3889C9397807479A2A1C7A8BAA5959DB4AAC672B9AD62A08079B38EBF9897998173BEB5B9 | https://pim-kvc.soneparsea.com:3443/PictureServer/default.aspx/schneider-gv2l04_Datasheet1.pdf?A3889C9397807479A2A1C7A8BAA5959DB4AAC672B9AD62A08079B389B3AB91A7B8AAB9B98365A098B6 | TESYS DECA CIRCUIT BREAKER MAGNETIC 3P 0.63A ROTARY HANDLE SCREW CLAMP TERMINALS | compact and simple to select, TeSys GV2 motor circuit-breakers are only 45 mm wide and are categorised according to their level of performance and functions: type of control, breaking capacity, motor protection and accessories. | Phase failure sensitive | yes
| 46 | Circuit Breakers and Fuses | Circuit Breakers | Motor Protection Circuit Breakers | TESYS DECA CIRCUIT BREAKER MAGNETIC 3P 0.63A ROTARY HANDLE | 2108481 | GV2L04 | SCHNEIDER ELECTRIC | 2750 | https://pim-kvc.soneparsea.com:3443/PictureServer/default.aspx/schneider-gv2l04_Image1.jpg?A3889C9397807479A2A1C7A8BAA5959DB4AAC672B9AD62A08079B38EBF9897998173BEB5B9 | https://pim-kvc.soneparsea.com:3443/PictureServer/default.aspx/schneider-gv2l04_Datasheet1.pdf?A3889C9397807479A2A1C7A8BAA5959DB4AAC672B9AD62A08079B389B3AB91A7B8AAB9B98365A098B6 | TESYS DECA CIRCUIT BREAKER MAGNETIC 3P 0.63A ROTARY HANDLE SCREW CLAMP TERMINALS | compact and simple to select, TeSys GV2 motor circuit-breakers are only 45 mm wide and are categorised according to their level of performance and functions: type of control, breaking capacity, motor protection and accessories. | Switch off technique | Magnetic
| 46 | Circuit Breakers and Fuses | Circuit Breakers | Motor Protection Circuit Breakers | TESYS DECA CIRCUIT BREAKER MAGNETIC 3P 0.63A ROTARY HANDLE | 2108481 | GV2L04 | SCHNEIDER ELECTRIC | 2750 | https://pim-kvc.soneparsea.com:3443/PictureServer/default.aspx/schneider-gv2l04_Image1.jpg?A3889C9397807479A2A1C7A8BAA5959DB4AAC672B9AD62A08079B38EBF9897998173BEB5B9 | https://pim-kvc.soneparsea.com:3443/PictureServer/default.aspx/schneider-gv2l04_Datasheet1.pdf?A3889C9397807479A2A1C7A8BAA5959DB4AAC672B9AD62A08079B389B3AB91A7B8AAB9B98365A098B6 | TESYS DECA CIRCUIT BREAKER MAGNETIC 3P 0.63A ROTARY HANDLE SCREW CLAMP TERMINALS | compact and simple to select, TeSys GV2 motor circuit-breakers are only 45 mm wide and are categorised according to their level of performance and functions: type of control, breaking capacity, motor protection and accessories. | Rated operating voltage | 690...690V
| 46 | Circuit Breakers and Fuses | Circuit Breakers | Motor Protection Circuit Breakers | TESYS DECA CIRCUIT BREAKER MAGNETIC 3P 0.63A ROTARY HANDLE | 2108481 | GV2L04 | SCHNEIDER ELECTRIC | 2750 | https://pim-kvc.soneparsea.com:3443/PictureServer/default.aspx/schneider-gv2l04_Image1.jpg?A3889C9397807479A2A1C7A8BAA5959DB4AAC672B9AD62A08079B38EBF9897998173BEB5B9 | https://pim-kvc.soneparsea.com:3443/PictureServer/default.aspx/schneider-gv2l04_Datasheet1.pdf?A3889C9397807479A2A1C7A8BAA5959DB4AAC672B9AD62A08079B389B3AB91A7B8AAB9B98365A098B6 | TESYS DECA CIRCUIT BREAKER MAGNETIC 3P 0.63A ROTARY HANDLE SCREW CLAMP TERMINALS | compact and simple to select, TeSys GV2 motor circuit-breakers are only 45 mm wide and are categorised according to their level of performance and functions: type of control, breaking capacity, motor protection and accessories. | Rated permanent current Iu | 0.63A
| 46 | Circuit Breakers and Fuses | Circuit Breakers | Motor Protection Circuit Breakers | TESYS DECA CIRCUIT BREAKER MAGNETIC 3P 0.63A ROTARY HANDLE | 2108481 | GV2L04 | SCHNEIDER ELECTRIC | 2750 | https://pim-kvc.soneparsea.com:3443/PictureServer/default.aspx/schneider-gv2l04_Image1.jpg?A3889C9397807479A2A1C7A8BAA5959DB4AAC672B9AD62A08079B38EBF9897998173BEB5B9 | https://pim-kvc.soneparsea.com:3443/PictureServer/default.aspx/schneider-gv2l04_Datasheet1.pdf?A3889C9397807479A2A1C7A8BAA5959DB4AAC672B9AD62A08079B389B3AB91A7B8AAB9B98365A098B6 | TESYS DECA CIRCUIT BREAKER MAGNETIC 3P 0.63A ROTARY HANDLE SCREW CLAMP TERMINALS | compact and simple to select, TeSys GV2 motor circuit-breakers are only 45 mm wide and are categorised according to their level of performance and functions: type of control, breaking capacity, motor protection and accessories. | Rated operation power at AC-3, 230 V | 0.09kW
| 46 | Circuit Breakers and Fuses | Circuit Breakers | Motor Protection Circuit Breakers | TESYS DECA CIRCUIT BREAKER MAGNETIC 3P 0.63A ROTARY HANDLE | 2108481 | GV2L04 | SCHNEIDER ELECTRIC | 2750 | https://pim-kvc.soneparsea.com:3443/PictureServer/default.aspx/schneider-gv2l04_Image1.jpg?A3889C9397807479A2A1C7A8BAA5959DB4AAC672B9AD62A08079B38EBF9897998173BEB5B9 | https://pim-kvc.soneparsea.com:3443/PictureServer/default.aspx/schneider-gv2l04_Datasheet1.pdf?A3889C9397807479A2A1C7A8BAA5959DB4AAC672B9AD62A08079B389B3AB91A7B8AAB9B98365A098B6 | TESYS DECA CIRCUIT BREAKER MAGNETIC 3P 0.63A ROTARY HANDLE SCREW CLAMP TERMINALS | compact and simple to select, TeSys GV2 motor circuit-breakers are only 45 mm wide and are categorised according to their level of performance and functions: type of control, breaking capacity, motor protection and accessories. | Rated operation power at AC-3, 400 V | 0.18kW
| 46 | Circuit Breakers and Fuses | Circuit Breakers | Motor Protection Circuit Breakers | TESYS DECA CIRCUIT BREAKER MAGNETIC 3P 0.63A ROTARY HANDLE | 2108481 | GV2L04 | SCHNEIDER ELECTRIC | 2750 | https://pim-kvc.soneparsea.com:3443/PictureServer/default.aspx/schneider-gv2l04_Image1.jpg?A3889C9397807479A2A1C7A8BAA5959DB4AAC672B9AD62A08079B38EBF9897998173BEB5B9 | https://pim-kvc.soneparsea.com:3443/PictureServer/default.aspx/schneider-gv2l04_Datasheet1.pdf?A3889C9397807479A2A1C7A8BAA5959DB4AAC672B9AD62A08079B389B3AB91A7B8AAB9B98365A098B6 | TESYS DECA CIRCUIT BREAKER MAGNETIC 3P 0.63A ROTARY HANDLE SCREW CLAMP TERMINALS | compact and simple to select, TeSys GV2 motor circuit-breakers are only 45 mm wide and are categorised according to their level of performance and functions: type of control, breaking capacity, motor protection and accessories. | Type of electrical connection of main circuit | Screw connection
| 46 | Circuit Breakers and Fuses | Circuit Breakers | Motor Protection Circuit Breakers | TESYS DECA CIRCUIT BREAKER MAGNETIC 3P 0.63A ROTARY HANDLE | 2108481 | GV2L04 | SCHNEIDER ELECTRIC | 2750 | https://pim-kvc.soneparsea.com:3443/PictureServer/default.aspx/schneider-gv2l04_Image1.jpg?A3889C9397807479A2A1C7A8BAA5959DB4AAC672B9AD62A08079B38EBF9897998173BEB5B9 | https://pim-kvc.soneparsea.com:3443/PictureServer/default.aspx/schneider-gv2l04_Datasheet1.pdf?A3889C9397807479A2A1C7A8BAA5959DB4AAC672B9AD62A08079B389B3AB91A7B8AAB9B98365A098B6 | TESYS DECA CIRCUIT BREAKER MAGNETIC 3P 0.63A ROTARY HANDLE SCREW CLAMP TERMINALS | compact and simple to select, TeSys GV2 motor circuit-breakers are only 45 mm wide and are categorised according to their level of performance and functions: type of control, breaking capacity, motor protection and accessories. | Type of control element | Turn button
| 46 | Circuit Breakers and Fuses | Circuit Breakers | Motor Protection Circuit Breakers | TESYS DECA CIRCUIT BREAKER MAGNETIC 3P 0.63A ROTARY HANDLE | 2108481 | GV2L04 | SCHNEIDER ELECTRIC | 2750 | https://pim-kvc.soneparsea.com:3443/PictureServer/default.aspx/schneider-gv2l04_Image1.jpg?A3889C9397807479A2A1C7A8BAA5959DB4AAC672B9AD62A08079B38EBF9897998173BEB5B9 | https://pim-kvc.soneparsea.com:3443/PictureServer/default.aspx/schneider-gv2l04_Datasheet1.pdf?A3889C9397807479A2A1C7A8BAA5959DB4AAC672B9AD62A08079B389B3AB91A7B8AAB9B98365A098B6 | TESYS DECA CIRCUIT BREAKER MAGNETIC 3P 0.63A ROTARY HANDLE SCREW CLAMP TERMINALS | compact and simple to select, TeSys GV2 motor circuit-breakers are only 45 mm wide and are categorised according to their level of performance and functions: type of control, breaking capacity, motor protection and accessories. | Device construction | Complete device in housing
| 46 | Circuit Breakers and Fuses | Circuit Breakers | Motor Protection Circuit Breakers | TESYS DECA CIRCUIT BREAKER MAGNETIC 3P 0.63A ROTARY HANDLE | 2108481 | GV2L04 | SCHNEIDER ELECTRIC | 2750 | https://pim-kvc.soneparsea.com:3443/PictureServer/default.aspx/schneider-gv2l04_Image1.jpg?A3889C9397807479A2A1C7A8BAA5959DB4AAC672B9AD62A08079B38EBF9897998173BEB5B9 | https://pim-kvc.soneparsea.com:3443/PictureServer/default.aspx/schneider-gv2l04_Datasheet1.pdf?A3889C9397807479A2A1C7A8BAA5959DB4AAC672B9AD62A08079B389B3AB91A7B8AAB9B98365A098B6 | TESYS DECA CIRCUIT BREAKER MAGNETIC 3P 0.63A ROTARY HANDLE SCREW CLAMP TERMINALS | compact and simple to select, TeSys GV2 motor circuit-breakers are only 45 mm wide and are categorised according to their level of performance and functions: type of control, breaking capacity, motor protection and accessories. | With integrated auxiliary switch | no
| 46 | Circuit Breakers and Fuses | Circuit Breakers | Motor Protection Circuit Breakers | TESYS DECA CIRCUIT BREAKER MAGNETIC 3P 0.63A ROTARY HANDLE | 2108481 | GV2L04 | SCHNEIDER ELECTRIC | 2750 | https://pim-kvc.soneparsea.com:3443/PictureServer/default.aspx/schneider-gv2l04_Image1.jpg?A3889C9397807479A2A1C7A8BAA5959DB4AAC672B9AD62A08079B38EBF9897998173BEB5B9 | https://pim-kvc.soneparsea.com:3443/PictureServer/default.aspx/schneider-gv2l04_Datasheet1.pdf?A3889C9397807479A2A1C7A8BAA5959DB4AAC672B9AD62A08079B389B3AB91A7B8AAB9B98365A098B6 | TESYS DECA CIRCUIT BREAKER MAGNETIC 3P 0.63A ROTARY HANDLE SCREW CLAMP TERMINALS | compact and simple to select, TeSys GV2 motor circuit-breakers are only 45 mm wide and are categorised according to their level of performance and functions: type of control, breaking capacity, motor protection and accessories. | With integrated under voltage release | no
| 46 | Circuit Breakers and Fuses | Circuit Breakers | Motor Protection Circuit Breakers | TESYS DECA CIRCUIT BREAKER MAGNETIC 3P 0.63A ROTARY HANDLE | 2108481 | GV2L04 | SCHNEIDER ELECTRIC | 2750 | https://pim-kvc.soneparsea.com:3443/PictureServer/default.aspx/schneider-gv2l04_Image1.jpg?A3889C9397807479A2A1C7A8BAA5959DB4AAC672B9AD62A08079B38EBF9897998173BEB5B9 | https://pim-kvc.soneparsea.com:3443/PictureServer/default.aspx/schneider-gv2l04_Datasheet1.pdf?A3889C9397807479A2A1C7A8BAA5959DB4AAC672B9AD62A08079B389B3AB91A7B8AAB9B98365A098B6 | TESYS DECA CIRCUIT BREAKER MAGNETIC 3P 0.63A ROTARY HANDLE SCREW CLAMP TERMINALS | compact and simple to select, TeSys GV2 motor circuit-breakers are only 45 mm wide and are categorised according to their level of performance and functions: type of control, breaking capacity, motor protection and accessories. | Number of poles | 3
| 46 | Circuit Breakers and Fuses | Circuit Breakers | Motor Protection Circuit Breakers | TESYS DECA CIRCUIT BREAKER MAGNETIC 3P 0.63A ROTARY HANDLE | 2108481 | GV2L04 | SCHNEIDER ELECTRIC | 2750 | https://pim-kvc.soneparsea.com:3443/PictureServer/default.aspx/schneider-gv2l04_Image1.jpg?A3889C9397807479A2A1C7A8BAA5959DB4AAC672B9AD62A08079B38EBF9897998173BEB5B9 | https://pim-kvc.soneparsea.com:3443/PictureServer/default.aspx/schneider-gv2l04_Datasheet1.pdf?A3889C9397807479A2A1C7A8BAA5959DB4AAC672B9AD62A08079B389B3AB91A7B8AAB9B98365A098B6 | TESYS DECA CIRCUIT BREAKER MAGNETIC 3P 0.63A ROTARY HANDLE SCREW CLAMP TERMINALS | compact and simple to select, TeSys GV2 motor circuit-breakers are only 45 mm wide and are categorised according to their level of performance and functions: type of control, breaking capacity, motor protection and accessories. | Rated short-circuit breaking capacity lcu at 400 V, AC | 100kA
| 46 | Circuit Breakers and Fuses | Circuit Breakers | Motor Protection Circuit Breakers | TESYS DECA CIRCUIT BREAKER MAGNETIC 3P 0.63A ROTARY HANDLE | 2108481 | GV2L04 | SCHNEIDER ELECTRIC | 2750 | https://pim-kvc.soneparsea.com:3443/PictureServer/default.aspx/schneider-gv2l04_Image1.jpg?A3889C9397807479A2A1C7A8BAA5959DB4AAC672B9AD62A08079B38EBF9897998173BEB5B9 | https://pim-kvc.soneparsea.com:3443/PictureServer/default.aspx/schneider-gv2l04_Datasheet1.pdf?A3889C9397807479A2A1C7A8BAA5959DB4AAC672B9AD62A08079B389B3AB91A7B8AAB9B98365A098B6 | TESYS DECA CIRCUIT BREAKER MAGNETIC 3P 0.63A ROTARY HANDLE SCREW CLAMP TERMINALS | compact and simple to select, TeSys GV2 motor circuit-breakers are only 45 mm wide and are categorised according to their level of performance and functions: type of control, breaking capacity, motor protection and accessories. | Degree of protection (IP) | IP20
| 46 | Circuit Breakers and Fuses | Circuit Breakers | Motor Protection Circuit Breakers | TESYS DECA CIRCUIT BREAKER MAGNETIC 3P 0.63A ROTARY HANDLE | 2108481 | GV2L04 | SCHNEIDER ELECTRIC | 2750 | https://pim-kvc.soneparsea.com:3443/PictureServer/default.aspx/schneider-gv2l04_Image1.jpg?A3889C9397807479A2A1C7A8BAA5959DB4AAC672B9AD62A08079B38EBF9897998173BEB5B9 | https://pim-kvc.soneparsea.com:3443/PictureServer/default.aspx/schneider-gv2l04_Datasheet1.pdf?A3889C9397807479A2A1C7A8BAA5959DB4AAC672B9AD62A08079B389B3AB91A7B8AAB9B98365A098B6 | TESYS DECA CIRCUIT BREAKER MAGNETIC 3P 0.63A ROTARY HANDLE SCREW CLAMP TERMINALS | compact and simple to select, TeSys GV2 motor circuit-breakers are only 45 mm wide and are categorised according to their level of performance and functions: type of control, breaking capacity, motor protection and accessories. | Height | 89mm
| 46 | Circuit Breakers and Fuses | Circuit Breakers | Motor Protection Circuit Breakers | TESYS DECA CIRCUIT BREAKER MAGNETIC 3P 0.63A ROTARY HANDLE | 2108481 | GV2L04 | SCHNEIDER ELECTRIC | 2750 | https://pim-kvc.soneparsea.com:3443/PictureServer/default.aspx/schneider-gv2l04_Image1.jpg?A3889C9397807479A2A1C7A8BAA5959DB4AAC672B9AD62A08079B38EBF9897998173BEB5B9 | https://pim-kvc.soneparsea.com:3443/PictureServer/default.aspx/schneider-gv2l04_Datasheet1.pdf?A3889C9397807479A2A1C7A8BAA5959DB4AAC672B9AD62A08079B389B3AB91A7B8AAB9B98365A098B6 | TESYS DECA CIRCUIT BREAKER MAGNETIC 3P 0.63A ROTARY HANDLE SCREW CLAMP TERMINALS | compact and simple to select, TeSys GV2 motor circuit-breakers are only 45 mm wide and are categorised according to their level of performance and functions: type of control, breaking capacity, motor protection and accessories. | Width | 45mm
| 46 | Circuit Breakers and Fuses | Circuit Breakers | Motor Protection Circuit Breakers | TESYS DECA CIRCUIT BREAKER MAGNETIC 3P 0.63A ROTARY HANDLE | 2108481 | GV2L04 | SCHNEIDER ELECTRIC | 2750 | https://pim-kvc.soneparsea.com:3443/PictureServer/default.aspx/schneider-gv2l04_Image1.jpg?A3889C9397807479A2A1C7A8BAA5959DB4AAC672B9AD62A08079B38EBF9897998173BEB5B9 | https://pim-kvc.soneparsea.com:3443/PictureServer/default.aspx/schneider-gv2l04_Datasheet1.pdf?A3889C9397807479A2A1C7A8BAA5959DB4AAC672B9AD62A08079B389B3AB91A7B8AAB9B98365A098B6 | TESYS DECA CIRCUIT BREAKER MAGNETIC 3P 0.63A ROTARY HANDLE SCREW CLAMP TERMINALS | compact and simple to select, TeSys GV2 motor circuit-breakers are only 45 mm wide and are categorised according to their level of performance and functions: type of control, breaking capacity, motor protection and accessories. | Depth | 97mm
| 46 | Circuit Breakers and Fuses | Circuit Breakers | Motor Protection Circuit Breakers | TESYS DECA CIRCUIT BREAKER MAGNETIC 3P 0.63A ROTARY HANDLE | 2108481 | GV2L04 | SCHNEIDER ELECTRIC | 2750 | https://pim-kvc.soneparsea.com:3443/PictureServer/default.aspx/schneider-gv2l04_Image1.jpg?A3889C9397807479A2A1C7A8BAA5959DB4AAC672B9AD62A08079B38EBF9897998173BEB5B9 | https://pim-kvc.soneparsea.com:3443/PictureServer/default.aspx/schneider-gv2l04_Datasheet1.pdf?A3889C9397807479A2A1C7A8BAA5959DB4AAC672B9AD62A08079B389B3AB91A7B8AAB9B98365A098B6 | TESYS DECA CIRCUIT BREAKER MAGNETIC 3P 0.63A ROTARY HANDLE SCREW CLAMP TERMINALS | compact and simple to select, TeSys GV2 motor circuit-breakers are only 45 mm wide and are categorised according to their level of performance and functions: type of control, breaking capacity, motor protection and accessories. | Overload release current setting | 0.63...0.63A
| 46 | Circuit Breakers and Fuses | Circuit Breakers | Motor Protection Circuit Breakers | TESYS DECA CIRCUIT BREAKER MAGNETIC 3P 0.63A ROTARY HANDLE | 2108481 | GV2L04 | SCHNEIDER ELECTRIC | 2750 | https://pim-kvc.soneparsea.com:3443/PictureServer/default.aspx/schneider-gv2l04_Image1.jpg?A3889C9397807479A2A1C7A8BAA5959DB4AAC672B9AD62A08079B38EBF9897998173BEB5B9 | https://pim-kvc.soneparsea.com:3443/PictureServer/default.aspx/schneider-gv2l04_Datasheet1.pdf?A3889C9397807479A2A1C7A8BAA5959DB4AAC672B9AD62A08079B389B3AB91A7B8AAB9B98365A098B6 | TESYS DECA CIRCUIT BREAKER MAGNETIC 3P 0.63A ROTARY HANDLE SCREW CLAMP TERMINALS | compact and simple to select, TeSys GV2 motor circuit-breakers are only 45 mm wide and are categorised according to their level of performance and functions: type of control, breaking capacity, motor protection and accessories. | Adjustment range undelayed short-circuit release | 8...8A
| 46 | Circuit Breakers and Fuses | Circuit Breakers | Motor Protection Circuit Breakers | TESYS DECA CIRCUIT BREAKER MAGNETIC 3P 0.63A ROTARY HANDLE | 2108481 | GV2L04 | SCHNEIDER ELECTRIC | 2750 | https://pim-kvc.soneparsea.com:3443/PictureServer/default.aspx/schneider-gv2l04_Image1.jpg?A3889C9397807479A2A1C7A8BAA5959DB4AAC672B9AD62A08079B38EBF9897998173BEB5B9 | https://pim-kvc.soneparsea.com:3443/PictureServer/default.aspx/schneider-gv2l04_Datasheet1.pdf?A3889C9397807479A2A1C7A8BAA5959DB4AAC672B9AD62A08079B389B3AB91A7B8AAB9B98365A098B6 | TESYS DECA CIRCUIT BREAKER MAGNETIC 3P 0.63A ROTARY HANDLE SCREW CLAMP TERMINALS | compact and simple to select, TeSys GV2 motor circuit-breakers are only 45 mm wide and are categorised according to their level of performance and functions: type of control, breaking capacity, motor protection and accessories. | With thermal protection | no
| 46 | Circuit Breakers and Fuses | Circuit Breakers | Motor Protection Circuit Breakers | TESYS DECA CIRCUIT BREAKER MAGNETIC 3P 0.63A ROTARY HANDLE | 2108481 | GV2L04 | SCHNEIDER ELECTRIC | 2750 | https://pim-kvc.soneparsea.com:3443/PictureServer/default.aspx/schneider-gv2l04_Image1.jpg?A3889C9397807479A2A1C7A8BAA5959DB4AAC672B9AD62A08079B38EBF9897998173BEB5B9 | https://pim-kvc.soneparsea.com:3443/PictureServer/default.aspx/schneider-gv2l04_Datasheet1.pdf?A3889C9397807479A2A1C7A8BAA5959DB4AAC672B9AD62A08079B389B3AB91A7B8AAB9B98365A098B6 | TESYS DECA CIRCUIT BREAKER MAGNETIC 3P 0.63A ROTARY HANDLE SCREW CLAMP TERMINALS | compact and simple to select, TeSys GV2 motor circuit-breakers are only 45 mm wide and are categorised according to their level of performance and functions: type of control, breaking capacity, motor protection and accessories. | Phase failure sensitive | yes
| 46 | Circuit Breakers and Fuses | Circuit Breakers | Motor Protection Circuit Breakers | TESYS DECA CIRCUIT BREAKER MAGNETIC 3P 0.63A ROTARY HANDLE | 2108481 | GV2L04 | SCHNEIDER ELECTRIC | 2750 | https://pim-kvc.soneparsea.com:3443/PictureServer/default.aspx/schneider-gv2l04_Image1.jpg?A3889C9397807479A2A1C7A8BAA5959DB4AAC672B9AD62A08079B38EBF9897998173BEB5B9 | https://pim-kvc.soneparsea.com:3443/PictureServer/default.aspx/schneider-gv2l04_Datasheet1.pdf?A3889C9397807479A2A1C7A8BAA5959DB4AAC672B9AD62A08079B389B3AB91A7B8AAB9B98365A098B6 | TESYS DECA CIRCUIT BREAKER MAGNETIC 3P 0.63A ROTARY HANDLE SCREW CLAMP TERMINALS | compact and simple to select, TeSys GV2 motor circuit-breakers are only 45 mm wide and are categorised according to their level of performance and functions: type of control, breaking capacity, motor protection and accessories. | Switch off technique | Magnetic
| 46 | Circuit Breakers and Fuses | Circuit Breakers | Motor Protection Circuit Breakers | TESYS DECA CIRCUIT BREAKER MAGNETIC 3P 0.63A ROTARY HANDLE | 2108481 | GV2L04 | SCHNEIDER ELECTRIC | 2750 | https://pim-kvc.soneparsea.com:3443/PictureServer/default.aspx/schneider-gv2l04_Image1.jpg?A3889C9397807479A2A1C7A8BAA5959DB4AAC672B9AD62A08079B38EBF9897998173BEB5B9 | https://pim-kvc.soneparsea.com:3443/PictureServer/default.aspx/schneider-gv2l04_Datasheet1.pdf?A3889C9397807479A2A1C7A8BAA5959DB4AAC672B9AD62A08079B389B3AB91A7B8AAB9B98365A098B6 | TESYS DECA CIRCUIT BREAKER MAGNETIC 3P 0.63A ROTARY HANDLE SCREW CLAMP TERMINALS | compact and simple to select, TeSys GV2 motor circuit-breakers are only 45 mm wide and are categorised according to their level of performance and functions: type of control, breaking capacity, motor protection and accessories. | Rated operating voltage | 690...690V
| 46 | Circuit Breakers and Fuses | Circuit Breakers | Motor Protection Circuit Breakers | TESYS DECA CIRCUIT BREAKER MAGNETIC 3P 0.63A ROTARY HANDLE | 2108481 | GV2L04 | SCHNEIDER ELECTRIC | 2750 | https://pim-kvc.soneparsea.com:3443/PictureServer/default.aspx/schneider-gv2l04_Image1.jpg?A3889C9397807479A2A1C7A8BAA5959DB4AAC672B9AD62A08079B38EBF9897998173BEB5B9 | https://pim-kvc.soneparsea.com:3443/PictureServer/default.aspx/schneider-gv2l04_Datasheet1.pdf?A3889C9397807479A2A1C7A8BAA5959DB4AAC672B9AD62A08079B389B3AB91A7B8AAB9B98365A098B6 | TESYS DECA CIRCUIT BREAKER MAGNETIC 3P 0.63A ROTARY HANDLE SCREW CLAMP TERMINALS | compact and simple to select, TeSys GV2 motor circuit-breakers are only 45 mm wide and are categorised according to their level of performance and functions: type of control, breaking capacity, motor protection and accessories. | Rated permanent current Iu | 0.63A
| 46 | Circuit Breakers and Fuses | Circuit Breakers | Motor Protection Circuit Breakers | TESYS DECA CIRCUIT BREAKER MAGNETIC 3P 0.63A ROTARY HANDLE | 2108481 | GV2L04 | SCHNEIDER ELECTRIC | 2750 | https://pim-kvc.soneparsea.com:3443/PictureServer/default.aspx/schneider-gv2l04_Image1.jpg?A3889C9397807479A2A1C7A8BAA5959DB4AAC672B9AD62A08079B38EBF9897998173BEB5B9 | https://pim-kvc.soneparsea.com:3443/PictureServer/default.aspx/schneider-gv2l04_Datasheet1.pdf?A3889C9397807479A2A1C7A8BAA5959DB4AAC672B9AD62A08079B389B3AB91A7B8AAB9B98365A098B6 | TESYS DECA CIRCUIT BREAKER MAGNETIC 3P 0.63A ROTARY HANDLE SCREW CLAMP TERMINALS | compact and simple to select, TeSys GV2 motor circuit-breakers are only 45 mm wide and are categorised according to their level of performance and functions: type of control, breaking capacity, motor protection and accessories. | Rated operation power at AC-3, 230 V | 0.09kW
| 46 | Circuit Breakers and Fuses | Circuit Breakers | Motor Protection Circuit Breakers | TESYS DECA CIRCUIT BREAKER MAGNETIC 3P 0.63A ROTARY HANDLE | 2108481 | GV2L04 | SCHNEIDER ELECTRIC | 2750 | https://pim-kvc.soneparsea.com:3443/PictureServer/default.aspx/schneider-gv2l04_Image1.jpg?A3889C9397807479A2A1C7A8BAA5959DB4AAC672B9AD62A08079B38EBF9897998173BEB5B9 | https://pim-kvc.soneparsea.com:3443/PictureServer/default.aspx/schneider-gv2l04_Datasheet1.pdf?A3889C9397807479A2A1C7A8BAA5959DB4AAC672B9AD62A08079B389B3AB91A7B8AAB9B98365A098B6 | TESYS DECA CIRCUIT BREAKER MAGNETIC 3P 0.63A ROTARY HANDLE SCREW CLAMP TERMINALS | compact and simple to select, TeSys GV2 motor circuit-breakers are only 45 mm wide and are categorised according to their level of performance and functions: type of control, breaking capacity, motor protection and accessories. | Rated operation power at AC-3, 400 V | 0.18kW
| 46 | Circuit Breakers and Fuses | Circuit Breakers | Motor Protection Circuit Breakers | TESYS DECA CIRCUIT BREAKER MAGNETIC 3P 0.63A ROTARY HANDLE | 2108481 | GV2L04 | SCHNEIDER ELECTRIC | 2750 | https://pim-kvc.soneparsea.com:3443/PictureServer/default.aspx/schneider-gv2l04_Image1.jpg?A3889C9397807479A2A1C7A8BAA5959DB4AAC672B9AD62A08079B38EBF9897998173BEB5B9 | https://pim-kvc.soneparsea.com:3443/PictureServer/default.aspx/schneider-gv2l04_Datasheet1.pdf?A3889C9397807479A2A1C7A8BAA5959DB4AAC672B9AD62A08079B389B3AB91A7B8AAB9B98365A098B6 | TESYS DECA CIRCUIT BREAKER MAGNETIC 3P 0.63A ROTARY HANDLE SCREW CLAMP TERMINALS | compact and simple to select, TeSys GV2 motor circuit-breakers are only 45 mm wide and are categorised according to their level of performance and functions: type of control, breaking capacity, motor protection and accessories. | Type of electrical connection of main circuit | Screw connection
| 46 | Circuit Breakers and Fuses | Circuit Breakers | Motor Protection Circuit Breakers | TESYS DECA CIRCUIT BREAKER MAGNETIC 3P 0.63A ROTARY HANDLE | 2108481 | GV2L04 | SCHNEIDER ELECTRIC | 2750 | https://pim-kvc.soneparsea.com:3443/PictureServer/default.aspx/schneider-gv2l04_Image1.jpg?A3889C9397807479A2A1C7A8BAA5959DB4AAC672B9AD62A08079B38EBF9897998173BEB5B9 | https://pim-kvc.soneparsea.com:3443/PictureServer/default.aspx/schneider-gv2l04_Datasheet1.pdf?A3889C9397807479A2A1C7A8BAA5959DB4AAC672B9AD62A08079B389B3AB91A7B8AAB9B98365A098B6 | TESYS DECA CIRCUIT BREAKER MAGNETIC 3P 0.63A ROTARY HANDLE SCREW CLAMP TERMINALS | compact and simple to select, TeSys GV2 motor circuit-breakers are only 45 mm wide and are categorised according to their level of performance and functions: type of control, breaking capacity, motor protection and accessories. | Type of control element | Turn button
| 46 | Circuit Breakers and Fuses | Circuit Breakers | Motor Protection Circuit Breakers | TESYS DECA CIRCUIT BREAKER MAGNETIC 3P 0.63A ROTARY HANDLE | 2108481 | GV2L04 | SCHNEIDER ELECTRIC | 2750 | https://pim-kvc.soneparsea.com:3443/PictureServer/default.aspx/schneider-gv2l04_Image1.jpg?A3889C9397807479A2A1C7A8BAA5959DB4AAC672B9AD62A08079B38EBF9897998173BEB5B9 | https://pim-kvc.soneparsea.com:3443/PictureServer/default.aspx/schneider-gv2l04_Datasheet1.pdf?A3889C9397807479A2A1C7A8BAA5959DB4AAC672B9AD62A08079B389B3AB91A7B8AAB9B98365A098B6 | TESYS DECA CIRCUIT BREAKER MAGNETIC 3P 0.63A ROTARY HANDLE SCREW CLAMP TERMINALS | compact and simple to select, TeSys GV2 motor circuit-breakers are only 45 mm wide and are categorised according to their level of performance and functions: type of control, breaking capacity, motor protection and accessories. | Device construction | Complete device in housing
| 46 | Circuit Breakers and Fuses | Circuit Breakers | Motor Protection Circuit Breakers | TESYS DECA CIRCUIT BREAKER MAGNETIC 3P 0.63A ROTARY HANDLE | 2108481 | GV2L04 | SCHNEIDER ELECTRIC | 2750 | https://pim-kvc.soneparsea.com:3443/PictureServer/default.aspx/schneider-gv2l04_Image1.jpg?A3889C9397807479A2A1C7A8BAA5959DB4AAC672B9AD62A08079B38EBF9897998173BEB5B9 | https://pim-kvc.soneparsea.com:3443/PictureServer/default.aspx/schneider-gv2l04_Datasheet1.pdf?A3889C9397807479A2A1C7A8BAA5959DB4AAC672B9AD62A08079B389B3AB91A7B8AAB9B98365A098B6 | TESYS DECA CIRCUIT BREAKER MAGNETIC 3P 0.63A ROTARY HANDLE SCREW CLAMP TERMINALS | compact and simple to select, TeSys GV2 motor circuit-breakers are only 45 mm wide and are categorised according to their level of performance and functions: type of control, breaking capacity, motor protection and accessories. | With integrated auxiliary switch | no
| 46 | Circuit Breakers and Fuses | Circuit Breakers | Motor Protection Circuit Breakers | TESYS DECA CIRCUIT BREAKER MAGNETIC 3P 0.63A ROTARY HANDLE | 2108481 | GV2L04 | SCHNEIDER ELECTRIC | 2750 | https://pim-kvc.soneparsea.com:3443/PictureServer/default.aspx/schneider-gv2l04_Image1.jpg?A3889C9397807479A2A1C7A8BAA5959DB4AAC672B9AD62A08079B38EBF9897998173BEB5B9 | https://pim-kvc.soneparsea.com:3443/PictureServer/default.aspx/schneider-gv2l04_Datasheet1.pdf?A3889C9397807479A2A1C7A8BAA5959DB4AAC672B9AD62A08079B389B3AB91A7B8AAB9B98365A098B6 | TESYS DECA CIRCUIT BREAKER MAGNETIC 3P 0.63A ROTARY HANDLE SCREW CLAMP TERMINALS | compact and simple to select, TeSys GV2 motor circuit-breakers are only 45 mm wide and are categorised according to their level of performance and functions: type of control, breaking capacity, motor protection and accessories. | With integrated under voltage release | no
| 46 | Circuit Breakers and Fuses | Circuit Breakers | Motor Protection Circuit Breakers | TESYS DECA CIRCUIT BREAKER MAGNETIC 3P 0.63A ROTARY HANDLE | 2108481 | GV2L04 | SCHNEIDER ELECTRIC | 2750 | https://pim-kvc.soneparsea.com:3443/PictureServer/default.aspx/schneider-gv2l04_Image1.jpg?A3889C9397807479A2A1C7A8BAA5959DB4AAC672B9AD62A08079B38EBF9897998173BEB5B9 | https://pim-kvc.soneparsea.com:3443/PictureServer/default.aspx/schneider-gv2l04_Datasheet1.pdf?A3889C9397807479A2A1C7A8BAA5959DB4AAC672B9AD62A08079B389B3AB91A7B8AAB9B98365A098B6 | TESYS DECA CIRCUIT BREAKER MAGNETIC 3P 0.63A ROTARY HANDLE SCREW CLAMP TERMINALS | compact and simple to select, TeSys GV2 motor circuit-breakers are only 45 mm wide and are categorised according to their level of performance and functions: type of control, breaking capacity, motor protection and accessories. | Number of poles | 3
| 46 | Circuit Breakers and Fuses | Circuit Breakers | Motor Protection Circuit Breakers | TESYS DECA CIRCUIT BREAKER MAGNETIC 3P 0.63A ROTARY HANDLE | 2108481 | GV2L04 | SCHNEIDER ELECTRIC | 2750 | https://pim-kvc.soneparsea.com:3443/PictureServer/default.aspx/schneider-gv2l04_Image1.jpg?A3889C9397807479A2A1C7A8BAA5959DB4AAC672B9AD62A08079B38EBF9897998173BEB5B9 | https://pim-kvc.soneparsea.com:3443/PictureServer/default.aspx/schneider-gv2l04_Datasheet1.pdf?A3889C9397807479A2A1C7A8BAA5959DB4AAC672B9AD62A08079B389B3AB91A7B8AAB9B98365A098B6 | TESYS DECA CIRCUIT BREAKER MAGNETIC 3P 0.63A ROTARY HANDLE SCREW CLAMP TERMINALS | compact and simple to select, TeSys GV2 motor circuit-breakers are only 45 mm wide and are categorised according to their level of performance and functions: type of control, breaking capacity, motor protection and accessories. | Rated short-circuit breaking capacity lcu at 400 V, AC | 100kA
| 46 | Circuit Breakers and Fuses | Circuit Breakers | Motor Protection Circuit Breakers | TESYS DECA CIRCUIT BREAKER MAGNETIC 3P 0.63A ROTARY HANDLE | 2108481 | GV2L04 | SCHNEIDER ELECTRIC | 2750 | https://pim-kvc.soneparsea.com:3443/PictureServer/default.aspx/schneider-gv2l04_Image1.jpg?A3889C9397807479A2A1C7A8BAA5959DB4AAC672B9AD62A08079B38EBF9897998173BEB5B9 | https://pim-kvc.soneparsea.com:3443/PictureServer/default.aspx/schneider-gv2l04_Datasheet1.pdf?A3889C9397807479A2A1C7A8BAA5959DB4AAC672B9AD62A08079B389B3AB91A7B8AAB9B98365A098B6 | TESYS DECA CIRCUIT BREAKER MAGNETIC 3P 0.63A ROTARY HANDLE SCREW CLAMP TERMINALS | compact and simple to select, TeSys GV2 motor circuit-breakers are only 45 mm wide and are categorised according to their level of performance and functions: type of control, breaking capacity, motor protection and accessories. | Degree of protection (IP) | IP20
| 46 | Circuit Breakers and Fuses | Circuit Breakers | Motor Protection Circuit Breakers | TESYS DECA CIRCUIT BREAKER MAGNETIC 3P 0.63A ROTARY HANDLE | 2108481 | GV2L04 | SCHNEIDER ELECTRIC | 2750 | https://pim-kvc.soneparsea.com:3443/PictureServer/default.aspx/schneider-gv2l04_Image1.jpg?A3889C9397807479A2A1C7A8BAA5959DB4AAC672B9AD62A08079B38EBF9897998173BEB5B9 | https://pim-kvc.soneparsea.com:3443/PictureServer/default.aspx/schneider-gv2l04_Datasheet1.pdf?A3889C9397807479A2A1C7A8BAA5959DB4AAC672B9AD62A08079B389B3AB91A7B8AAB9B98365A098B6 | TESYS DECA CIRCUIT BREAKER MAGNETIC 3P 0.63A ROTARY HANDLE SCREW CLAMP TERMINALS | compact and simple to select, TeSys GV2 motor circuit-breakers are only 45 mm wide and are categorised according to their level of performance and functions: type of control, breaking capacity, motor protection and accessories. | Height | 89mm
| 46 | Circuit Breakers and Fuses | Circuit Breakers | Motor Protection Circuit Breakers | TESYS DECA CIRCUIT BREAKER MAGNETIC 3P 0.63A ROTARY HANDLE | 2108481 | GV2L04 | SCHNEIDER ELECTRIC | 2750 | https://pim-kvc.soneparsea.com:3443/PictureServer/default.aspx/schneider-gv2l04_Image1.jpg?A3889C9397807479A2A1C7A8BAA5959DB4AAC672B9AD62A08079B38EBF9897998173BEB5B9 | https://pim-kvc.soneparsea.com:3443/PictureServer/default.aspx/schneider-gv2l04_Datasheet1.pdf?A3889C9397807479A2A1C7A8BAA5959DB4AAC672B9AD62A08079B389B3AB91A7B8AAB9B98365A098B6 | TESYS DECA CIRCUIT BREAKER MAGNETIC 3P 0.63A ROTARY HANDLE SCREW CLAMP TERMINALS | compact and simple to select, TeSys GV2 motor circuit-breakers are only 45 mm wide and are categorised according to their level of performance and functions: type of control, breaking capacity, motor protection and accessories. | Width | 45mm
| 46 | Circuit Breakers and Fuses | Circuit Breakers | Motor Protection Circuit Breakers | TESYS DECA CIRCUIT BREAKER MAGNETIC 3P 0.63A ROTARY HANDLE | 2108481 | GV2L04 | SCHNEIDER ELECTRIC | 2750 | https://pim-kvc.soneparsea.com:3443/PictureServer/default.aspx/schneider-gv2l04_Image1.jpg?A3889C9397807479A2A1C7A8BAA5959DB4AAC672B9AD62A08079B38EBF9897998173BEB5B9 | https://pim-kvc.soneparsea.com:3443/PictureServer/default.aspx/schneider-gv2l04_Datasheet1.pdf?A3889C9397807479A2A1C7A8BAA5959DB4AAC672B9AD62A08079B389B3AB91A7B8AAB9B98365A098B6 | TESYS DECA CIRCUIT BREAKER MAGNETIC 3P 0.63A ROTARY HANDLE SCREW CLAMP TERMINALS | compact and simple to select, TeSys GV2 motor circuit-breakers are only 45 mm wide and are categorised according to their level of performance and functions: type of control, breaking capacity, motor protection and accessories. | Depth | 97mm
| 46 | Circuit Breakers and Fuses | Circuit Breakers | Motor Protection Circuit Breakers | TESYS DECA CIRCUIT BREAKER MAGNETIC 3P 0.63A ROTARY HANDLE | 2108481 | GV2L04 | SCHNEIDER ELECTRIC | 2750 | https://pim-kvc.soneparsea.com:3443/PictureServer/default.aspx/schneider-gv2l04_Image1.jpg?A3889C9397807479A2A1C7A8BAA5959DB4AAC672B9AD62A08079B38EBF9897998173BEB5B9 | https://pim-kvc.soneparsea.com:3443/PictureServer/default.aspx/schneider-gv2l04_Datasheet1.pdf?A3889C9397807479A2A1C7A8BAA5959DB4AAC672B9AD62A08079B389B3AB91A7B8AAB9B98365A098B6 | TESYS DECA CIRCUIT BREAKER MAGNETIC 3P 0.63A ROTARY HANDLE SCREW CLAMP TERMINALS | compact and simple to select, TeSys GV2 motor circuit-breakers are only 45 mm wide and are categorised according to their level of performance and functions: type of control, breaking capacity, motor protection and accessories. | Overload release current setting | 0.63...0.63A
| 46 | Circuit Breakers and Fuses | Circuit Breakers | Motor Protection Circuit Breakers | TESYS DECA CIRCUIT BREAKER MAGNETIC 3P 0.63A ROTARY HANDLE | 2108481 | GV2L04 | SCHNEIDER ELECTRIC | 2750 | https://pim-kvc.soneparsea.com:3443/PictureServer/default.aspx/schneider-gv2l04_Image1.jpg?A3889C9397807479A2A1C7A8BAA5959DB4AAC672B9AD62A08079B38EBF9897998173BEB5B9 | https://pim-kvc.soneparsea.com:3443/PictureServer/default.aspx/schneider-gv2l04_Datasheet1.pdf?A3889C9397807479A2A1C7A8BAA5959DB4AAC672B9AD62A08079B389B3AB91A7B8AAB9B98365A098B6 | TESYS DECA CIRCUIT BREAKER MAGNETIC 3P 0.63A ROTARY HANDLE SCREW CLAMP TERMINALS | compact and simple to select, TeSys GV2 motor circuit-breakers are only 45 mm wide and are categorised according to their level of performance and functions: type of control, breaking capacity, motor protection and accessories. | Adjustment range undelayed short-circuit release | 8...8A
| 46 | Circuit Breakers and Fuses | Circuit Breakers | Motor Protection Circuit Breakers | TESYS DECA CIRCUIT BREAKER MAGNETIC 3P 0.63A ROTARY HANDLE | 2108481 | GV2L04 | SCHNEIDER ELECTRIC | 2750 | https://pim-kvc.soneparsea.com:3443/PictureServer/default.aspx/schneider-gv2l04_Image1.jpg?A3889C9397807479A2A1C7A8BAA5959DB4AAC672B9AD62A08079B38EBF9897998173BEB5B9 | https://pim-kvc.soneparsea.com:3443/PictureServer/default.aspx/schneider-gv2l04_Datasheet1.pdf?A3889C9397807479A2A1C7A8BAA5959DB4AAC672B9AD62A08079B389B3AB91A7B8AAB9B98365A098B6 | TESYS DECA CIRCUIT BREAKER MAGNETIC 3P 0.63A ROTARY HANDLE SCREW CLAMP TERMINALS | compact and simple to select, TeSys GV2 motor circuit-breakers are only 45 mm wide and are categorised according to their level of performance and functions: type of control, breaking capacity, motor protection and accessories. | With thermal protection | no
| 46 | Circuit Breakers and Fuses | Circuit Breakers | Motor Protection Circuit Breakers | TESYS DECA CIRCUIT BREAKER MAGNETIC 3P 0.63A ROTARY HANDLE | 2108481 | GV2L04 | SCHNEIDER ELECTRIC | 2750 | https://pim-kvc.soneparsea.com:3443/PictureServer/default.aspx/schneider-gv2l04_Image1.jpg?A3889C9397807479A2A1C7A8BAA5959DB4AAC672B9AD62A08079B38EBF9897998173BEB5B9 | https://pim-kvc.soneparsea.com:3443/PictureServer/default.aspx/schneider-gv2l04_Datasheet1.pdf?A3889C9397807479A2A1C7A8BAA5959DB4AAC672B9AD62A08079B389B3AB91A7B8AAB9B98365A098B6 | TESYS DECA CIRCUIT BREAKER MAGNETIC 3P 0.63A ROTARY HANDLE SCREW CLAMP TERMINALS | compact and simple to select, TeSys GV2 motor circuit-breakers are only 45 mm wide and are categorised according to their level of performance and functions: type of control, breaking capacity, motor protection and accessories. | Phase failure sensitive | yes
| 46 | Circuit Breakers and Fuses | Circuit Breakers | Motor Protection Circuit Breakers | TESYS DECA CIRCUIT BREAKER MAGNETIC 3P 0.63A ROTARY HANDLE | 2108481 | GV2L04 | SCHNEIDER ELECTRIC | 2750 | https://pim-kvc.soneparsea.com:3443/PictureServer/default.aspx/schneider-gv2l04_Image1.jpg?A3889C9397807479A2A1C7A8BAA5959DB4AAC672B9AD62A08079B38EBF9897998173BEB5B9 | https://pim-kvc.soneparsea.com:3443/PictureServer/default.aspx/schneider-gv2l04_Datasheet1.pdf?A3889C9397807479A2A1C7A8BAA5959DB4AAC672B9AD62A08079B389B3AB91A7B8AAB9B98365A098B6 | TESYS DECA CIRCUIT BREAKER MAGNETIC 3P 0.63A ROTARY HANDLE SCREW CLAMP TERMINALS | compact and simple to select, TeSys GV2 motor circuit-breakers are only 45 mm wide and are categorised according to their level of performance and functions: type of control, breaking capacity, motor protection and accessories. | Switch off technique | Magnetic
| 46 | Circuit Breakers and Fuses | Circuit Breakers | Motor Protection Circuit Breakers | TESYS DECA CIRCUIT BREAKER MAGNETIC 3P 0.63A ROTARY HANDLE | 2108481 | GV2L04 | SCHNEIDER ELECTRIC | 2750 | https://pim-kvc.soneparsea.com:3443/PictureServer/default.aspx/schneider-gv2l04_Image1.jpg?A3889C9397807479A2A1C7A8BAA5959DB4AAC672B9AD62A08079B38EBF9897998173BEB5B9 | https://pim-kvc.soneparsea.com:3443/PictureServer/default.aspx/schneider-gv2l04_Datasheet1.pdf?A3889C9397807479A2A1C7A8BAA5959DB4AAC672B9AD62A08079B389B3AB91A7B8AAB9B98365A098B6 | TESYS DECA CIRCUIT BREAKER MAGNETIC 3P 0.63A ROTARY HANDLE SCREW CLAMP TERMINALS | compact and simple to select, TeSys GV2 motor circuit-breakers are only 45 mm wide and are categorised according to their level of performance and functions: type of control, breaking capacity, motor protection and accessories. | Rated operating voltage | 690...690V
| 46 | Circuit Breakers and Fuses | Circuit Breakers | Motor Protection Circuit Breakers | TESYS DECA CIRCUIT BREAKER MAGNETIC 3P 0.63A ROTARY HANDLE | 2108481 | GV2L04 | SCHNEIDER ELECTRIC | 2750 | https://pim-kvc.soneparsea.com:3443/PictureServer/default.aspx/schneider-gv2l04_Image1.jpg?A3889C9397807479A2A1C7A8BAA5959DB4AAC672B9AD62A08079B38EBF9897998173BEB5B9 | https://pim-kvc.soneparsea.com:3443/PictureServer/default.aspx/schneider-gv2l04_Datasheet1.pdf?A3889C9397807479A2A1C7A8BAA5959DB4AAC672B9AD62A08079B389B3AB91A7B8AAB9B98365A098B6 | TESYS DECA CIRCUIT BREAKER MAGNETIC 3P 0.63A ROTARY HANDLE SCREW CLAMP TERMINALS | compact and simple to select, TeSys GV2 motor circuit-breakers are only 45 mm wide and are categorised according to their level of performance and functions: type of control, breaking capacity, motor protection and accessories. | Rated permanent current Iu | 0.63A
| 46 | Circuit Breakers and Fuses | Circuit Breakers | Motor Protection Circuit Breakers | TESYS DECA CIRCUIT BREAKER MAGNETIC 3P 0.63A ROTARY HANDLE | 2108481 | GV2L04 | SCHNEIDER ELECTRIC | 2750 | https://pim-kvc.soneparsea.com:3443/PictureServer/default.aspx/schneider-gv2l04_Image1.jpg?A3889C9397807479A2A1C7A8BAA5959DB4AAC672B9AD62A08079B38EBF9897998173BEB5B9 | https://pim-kvc.soneparsea.com:3443/PictureServer/default.aspx/schneider-gv2l04_Datasheet1.pdf?A3889C9397807479A2A1C7A8BAA5959DB4AAC672B9AD62A08079B389B3AB91A7B8AAB9B98365A098B6 | TESYS DECA CIRCUIT BREAKER MAGNETIC 3P 0.63A ROTARY HANDLE SCREW CLAMP TERMINALS | compact and simple to select, TeSys GV2 motor circuit-breakers are only 45 mm wide and are categorised according to their level of performance and functions: type of control, breaking capacity, motor protection and accessories. | Rated operation power at AC-3, 230 V | 0.09kW
| 46 | Circuit Breakers and Fuses | Circuit Breakers | Motor Protection Circuit Breakers | TESYS DECA CIRCUIT BREAKER MAGNETIC 3P 0.63A ROTARY HANDLE | 2108481 | GV2L04 | SCHNEIDER ELECTRIC | 2750 | https://pim-kvc.soneparsea.com:3443/PictureServer/default.aspx/schneider-gv2l04_Image1.jpg?A3889C9397807479A2A1C7A8BAA5959DB4AAC672B9AD62A08079B38EBF9897998173BEB5B9 | https://pim-kvc.soneparsea.com:3443/PictureServer/default.aspx/schneider-gv2l04_Datasheet1.pdf?A3889C9397807479A2A1C7A8BAA5959DB4AAC672B9AD62A08079B389B3AB91A7B8AAB9B98365A098B6 | TESYS DECA CIRCUIT BREAKER MAGNETIC 3P 0.63A ROTARY HANDLE SCREW CLAMP TERMINALS | compact and simple to select, TeSys GV2 motor circuit-breakers are only 45 mm wide and are categorised according to their level of performance and functions: type of control, breaking capacity, motor protection and accessories. | Rated operation power at AC-3, 400 V | 0.18kW
| 46 | Circuit Breakers and Fuses | Circuit Breakers | Motor Protection Circuit Breakers | TESYS DECA CIRCUIT BREAKER MAGNETIC 3P 0.63A ROTARY HANDLE | 2108481 | GV2L04 | SCHNEIDER ELECTRIC | 2750 | https://pim-kvc.soneparsea.com:3443/PictureServer/default.aspx/schneider-gv2l04_Image1.jpg?A3889C9397807479A2A1C7A8BAA5959DB4AAC672B9AD62A08079B38EBF9897998173BEB5B9 | https://pim-kvc.soneparsea.com:3443/PictureServer/default.aspx/schneider-gv2l04_Datasheet1.pdf?A3889C9397807479A2A1C7A8BAA5959DB4AAC672B9AD62A08079B389B3AB91A7B8AAB9B98365A098B6 | TESYS DECA CIRCUIT BREAKER MAGNETIC 3P 0.63A ROTARY HANDLE SCREW CLAMP TERMINALS | compact and simple to select, TeSys GV2 motor circuit-breakers are only 45 mm wide and are categorised according to their level of performance and functions: type of control, breaking capacity, motor protection and accessories. | Type of electrical connection of main circuit | Screw connection
| 46 | Circuit Breakers and Fuses | Circuit Breakers | Motor Protection Circuit Breakers | TESYS DECA CIRCUIT BREAKER MAGNETIC 3P 0.63A ROTARY HANDLE | 2108481 | GV2L04 | SCHNEIDER ELECTRIC | 2750 | https://pim-kvc.soneparsea.com:3443/PictureServer/default.aspx/schneider-gv2l04_Image1.jpg?A3889C9397807479A2A1C7A8BAA5959DB4AAC672B9AD62A08079B38EBF9897998173BEB5B9 | https://pim-kvc.soneparsea.com:3443/PictureServer/default.aspx/schneider-gv2l04_Datasheet1.pdf?A3889C9397807479A2A1C7A8BAA5959DB4AAC672B9AD62A08079B389B3AB91A7B8AAB9B98365A098B6 | TESYS DECA CIRCUIT BREAKER MAGNETIC 3P 0.63A ROTARY HANDLE SCREW CLAMP TERMINALS | compact and simple to select, TeSys GV2 motor circuit-breakers are only 45 mm wide and are categorised according to their level of performance and functions: type of control, breaking capacity, motor protection and accessories. | Type of control element | Turn button
| 46 | Circuit Breakers and Fuses | Circuit Breakers | Motor Protection Circuit Breakers | TESYS DECA CIRCUIT BREAKER MAGNETIC 3P 0.63A ROTARY HANDLE | 2108481 | GV2L04 | SCHNEIDER ELECTRIC | 2750 | https://pim-kvc.soneparsea.com:3443/PictureServer/default.aspx/schneider-gv2l04_Image1.jpg?A3889C9397807479A2A1C7A8BAA5959DB4AAC672B9AD62A08079B38EBF9897998173BEB5B9 | https://pim-kvc.soneparsea.com:3443/PictureServer/default.aspx/schneider-gv2l04_Datasheet1.pdf?A3889C9397807479A2A1C7A8BAA5959DB4AAC672B9AD62A08079B389B3AB91A7B8AAB9B98365A098B6 | TESYS DECA CIRCUIT BREAKER MAGNETIC 3P 0.63A ROTARY HANDLE SCREW CLAMP TERMINALS | compact and simple to select, TeSys GV2 motor circuit-breakers are only 45 mm wide and are categorised according to their level of performance and functions: type of control, breaking capacity, motor protection and accessories. | Device construction | Complete device in housing
| 46 | Circuit Breakers and Fuses | Circuit Breakers | Motor Protection Circuit Breakers | TESYS DECA CIRCUIT BREAKER MAGNETIC 3P 0.63A ROTARY HANDLE | 2108481 | GV2L04 | SCHNEIDER ELECTRIC | 2750 | https://pim-kvc.soneparsea.com:3443/PictureServer/default.aspx/schneider-gv2l04_Image1.jpg?A3889C9397807479A2A1C7A8BAA5959DB4AAC672B9AD62A08079B38EBF9897998173BEB5B9 | https://pim-kvc.soneparsea.com:3443/PictureServer/default.aspx/schneider-gv2l04_Datasheet1.pdf?A3889C9397807479A2A1C7A8BAA5959DB4AAC672B9AD62A08079B389B3AB91A7B8AAB9B98365A098B6 | TESYS DECA CIRCUIT BREAKER MAGNETIC 3P 0.63A ROTARY HANDLE SCREW CLAMP TERMINALS | compact and simple to select, TeSys GV2 motor circuit-breakers are only 45 mm wide and are categorised according to their level of performance and functions: type of control, breaking capacity, motor protection and accessories. | With integrated auxiliary switch | no
| 46 | Circuit Breakers and Fuses | Circuit Breakers | Motor Protection Circuit Breakers | TESYS DECA CIRCUIT BREAKER MAGNETIC 3P 0.63A ROTARY HANDLE | 2108481 | GV2L04 | SCHNEIDER ELECTRIC | 2750 | https://pim-kvc.soneparsea.com:3443/PictureServer/default.aspx/schneider-gv2l04_Image1.jpg?A3889C9397807479A2A1C7A8BAA5959DB4AAC672B9AD62A08079B38EBF9897998173BEB5B9 | https://pim-kvc.soneparsea.com:3443/PictureServer/default.aspx/schneider-gv2l04_Datasheet1.pdf?A3889C9397807479A2A1C7A8BAA5959DB4AAC672B9AD62A08079B389B3AB91A7B8AAB9B98365A098B6 | TESYS DECA CIRCUIT BREAKER MAGNETIC 3P 0.63A ROTARY HANDLE SCREW CLAMP TERMINALS | compact and simple to select, TeSys GV2 motor circuit-breakers are only 45 mm wide and are categorised according to their level of performance and functions: type of control, breaking capacity, motor protection and accessories. | With integrated under voltage release | no
| 46 | Circuit Breakers and Fuses | Circuit Breakers | Motor Protection Circuit Breakers | TESYS DECA CIRCUIT BREAKER MAGNETIC 3P 0.63A ROTARY HANDLE | 2108481 | GV2L04 | SCHNEIDER ELECTRIC | 2750 | https://pim-kvc.soneparsea.com:3443/PictureServer/default.aspx/schneider-gv2l04_Image1.jpg?A3889C9397807479A2A1C7A8BAA5959DB4AAC672B9AD62A08079B38EBF9897998173BEB5B9 | https://pim-kvc.soneparsea.com:3443/PictureServer/default.aspx/schneider-gv2l04_Datasheet1.pdf?A3889C9397807479A2A1C7A8BAA5959DB4AAC672B9AD62A08079B389B3AB91A7B8AAB9B98365A098B6 | TESYS DECA CIRCUIT BREAKER MAGNETIC 3P 0.63A ROTARY HANDLE SCREW CLAMP TERMINALS | compact and simple to select, TeSys GV2 motor circuit-breakers are only 45 mm wide and are categorised according to their level of performance and functions: type of control, breaking capacity, motor protection and accessories. | Number of poles | 3
| 46 | Circuit Breakers and Fuses | Circuit Breakers | Motor Protection Circuit Breakers | TESYS DECA CIRCUIT BREAKER MAGNETIC 3P 0.63A ROTARY HANDLE | 2108481 | GV2L04 | SCHNEIDER ELECTRIC | 2750 | https://pim-kvc.soneparsea.com:3443/PictureServer/default.aspx/schneider-gv2l04_Image1.jpg?A3889C9397807479A2A1C7A8BAA5959DB4AAC672B9AD62A08079B38EBF9897998173BEB5B9 | https://pim-kvc.soneparsea.com:3443/PictureServer/default.aspx/schneider-gv2l04_Datasheet1.pdf?A3889C9397807479A2A1C7A8BAA5959DB4AAC672B9AD62A08079B389B3AB91A7B8AAB9B98365A098B6 | TESYS DECA CIRCUIT BREAKER MAGNETIC 3P 0.63A ROTARY HANDLE SCREW CLAMP TERMINALS | compact and simple to select, TeSys GV2 motor circuit-breakers are only 45 mm wide and are categorised according to their level of performance and functions: type of control, breaking capacity, motor protection and accessories. | Rated short-circuit breaking capacity lcu at 400 V, AC | 100kA
| 46 | Circuit Breakers and Fuses | Circuit Breakers | Motor Protection Circuit Breakers | TESYS DECA CIRCUIT BREAKER MAGNETIC 3P 0.63A ROTARY HANDLE | 2108481 | GV2L04 | SCHNEIDER ELECTRIC | 2750 | https://pim-kvc.soneparsea.com:3443/PictureServer/default.aspx/schneider-gv2l04_Image1.jpg?A3889C9397807479A2A1C7A8BAA5959DB4AAC672B9AD62A08079B38EBF9897998173BEB5B9 | https://pim-kvc.soneparsea.com:3443/PictureServer/default.aspx/schneider-gv2l04_Datasheet1.pdf?A3889C9397807479A2A1C7A8BAA5959DB4AAC672B9AD62A08079B389B3AB91A7B8AAB9B98365A098B6 | TESYS DECA CIRCUIT BREAKER MAGNETIC 3P 0.63A ROTARY HANDLE SCREW CLAMP TERMINALS | compact and simple to select, TeSys GV2 motor circuit-breakers are only 45 mm wide and are categorised according to their level of performance and functions: type of control, breaking capacity, motor protection and accessories. | Degree of protection (IP) | IP20
| 46 | Circuit Breakers and Fuses | Circuit Breakers | Motor Protection Circuit Breakers | TESYS DECA CIRCUIT BREAKER MAGNETIC 3P 0.63A ROTARY HANDLE | 2108481 | GV2L04 | SCHNEIDER ELECTRIC | 2750 | https://pim-kvc.soneparsea.com:3443/PictureServer/default.aspx/schneider-gv2l04_Image1.jpg?A3889C9397807479A2A1C7A8BAA5959DB4AAC672B9AD62A08079B38EBF9897998173BEB5B9 | https://pim-kvc.soneparsea.com:3443/PictureServer/default.aspx/schneider-gv2l04_Datasheet1.pdf?A3889C9397807479A2A1C7A8BAA5959DB4AAC672B9AD62A08079B389B3AB91A7B8AAB9B98365A098B6 | TESYS DECA CIRCUIT BREAKER MAGNETIC 3P 0.63A ROTARY HANDLE SCREW CLAMP TERMINALS | compact and simple to select, TeSys GV2 motor circuit-breakers are only 45 mm wide and are categorised according to their level of performance and functions: type of control, breaking capacity, motor protection and accessories. | Height | 89mm
| 46 | Circuit Breakers and Fuses | Circuit Breakers | Motor Protection Circuit Breakers | TESYS DECA CIRCUIT BREAKER MAGNETIC 3P 0.63A ROTARY HANDLE | 2108481 | GV2L04 | SCHNEIDER ELECTRIC | 2750 | https://pim-kvc.soneparsea.com:3443/PictureServer/default.aspx/schneider-gv2l04_Image1.jpg?A3889C9397807479A2A1C7A8BAA5959DB4AAC672B9AD62A08079B38EBF9897998173BEB5B9 | https://pim-kvc.soneparsea.com:3443/PictureServer/default.aspx/schneider-gv2l04_Datasheet1.pdf?A3889C9397807479A2A1C7A8BAA5959DB4AAC672B9AD62A08079B389B3AB91A7B8AAB9B98365A098B6 | TESYS DECA CIRCUIT BREAKER MAGNETIC 3P 0.63A ROTARY HANDLE SCREW CLAMP TERMINALS | compact and simple to select, TeSys GV2 motor circuit-breakers are only 45 mm wide and are categorised according to their level of performance and functions: type of control, breaking capacity, motor protection and accessories. | Width | 45mm
| 46 | Circuit Breakers and Fuses | Circuit Breakers | Motor Protection Circuit Breakers | TESYS DECA CIRCUIT BREAKER MAGNETIC 3P 0.63A ROTARY HANDLE | 2108481 | GV2L04 | SCHNEIDER ELECTRIC | 2750 | https://pim-kvc.soneparsea.com:3443/PictureServer/default.aspx/schneider-gv2l04_Image1.jpg?A3889C9397807479A2A1C7A8BAA5959DB4AAC672B9AD62A08079B38EBF9897998173BEB5B9 | https://pim-kvc.soneparsea.com:3443/PictureServer/default.aspx/schneider-gv2l04_Datasheet1.pdf?A3889C9397807479A2A1C7A8BAA5959DB4AAC672B9AD62A08079B389B3AB91A7B8AAB9B98365A098B6 | TESYS DECA CIRCUIT BREAKER MAGNETIC 3P 0.63A ROTARY HANDLE SCREW CLAMP TERMINALS | compact and simple to select, TeSys GV2 motor circuit-breakers are only 45 mm wide and are categorised according to their level of performance and functions: type of control, breaking capacity, motor protection and accessories. | Depth | 97mm
| 47 | Circuit Breakers and Fuses | Circuit Breakers | Motor Protection Circuit Breakers | CIRCUIT BREAKER COMPACT NSX250F MICROLOGIC 2.2 220A 3P 3D | 2215760 | LV431160 | SCHNEIDER ELECTRIC | 27400 | https://pim-kvc.soneparsea.com:3443/PictureServer/default.aspx/schneider-LV431160_Image1.jpg?A3889C9397807479A2A1C7A8BAA5959DB4AAC6729E8D646781768A75B1809D95B7AA8573BCA797 | https://pim-kvc.soneparsea.com:3443/PictureServer/default.aspx/SCHNEIDER-LV431160.pdf?A3889C9397807479A2A1A7889A85757D948AA6729E8D646781768A7580A7949A | CIRCUIT BREAKER COMPACT NSX250F MICROLOGIC 2.2 220A 3P 3D | This circuit breaker has 800 V AC 50/60 Hz of rated insulation voltage. It s has toggle control type and fixed mounting mode. | Overload release current setting | 100...220A
| 47 | Circuit Breakers and Fuses | Circuit Breakers | Motor Protection Circuit Breakers | CIRCUIT BREAKER COMPACT NSX250F MICROLOGIC 2.2 220A 3P 3D | 2215760 | LV431160 | SCHNEIDER ELECTRIC | 27400 | https://pim-kvc.soneparsea.com:3443/PictureServer/default.aspx/schneider-LV431160_Image1.jpg?A3889C9397807479A2A1C7A8BAA5959DB4AAC6729E8D646781768A75B1809D95B7AA8573BCA797 | https://pim-kvc.soneparsea.com:3443/PictureServer/default.aspx/SCHNEIDER-LV431160.pdf?A3889C9397807479A2A1A7889A85757D948AA6729E8D646781768A7580A7949A | CIRCUIT BREAKER COMPACT NSX250F MICROLOGIC 2.2 220A 3P 3D | This circuit breaker has 800 V AC 50/60 Hz of rated insulation voltage. It s has toggle control type and fixed mounting mode. | Adjustment range undelayed short-circuit release | 3300...3300A
| 47 | Circuit Breakers and Fuses | Circuit Breakers | Motor Protection Circuit Breakers | CIRCUIT BREAKER COMPACT NSX250F MICROLOGIC 2.2 220A 3P 3D | 2215760 | LV431160 | SCHNEIDER ELECTRIC | 27400 | https://pim-kvc.soneparsea.com:3443/PictureServer/default.aspx/schneider-LV431160_Image1.jpg?A3889C9397807479A2A1C7A8BAA5959DB4AAC6729E8D646781768A75B1809D95B7AA8573BCA797 | https://pim-kvc.soneparsea.com:3443/PictureServer/default.aspx/SCHNEIDER-LV431160.pdf?A3889C9397807479A2A1A7889A85757D948AA6729E8D646781768A7580A7949A | CIRCUIT BREAKER COMPACT NSX250F MICROLOGIC 2.2 220A 3P 3D | This circuit breaker has 800 V AC 50/60 Hz of rated insulation voltage. It s has toggle control type and fixed mounting mode. | With thermal protection | yes
| 47 | Circuit Breakers and Fuses | Circuit Breakers | Motor Protection Circuit Breakers | CIRCUIT BREAKER COMPACT NSX250F MICROLOGIC 2.2 220A 3P 3D | 2215760 | LV431160 | SCHNEIDER ELECTRIC | 27400 | https://pim-kvc.soneparsea.com:3443/PictureServer/default.aspx/schneider-LV431160_Image1.jpg?A3889C9397807479A2A1C7A8BAA5959DB4AAC6729E8D646781768A75B1809D95B7AA8573BCA797 | https://pim-kvc.soneparsea.com:3443/PictureServer/default.aspx/SCHNEIDER-LV431160.pdf?A3889C9397807479A2A1A7889A85757D948AA6729E8D646781768A7580A7949A | CIRCUIT BREAKER COMPACT NSX250F MICROLOGIC 2.2 220A 3P 3D | This circuit breaker has 800 V AC 50/60 Hz of rated insulation voltage. It s has toggle control type and fixed mounting mode. | Phase failure sensitive | yes
| 47 | Circuit Breakers and Fuses | Circuit Breakers | Motor Protection Circuit Breakers | CIRCUIT BREAKER COMPACT NSX250F MICROLOGIC 2.2 220A 3P 3D | 2215760 | LV431160 | SCHNEIDER ELECTRIC | 27400 | https://pim-kvc.soneparsea.com:3443/PictureServer/default.aspx/schneider-LV431160_Image1.jpg?A3889C9397807479A2A1C7A8BAA5959DB4AAC6729E8D646781768A75B1809D95B7AA8573BCA797 | https://pim-kvc.soneparsea.com:3443/PictureServer/default.aspx/SCHNEIDER-LV431160.pdf?A3889C9397807479A2A1A7889A85757D948AA6729E8D646781768A7580A7949A | CIRCUIT BREAKER COMPACT NSX250F MICROLOGIC 2.2 220A 3P 3D | This circuit breaker has 800 V AC 50/60 Hz of rated insulation voltage. It s has toggle control type and fixed mounting mode. | Switch off technique | Electronic
| 47 | Circuit Breakers and Fuses | Circuit Breakers | Motor Protection Circuit Breakers | CIRCUIT BREAKER COMPACT NSX250F MICROLOGIC 2.2 220A 3P 3D | 2215760 | LV431160 | SCHNEIDER ELECTRIC | 27400 | https://pim-kvc.soneparsea.com:3443/PictureServer/default.aspx/schneider-LV431160_Image1.jpg?A3889C9397807479A2A1C7A8BAA5959DB4AAC6729E8D646781768A75B1809D95B7AA8573BCA797 | https://pim-kvc.soneparsea.com:3443/PictureServer/default.aspx/SCHNEIDER-LV431160.pdf?A3889C9397807479A2A1A7889A85757D948AA6729E8D646781768A7580A7949A | CIRCUIT BREAKER COMPACT NSX250F MICROLOGIC 2.2 220A 3P 3D | This circuit breaker has 800 V AC 50/60 Hz of rated insulation voltage. It s has toggle control type and fixed mounting mode. | Rated operating voltage | 220...690V
| 47 | Circuit Breakers and Fuses | Circuit Breakers | Motor Protection Circuit Breakers | CIRCUIT BREAKER COMPACT NSX250F MICROLOGIC 2.2 220A 3P 3D | 2215760 | LV431160 | SCHNEIDER ELECTRIC | 27400 | https://pim-kvc.soneparsea.com:3443/PictureServer/default.aspx/schneider-LV431160_Image1.jpg?A3889C9397807479A2A1C7A8BAA5959DB4AAC6729E8D646781768A75B1809D95B7AA8573BCA797 | https://pim-kvc.soneparsea.com:3443/PictureServer/default.aspx/SCHNEIDER-LV431160.pdf?A3889C9397807479A2A1A7889A85757D948AA6729E8D646781768A7580A7949A | CIRCUIT BREAKER COMPACT NSX250F MICROLOGIC 2.2 220A 3P 3D | This circuit breaker has 800 V AC 50/60 Hz of rated insulation voltage. It s has toggle control type and fixed mounting mode. | Rated permanent current Iu | 220A
| 47 | Circuit Breakers and Fuses | Circuit Breakers | Motor Protection Circuit Breakers | CIRCUIT BREAKER COMPACT NSX250F MICROLOGIC 2.2 220A 3P 3D | 2215760 | LV431160 | SCHNEIDER ELECTRIC | 27400 | https://pim-kvc.soneparsea.com:3443/PictureServer/default.aspx/schneider-LV431160_Image1.jpg?A3889C9397807479A2A1C7A8BAA5959DB4AAC6729E8D646781768A75B1809D95B7AA8573BCA797 | https://pim-kvc.soneparsea.com:3443/PictureServer/default.aspx/SCHNEIDER-LV431160.pdf?A3889C9397807479A2A1A7889A85757D948AA6729E8D646781768A7580A7949A | CIRCUIT BREAKER COMPACT NSX250F MICROLOGIC 2.2 220A 3P 3D | This circuit breaker has 800 V AC 50/60 Hz of rated insulation voltage. It s has toggle control type and fixed mounting mode. | Type of electrical connection of main circuit | Screw connection
| 47 | Circuit Breakers and Fuses | Circuit Breakers | Motor Protection Circuit Breakers | CIRCUIT BREAKER COMPACT NSX250F MICROLOGIC 2.2 220A 3P 3D | 2215760 | LV431160 | SCHNEIDER ELECTRIC | 27400 | https://pim-kvc.soneparsea.com:3443/PictureServer/default.aspx/schneider-LV431160_Image1.jpg?A3889C9397807479A2A1C7A8BAA5959DB4AAC6729E8D646781768A75B1809D95B7AA8573BCA797 | https://pim-kvc.soneparsea.com:3443/PictureServer/default.aspx/SCHNEIDER-LV431160.pdf?A3889C9397807479A2A1A7889A85757D948AA6729E8D646781768A7580A7949A | CIRCUIT BREAKER COMPACT NSX250F MICROLOGIC 2.2 220A 3P 3D | This circuit breaker has 800 V AC 50/60 Hz of rated insulation voltage. It s has toggle control type and fixed mounting mode. | Type of control element | Other
| 47 | Circuit Breakers and Fuses | Circuit Breakers | Motor Protection Circuit Breakers | CIRCUIT BREAKER COMPACT NSX250F MICROLOGIC 2.2 220A 3P 3D | 2215760 | LV431160 | SCHNEIDER ELECTRIC | 27400 | https://pim-kvc.soneparsea.com:3443/PictureServer/default.aspx/schneider-LV431160_Image1.jpg?A3889C9397807479A2A1C7A8BAA5959DB4AAC6729E8D646781768A75B1809D95B7AA8573BCA797 | https://pim-kvc.soneparsea.com:3443/PictureServer/default.aspx/SCHNEIDER-LV431160.pdf?A3889C9397807479A2A1A7889A85757D948AA6729E8D646781768A7580A7949A | CIRCUIT BREAKER COMPACT NSX250F MICROLOGIC 2.2 220A 3P 3D | This circuit breaker has 800 V AC 50/60 Hz of rated insulation voltage. It s has toggle control type and fixed mounting mode. | Device construction | Built-in device fixed built-in technique
| 47 | Circuit Breakers and Fuses | Circuit Breakers | Motor Protection Circuit Breakers | CIRCUIT BREAKER COMPACT NSX250F MICROLOGIC 2.2 220A 3P 3D | 2215760 | LV431160 | SCHNEIDER ELECTRIC | 27400 | https://pim-kvc.soneparsea.com:3443/PictureServer/default.aspx/schneider-LV431160_Image1.jpg?A3889C9397807479A2A1C7A8BAA5959DB4AAC6729E8D646781768A75B1809D95B7AA8573BCA797 | https://pim-kvc.soneparsea.com:3443/PictureServer/default.aspx/SCHNEIDER-LV431160.pdf?A3889C9397807479A2A1A7889A85757D948AA6729E8D646781768A7580A7949A | CIRCUIT BREAKER COMPACT NSX250F MICROLOGIC 2.2 220A 3P 3D | This circuit breaker has 800 V AC 50/60 Hz of rated insulation voltage. It s has toggle control type and fixed mounting mode. | With integrated auxiliary switch | no
| 47 | Circuit Breakers and Fuses | Circuit Breakers | Motor Protection Circuit Breakers | CIRCUIT BREAKER COMPACT NSX250F MICROLOGIC 2.2 220A 3P 3D | 2215760 | LV431160 | SCHNEIDER ELECTRIC | 27400 | https://pim-kvc.soneparsea.com:3443/PictureServer/default.aspx/schneider-LV431160_Image1.jpg?A3889C9397807479A2A1C7A8BAA5959DB4AAC6729E8D646781768A75B1809D95B7AA8573BCA797 | https://pim-kvc.soneparsea.com:3443/PictureServer/default.aspx/SCHNEIDER-LV431160.pdf?A3889C9397807479A2A1A7889A85757D948AA6729E8D646781768A7580A7949A | CIRCUIT BREAKER COMPACT NSX250F MICROLOGIC 2.2 220A 3P 3D | This circuit breaker has 800 V AC 50/60 Hz of rated insulation voltage. It s has toggle control type and fixed mounting mode. | With integrated under voltage release | no
| 47 | Circuit Breakers and Fuses | Circuit Breakers | Motor Protection Circuit Breakers | CIRCUIT BREAKER COMPACT NSX250F MICROLOGIC 2.2 220A 3P 3D | 2215760 | LV431160 | SCHNEIDER ELECTRIC | 27400 | https://pim-kvc.soneparsea.com:3443/PictureServer/default.aspx/schneider-LV431160_Image1.jpg?A3889C9397807479A2A1C7A8BAA5959DB4AAC6729E8D646781768A75B1809D95B7AA8573BCA797 | https://pim-kvc.soneparsea.com:3443/PictureServer/default.aspx/SCHNEIDER-LV431160.pdf?A3889C9397807479A2A1A7889A85757D948AA6729E8D646781768A7580A7949A | CIRCUIT BREAKER COMPACT NSX250F MICROLOGIC 2.2 220A 3P 3D | This circuit breaker has 800 V AC 50/60 Hz of rated insulation voltage. It s has toggle control type and fixed mounting mode. | Number of poles | 3
| 47 | Circuit Breakers and Fuses | Circuit Breakers | Motor Protection Circuit Breakers | CIRCUIT BREAKER COMPACT NSX250F MICROLOGIC 2.2 220A 3P 3D | 2215760 | LV431160 | SCHNEIDER ELECTRIC | 27400 | https://pim-kvc.soneparsea.com:3443/PictureServer/default.aspx/schneider-LV431160_Image1.jpg?A3889C9397807479A2A1C7A8BAA5959DB4AAC6729E8D646781768A75B1809D95B7AA8573BCA797 | https://pim-kvc.soneparsea.com:3443/PictureServer/default.aspx/SCHNEIDER-LV431160.pdf?A3889C9397807479A2A1A7889A85757D948AA6729E8D646781768A7580A7949A | CIRCUIT BREAKER COMPACT NSX250F MICROLOGIC 2.2 220A 3P 3D | This circuit breaker has 800 V AC 50/60 Hz of rated insulation voltage. It s has toggle control type and fixed mounting mode. | Rated short-circuit breaking capacity lcu at 400 V, AC | 36kA
| 47 | Circuit Breakers and Fuses | Circuit Breakers | Motor Protection Circuit Breakers | CIRCUIT BREAKER COMPACT NSX250F MICROLOGIC 2.2 220A 3P 3D | 2215760 | LV431160 | SCHNEIDER ELECTRIC | 27400 | https://pim-kvc.soneparsea.com:3443/PictureServer/default.aspx/schneider-LV431160_Image1.jpg?A3889C9397807479A2A1C7A8BAA5959DB4AAC6729E8D646781768A75B1809D95B7AA8573BCA797 | https://pim-kvc.soneparsea.com:3443/PictureServer/default.aspx/SCHNEIDER-LV431160.pdf?A3889C9397807479A2A1A7889A85757D948AA6729E8D646781768A7580A7949A | CIRCUIT BREAKER COMPACT NSX250F MICROLOGIC 2.2 220A 3P 3D | This circuit breaker has 800 V AC 50/60 Hz of rated insulation voltage. It s has toggle control type and fixed mounting mode. | Degree of protection (IP) | IP30
| 47 | Circuit Breakers and Fuses | Circuit Breakers | Motor Protection Circuit Breakers | CIRCUIT BREAKER COMPACT NSX250F MICROLOGIC 2.2 220A 3P 3D | 2215760 | LV431160 | SCHNEIDER ELECTRIC | 27400 | https://pim-kvc.soneparsea.com:3443/PictureServer/default.aspx/schneider-LV431160_Image1.jpg?A3889C9397807479A2A1C7A8BAA5959DB4AAC6729E8D646781768A75B1809D95B7AA8573BCA797 | https://pim-kvc.soneparsea.com:3443/PictureServer/default.aspx/SCHNEIDER-LV431160.pdf?A3889C9397807479A2A1A7889A85757D948AA6729E8D646781768A7580A7949A | CIRCUIT BREAKER COMPACT NSX250F MICROLOGIC 2.2 220A 3P 3D | This circuit breaker has 800 V AC 50/60 Hz of rated insulation voltage. It s has toggle control type and fixed mounting mode. | Height | 161mm
| 47 | Circuit Breakers and Fuses | Circuit Breakers | Motor Protection Circuit Breakers | CIRCUIT BREAKER COMPACT NSX250F MICROLOGIC 2.2 220A 3P 3D | 2215760 | LV431160 | SCHNEIDER ELECTRIC | 27400 | https://pim-kvc.soneparsea.com:3443/PictureServer/default.aspx/schneider-LV431160_Image1.jpg?A3889C9397807479A2A1C7A8BAA5959DB4AAC6729E8D646781768A75B1809D95B7AA8573BCA797 | https://pim-kvc.soneparsea.com:3443/PictureServer/default.aspx/SCHNEIDER-LV431160.pdf?A3889C9397807479A2A1A7889A85757D948AA6729E8D646781768A7580A7949A | CIRCUIT BREAKER COMPACT NSX250F MICROLOGIC 2.2 220A 3P 3D | This circuit breaker has 800 V AC 50/60 Hz of rated insulation voltage. It s has toggle control type and fixed mounting mode. | Width | 105mm
| 47 | Circuit Breakers and Fuses | Circuit Breakers | Motor Protection Circuit Breakers | CIRCUIT BREAKER COMPACT NSX250F MICROLOGIC 2.2 220A 3P 3D | 2215760 | LV431160 | SCHNEIDER ELECTRIC | 27400 | https://pim-kvc.soneparsea.com:3443/PictureServer/default.aspx/schneider-LV431160_Image1.jpg?A3889C9397807479A2A1C7A8BAA5959DB4AAC6729E8D646781768A75B1809D95B7AA8573BCA797 | https://pim-kvc.soneparsea.com:3443/PictureServer/default.aspx/SCHNEIDER-LV431160.pdf?A3889C9397807479A2A1A7889A85757D948AA6729E8D646781768A7580A7949A | CIRCUIT BREAKER COMPACT NSX250F MICROLOGIC 2.2 220A 3P 3D | This circuit breaker has 800 V AC 50/60 Hz of rated insulation voltage. It s has toggle control type and fixed mounting mode. | Depth | 86mm
| 48 | Circuit Breakers and Fuses | Circuit Breakers | Motor Protection Circuit Breakers | CIRCUIT BREAKER VIGICOMPACT NSX100F MICROLOGIC 2.2 100A 3P | 2215763 | LV429825 | SCHNEIDER ELECTRIC | 18700 | https://pim-kvc.soneparsea.com:3443/PictureServer/default.aspx/schneider-LV429825_Image1.jpg?A3889C9397807479A2A1C7A8BAA5959DB4AAC6729E8D6466897D867AB1809D95B7AA8573BCA797 | https://pim-kvc.soneparsea.com:3443/PictureServer/default.aspx/SCHNEIDER-LV429825.pdf?A3889C9397807479A2A1A7889A85757D948AA6729E8D6466897D867A80A7949A | CIRCUIT BREAKER VIGICOMPACT NSX100F MICROLOGIC 2.2 100A 3P 3D | This is 3P 3t Compact NSX circuit breaker. The rated insulation voltage is 800 V AC 50/60 Hz with the 8kV rated impulse withstand voltage. | Overload release current setting | 50...100A
| 48 | Circuit Breakers and Fuses | Circuit Breakers | Motor Protection Circuit Breakers | CIRCUIT BREAKER VIGICOMPACT NSX100F MICROLOGIC 2.2 100A 3P | 2215763 | LV429825 | SCHNEIDER ELECTRIC | 18700 | https://pim-kvc.soneparsea.com:3443/PictureServer/default.aspx/schneider-LV429825_Image1.jpg?A3889C9397807479A2A1C7A8BAA5959DB4AAC6729E8D6466897D867AB1809D95B7AA8573BCA797 | https://pim-kvc.soneparsea.com:3443/PictureServer/default.aspx/SCHNEIDER-LV429825.pdf?A3889C9397807479A2A1A7889A85757D948AA6729E8D6466897D867A80A7949A | CIRCUIT BREAKER VIGICOMPACT NSX100F MICROLOGIC 2.2 100A 3P 3D | This is 3P 3t Compact NSX circuit breaker. The rated insulation voltage is 800 V AC 50/60 Hz with the 8kV rated impulse withstand voltage. | Adjustment range undelayed short-circuit release | 1500...1500A
| 48 | Circuit Breakers and Fuses | Circuit Breakers | Motor Protection Circuit Breakers | CIRCUIT BREAKER VIGICOMPACT NSX100F MICROLOGIC 2.2 100A 3P | 2215763 | LV429825 | SCHNEIDER ELECTRIC | 18700 | https://pim-kvc.soneparsea.com:3443/PictureServer/default.aspx/schneider-LV429825_Image1.jpg?A3889C9397807479A2A1C7A8BAA5959DB4AAC6729E8D6466897D867AB1809D95B7AA8573BCA797 | https://pim-kvc.soneparsea.com:3443/PictureServer/default.aspx/SCHNEIDER-LV429825.pdf?A3889C9397807479A2A1A7889A85757D948AA6729E8D6466897D867A80A7949A | CIRCUIT BREAKER VIGICOMPACT NSX100F MICROLOGIC 2.2 100A 3P 3D | This is 3P 3t Compact NSX circuit breaker. The rated insulation voltage is 800 V AC 50/60 Hz with the 8kV rated impulse withstand voltage. | With thermal protection | yes
| 48 | Circuit Breakers and Fuses | Circuit Breakers | Motor Protection Circuit Breakers | CIRCUIT BREAKER VIGICOMPACT NSX100F MICROLOGIC 2.2 100A 3P | 2215763 | LV429825 | SCHNEIDER ELECTRIC | 18700 | https://pim-kvc.soneparsea.com:3443/PictureServer/default.aspx/schneider-LV429825_Image1.jpg?A3889C9397807479A2A1C7A8BAA5959DB4AAC6729E8D6466897D867AB1809D95B7AA8573BCA797 | https://pim-kvc.soneparsea.com:3443/PictureServer/default.aspx/SCHNEIDER-LV429825.pdf?A3889C9397807479A2A1A7889A85757D948AA6729E8D6466897D867A80A7949A | CIRCUIT BREAKER VIGICOMPACT NSX100F MICROLOGIC 2.2 100A 3P 3D | This is 3P 3t Compact NSX circuit breaker. The rated insulation voltage is 800 V AC 50/60 Hz with the 8kV rated impulse withstand voltage. | Phase failure sensitive | yes
| 48 | Circuit Breakers and Fuses | Circuit Breakers | Motor Protection Circuit Breakers | CIRCUIT BREAKER VIGICOMPACT NSX100F MICROLOGIC 2.2 100A 3P | 2215763 | LV429825 | SCHNEIDER ELECTRIC | 18700 | https://pim-kvc.soneparsea.com:3443/PictureServer/default.aspx/schneider-LV429825_Image1.jpg?A3889C9397807479A2A1C7A8BAA5959DB4AAC6729E8D6466897D867AB1809D95B7AA8573BCA797 | https://pim-kvc.soneparsea.com:3443/PictureServer/default.aspx/SCHNEIDER-LV429825.pdf?A3889C9397807479A2A1A7889A85757D948AA6729E8D6466897D867A80A7949A | CIRCUIT BREAKER VIGICOMPACT NSX100F MICROLOGIC 2.2 100A 3P 3D | This is 3P 3t Compact NSX circuit breaker. The rated insulation voltage is 800 V AC 50/60 Hz with the 8kV rated impulse withstand voltage. | Switch off technique | Electronic
| 48 | Circuit Breakers and Fuses | Circuit Breakers | Motor Protection Circuit Breakers | CIRCUIT BREAKER VIGICOMPACT NSX100F MICROLOGIC 2.2 100A 3P | 2215763 | LV429825 | SCHNEIDER ELECTRIC | 18700 | https://pim-kvc.soneparsea.com:3443/PictureServer/default.aspx/schneider-LV429825_Image1.jpg?A3889C9397807479A2A1C7A8BAA5959DB4AAC6729E8D6466897D867AB1809D95B7AA8573BCA797 | https://pim-kvc.soneparsea.com:3443/PictureServer/default.aspx/SCHNEIDER-LV429825.pdf?A3889C9397807479A2A1A7889A85757D948AA6729E8D6466897D867A80A7949A | CIRCUIT BREAKER VIGICOMPACT NSX100F MICROLOGIC 2.2 100A 3P 3D | This is 3P 3t Compact NSX circuit breaker. The rated insulation voltage is 800 V AC 50/60 Hz with the 8kV rated impulse withstand voltage. | Rated operating voltage | 220...690V
| 48 | Circuit Breakers and Fuses | Circuit Breakers | Motor Protection Circuit Breakers | CIRCUIT BREAKER VIGICOMPACT NSX100F MICROLOGIC 2.2 100A 3P | 2215763 | LV429825 | SCHNEIDER ELECTRIC | 18700 | https://pim-kvc.soneparsea.com:3443/PictureServer/default.aspx/schneider-LV429825_Image1.jpg?A3889C9397807479A2A1C7A8BAA5959DB4AAC6729E8D6466897D867AB1809D95B7AA8573BCA797 | https://pim-kvc.soneparsea.com:3443/PictureServer/default.aspx/SCHNEIDER-LV429825.pdf?A3889C9397807479A2A1A7889A85757D948AA6729E8D6466897D867A80A7949A | CIRCUIT BREAKER VIGICOMPACT NSX100F MICROLOGIC 2.2 100A 3P 3D | This is 3P 3t Compact NSX circuit breaker. The rated insulation voltage is 800 V AC 50/60 Hz with the 8kV rated impulse withstand voltage. | Rated permanent current Iu | 100A
| 48 | Circuit Breakers and Fuses | Circuit Breakers | Motor Protection Circuit Breakers | CIRCUIT BREAKER VIGICOMPACT NSX100F MICROLOGIC 2.2 100A 3P | 2215763 | LV429825 | SCHNEIDER ELECTRIC | 18700 | https://pim-kvc.soneparsea.com:3443/PictureServer/default.aspx/schneider-LV429825_Image1.jpg?A3889C9397807479A2A1C7A8BAA5959DB4AAC6729E8D6466897D867AB1809D95B7AA8573BCA797 | https://pim-kvc.soneparsea.com:3443/PictureServer/default.aspx/SCHNEIDER-LV429825.pdf?A3889C9397807479A2A1A7889A85757D948AA6729E8D6466897D867A80A7949A | CIRCUIT BREAKER VIGICOMPACT NSX100F MICROLOGIC 2.2 100A 3P 3D | This is 3P 3t Compact NSX circuit breaker. The rated insulation voltage is 800 V AC 50/60 Hz with the 8kV rated impulse withstand voltage. | Type of electrical connection of main circuit | Screw connection
| 48 | Circuit Breakers and Fuses | Circuit Breakers | Motor Protection Circuit Breakers | CIRCUIT BREAKER VIGICOMPACT NSX100F MICROLOGIC 2.2 100A 3P | 2215763 | LV429825 | SCHNEIDER ELECTRIC | 18700 | https://pim-kvc.soneparsea.com:3443/PictureServer/default.aspx/schneider-LV429825_Image1.jpg?A3889C9397807479A2A1C7A8BAA5959DB4AAC6729E8D6466897D867AB1809D95B7AA8573BCA797 | https://pim-kvc.soneparsea.com:3443/PictureServer/default.aspx/SCHNEIDER-LV429825.pdf?A3889C9397807479A2A1A7889A85757D948AA6729E8D6466897D867A80A7949A | CIRCUIT BREAKER VIGICOMPACT NSX100F MICROLOGIC 2.2 100A 3P 3D | This is 3P 3t Compact NSX circuit breaker. The rated insulation voltage is 800 V AC 50/60 Hz with the 8kV rated impulse withstand voltage. | Type of control element | Other
| 48 | Circuit Breakers and Fuses | Circuit Breakers | Motor Protection Circuit Breakers | CIRCUIT BREAKER VIGICOMPACT NSX100F MICROLOGIC 2.2 100A 3P | 2215763 | LV429825 | SCHNEIDER ELECTRIC | 18700 | https://pim-kvc.soneparsea.com:3443/PictureServer/default.aspx/schneider-LV429825_Image1.jpg?A3889C9397807479A2A1C7A8BAA5959DB4AAC6729E8D6466897D867AB1809D95B7AA8573BCA797 | https://pim-kvc.soneparsea.com:3443/PictureServer/default.aspx/SCHNEIDER-LV429825.pdf?A3889C9397807479A2A1A7889A85757D948AA6729E8D6466897D867A80A7949A | CIRCUIT BREAKER VIGICOMPACT NSX100F MICROLOGIC 2.2 100A 3P 3D | This is 3P 3t Compact NSX circuit breaker. The rated insulation voltage is 800 V AC 50/60 Hz with the 8kV rated impulse withstand voltage. | Device construction | Built-in device fixed built-in technique
| 48 | Circuit Breakers and Fuses | Circuit Breakers | Motor Protection Circuit Breakers | CIRCUIT BREAKER VIGICOMPACT NSX100F MICROLOGIC 2.2 100A 3P | 2215763 | LV429825 | SCHNEIDER ELECTRIC | 18700 | https://pim-kvc.soneparsea.com:3443/PictureServer/default.aspx/schneider-LV429825_Image1.jpg?A3889C9397807479A2A1C7A8BAA5959DB4AAC6729E8D6466897D867AB1809D95B7AA8573BCA797 | https://pim-kvc.soneparsea.com:3443/PictureServer/default.aspx/SCHNEIDER-LV429825.pdf?A3889C9397807479A2A1A7889A85757D948AA6729E8D6466897D867A80A7949A | CIRCUIT BREAKER VIGICOMPACT NSX100F MICROLOGIC 2.2 100A 3P 3D | This is 3P 3t Compact NSX circuit breaker. The rated insulation voltage is 800 V AC 50/60 Hz with the 8kV rated impulse withstand voltage. | With integrated auxiliary switch | no
| 48 | Circuit Breakers and Fuses | Circuit Breakers | Motor Protection Circuit Breakers | CIRCUIT BREAKER VIGICOMPACT NSX100F MICROLOGIC 2.2 100A 3P | 2215763 | LV429825 | SCHNEIDER ELECTRIC | 18700 | https://pim-kvc.soneparsea.com:3443/PictureServer/default.aspx/schneider-LV429825_Image1.jpg?A3889C9397807479A2A1C7A8BAA5959DB4AAC6729E8D6466897D867AB1809D95B7AA8573BCA797 | https://pim-kvc.soneparsea.com:3443/PictureServer/default.aspx/SCHNEIDER-LV429825.pdf?A3889C9397807479A2A1A7889A85757D948AA6729E8D6466897D867A80A7949A | CIRCUIT BREAKER VIGICOMPACT NSX100F MICROLOGIC 2.2 100A 3P 3D | This is 3P 3t Compact NSX circuit breaker. The rated insulation voltage is 800 V AC 50/60 Hz with the 8kV rated impulse withstand voltage. | With integrated under voltage release | no
| 48 | Circuit Breakers and Fuses | Circuit Breakers | Motor Protection Circuit Breakers | CIRCUIT BREAKER VIGICOMPACT NSX100F MICROLOGIC 2.2 100A 3P | 2215763 | LV429825 | SCHNEIDER ELECTRIC | 18700 | https://pim-kvc.soneparsea.com:3443/PictureServer/default.aspx/schneider-LV429825_Image1.jpg?A3889C9397807479A2A1C7A8BAA5959DB4AAC6729E8D6466897D867AB1809D95B7AA8573BCA797 | https://pim-kvc.soneparsea.com:3443/PictureServer/default.aspx/SCHNEIDER-LV429825.pdf?A3889C9397807479A2A1A7889A85757D948AA6729E8D6466897D867A80A7949A | CIRCUIT BREAKER VIGICOMPACT NSX100F MICROLOGIC 2.2 100A 3P 3D | This is 3P 3t Compact NSX circuit breaker. The rated insulation voltage is 800 V AC 50/60 Hz with the 8kV rated impulse withstand voltage. | Number of poles | 3
| 48 | Circuit Breakers and Fuses | Circuit Breakers | Motor Protection Circuit Breakers | CIRCUIT BREAKER VIGICOMPACT NSX100F MICROLOGIC 2.2 100A 3P | 2215763 | LV429825 | SCHNEIDER ELECTRIC | 18700 | https://pim-kvc.soneparsea.com:3443/PictureServer/default.aspx/schneider-LV429825_Image1.jpg?A3889C9397807479A2A1C7A8BAA5959DB4AAC6729E8D6466897D867AB1809D95B7AA8573BCA797 | https://pim-kvc.soneparsea.com:3443/PictureServer/default.aspx/SCHNEIDER-LV429825.pdf?A3889C9397807479A2A1A7889A85757D948AA6729E8D6466897D867A80A7949A | CIRCUIT BREAKER VIGICOMPACT NSX100F MICROLOGIC 2.2 100A 3P 3D | This is 3P 3t Compact NSX circuit breaker. The rated insulation voltage is 800 V AC 50/60 Hz with the 8kV rated impulse withstand voltage. | Rated short-circuit breaking capacity lcu at 400 V, AC | 36kA
| 48 | Circuit Breakers and Fuses | Circuit Breakers | Motor Protection Circuit Breakers | CIRCUIT BREAKER VIGICOMPACT NSX100F MICROLOGIC 2.2 100A 3P | 2215763 | LV429825 | SCHNEIDER ELECTRIC | 18700 | https://pim-kvc.soneparsea.com:3443/PictureServer/default.aspx/schneider-LV429825_Image1.jpg?A3889C9397807479A2A1C7A8BAA5959DB4AAC6729E8D6466897D867AB1809D95B7AA8573BCA797 | https://pim-kvc.soneparsea.com:3443/PictureServer/default.aspx/SCHNEIDER-LV429825.pdf?A3889C9397807479A2A1A7889A85757D948AA6729E8D6466897D867A80A7949A | CIRCUIT BREAKER VIGICOMPACT NSX100F MICROLOGIC 2.2 100A 3P 3D | This is 3P 3t Compact NSX circuit breaker. The rated insulation voltage is 800 V AC 50/60 Hz with the 8kV rated impulse withstand voltage. | Degree of protection (IP) | IP30
| 48 | Circuit Breakers and Fuses | Circuit Breakers | Motor Protection Circuit Breakers | CIRCUIT BREAKER VIGICOMPACT NSX100F MICROLOGIC 2.2 100A 3P | 2215763 | LV429825 | SCHNEIDER ELECTRIC | 18700 | https://pim-kvc.soneparsea.com:3443/PictureServer/default.aspx/schneider-LV429825_Image1.jpg?A3889C9397807479A2A1C7A8BAA5959DB4AAC6729E8D6466897D867AB1809D95B7AA8573BCA797 | https://pim-kvc.soneparsea.com:3443/PictureServer/default.aspx/SCHNEIDER-LV429825.pdf?A3889C9397807479A2A1A7889A85757D948AA6729E8D6466897D867A80A7949A | CIRCUIT BREAKER VIGICOMPACT NSX100F MICROLOGIC 2.2 100A 3P 3D | This is 3P 3t Compact NSX circuit breaker. The rated insulation voltage is 800 V AC 50/60 Hz with the 8kV rated impulse withstand voltage. | Height | 161mm
| 48 | Circuit Breakers and Fuses | Circuit Breakers | Motor Protection Circuit Breakers | CIRCUIT BREAKER VIGICOMPACT NSX100F MICROLOGIC 2.2 100A 3P | 2215763 | LV429825 | SCHNEIDER ELECTRIC | 18700 | https://pim-kvc.soneparsea.com:3443/PictureServer/default.aspx/schneider-LV429825_Image1.jpg?A3889C9397807479A2A1C7A8BAA5959DB4AAC6729E8D6466897D867AB1809D95B7AA8573BCA797 | https://pim-kvc.soneparsea.com:3443/PictureServer/default.aspx/SCHNEIDER-LV429825.pdf?A3889C9397807479A2A1A7889A85757D948AA6729E8D6466897D867A80A7949A | CIRCUIT BREAKER VIGICOMPACT NSX100F MICROLOGIC 2.2 100A 3P 3D | This is 3P 3t Compact NSX circuit breaker. The rated insulation voltage is 800 V AC 50/60 Hz with the 8kV rated impulse withstand voltage. | Width | 105mm
| 48 | Circuit Breakers and Fuses | Circuit Breakers | Motor Protection Circuit Breakers | CIRCUIT BREAKER VIGICOMPACT NSX100F MICROLOGIC 2.2 100A 3P | 2215763 | LV429825 | SCHNEIDER ELECTRIC | 18700 | https://pim-kvc.soneparsea.com:3443/PictureServer/default.aspx/schneider-LV429825_Image1.jpg?A3889C9397807479A2A1C7A8BAA5959DB4AAC6729E8D6466897D867AB1809D95B7AA8573BCA797 | https://pim-kvc.soneparsea.com:3443/PictureServer/default.aspx/SCHNEIDER-LV429825.pdf?A3889C9397807479A2A1A7889A85757D948AA6729E8D6466897D867A80A7949A | CIRCUIT BREAKER VIGICOMPACT NSX100F MICROLOGIC 2.2 100A 3P 3D | This is 3P 3t Compact NSX circuit breaker. The rated insulation voltage is 800 V AC 50/60 Hz with the 8kV rated impulse withstand voltage. | Depth | 86mm
| 49 | Circuit Breakers and Fuses | Circuit Breakers | Motor Protection Circuit Breakers | CIRCUIT BREAKER VIGICOMPACT NSX160F MICROLOGIC 2.2 150A 3P | 2215764 | LV430985 | SCHNEIDER ELECTRIC | 19400 | https://pim-kvc.soneparsea.com:3443/PictureServer/default.aspx/schneider-LV430985_Image1.jpg?A3889C9397807479A2A1C7A8BAA5959DB4AAC6729E8D6467807E8C7AB1809D95B7AA8573BCA797 | https://pim-kvc.soneparsea.com:3443/PictureServer/default.aspx/SCHNEIDER-LV430985.pdf?A3889C9397807479A2A1A7889A85757D948AA6729E8D6467807E8C7A80A7949A | CIRCUIT BREAKER VIGICOMPACT NSX160F MICROLOGIC 2.2 150A 3P 3D | ComPact NSX is a full range of high performance molded case circuit breakers (MCCB) in 2 frame sizes designed to meet your needs from thermal-magnetic to advanced MicroLogic trip units. This range features integrated earth leakage protection. It meets IEC/EN 60947-1 and 2, IEC 60068-2-30 for type 2 tropicalisation, CCC, EAC and other local certifications and is compliant with specifications of marine classification companies: Bureau Veritas, Lloyd’s Register of Shipping, DetNorske Veritas and RINA. | Overload release current setting | 70...150A
| 49 | Circuit Breakers and Fuses | Circuit Breakers | Motor Protection Circuit Breakers | CIRCUIT BREAKER VIGICOMPACT NSX160F MICROLOGIC 2.2 150A 3P | 2215764 | LV430985 | SCHNEIDER ELECTRIC | 19400 | https://pim-kvc.soneparsea.com:3443/PictureServer/default.aspx/schneider-LV430985_Image1.jpg?A3889C9397807479A2A1C7A8BAA5959DB4AAC6729E8D6467807E8C7AB1809D95B7AA8573BCA797 | https://pim-kvc.soneparsea.com:3443/PictureServer/default.aspx/SCHNEIDER-LV430985.pdf?A3889C9397807479A2A1A7889A85757D948AA6729E8D6467807E8C7A80A7949A | CIRCUIT BREAKER VIGICOMPACT NSX160F MICROLOGIC 2.2 150A 3P 3D | ComPact NSX is a full range of high performance molded case circuit breakers (MCCB) in 2 frame sizes designed to meet your needs from thermal-magnetic to advanced MicroLogic trip units. This range features integrated earth leakage protection. It meets IEC/EN 60947-1 and 2, IEC 60068-2-30 for type 2 tropicalisation, CCC, EAC and other local certifications and is compliant with specifications of marine classification companies: Bureau Veritas, Lloyd’s Register of Shipping, DetNorske Veritas and RINA. | Adjustment range undelayed short-circuit release | 2250...2250A
| 49 | Circuit Breakers and Fuses | Circuit Breakers | Motor Protection Circuit Breakers | CIRCUIT BREAKER VIGICOMPACT NSX160F MICROLOGIC 2.2 150A 3P | 2215764 | LV430985 | SCHNEIDER ELECTRIC | 19400 | https://pim-kvc.soneparsea.com:3443/PictureServer/default.aspx/schneider-LV430985_Image1.jpg?A3889C9397807479A2A1C7A8BAA5959DB4AAC6729E8D6467807E8C7AB1809D95B7AA8573BCA797 | https://pim-kvc.soneparsea.com:3443/PictureServer/default.aspx/SCHNEIDER-LV430985.pdf?A3889C9397807479A2A1A7889A85757D948AA6729E8D6467807E8C7A80A7949A | CIRCUIT BREAKER VIGICOMPACT NSX160F MICROLOGIC 2.2 150A 3P 3D | ComPact NSX is a full range of high performance molded case circuit breakers (MCCB) in 2 frame sizes designed to meet your needs from thermal-magnetic to advanced MicroLogic trip units. This range features integrated earth leakage protection. It meets IEC/EN 60947-1 and 2, IEC 60068-2-30 for type 2 tropicalisation, CCC, EAC and other local certifications and is compliant with specifications of marine classification companies: Bureau Veritas, Lloyd’s Register of Shipping, DetNorske Veritas and RINA. | With thermal protection | yes
| 49 | Circuit Breakers and Fuses | Circuit Breakers | Motor Protection Circuit Breakers | CIRCUIT BREAKER VIGICOMPACT NSX160F MICROLOGIC 2.2 150A 3P | 2215764 | LV430985 | SCHNEIDER ELECTRIC | 19400 | https://pim-kvc.soneparsea.com:3443/PictureServer/default.aspx/schneider-LV430985_Image1.jpg?A3889C9397807479A2A1C7A8BAA5959DB4AAC6729E8D6467807E8C7AB1809D95B7AA8573BCA797 | https://pim-kvc.soneparsea.com:3443/PictureServer/default.aspx/SCHNEIDER-LV430985.pdf?A3889C9397807479A2A1A7889A85757D948AA6729E8D6467807E8C7A80A7949A | CIRCUIT BREAKER VIGICOMPACT NSX160F MICROLOGIC 2.2 150A 3P 3D | ComPact NSX is a full range of high performance molded case circuit breakers (MCCB) in 2 frame sizes designed to meet your needs from thermal-magnetic to advanced MicroLogic trip units. This range features integrated earth leakage protection. It meets IEC/EN 60947-1 and 2, IEC 60068-2-30 for type 2 tropicalisation, CCC, EAC and other local certifications and is compliant with specifications of marine classification companies: Bureau Veritas, Lloyd’s Register of Shipping, DetNorske Veritas and RINA. | Phase failure sensitive | yes
| 49 | Circuit Breakers and Fuses | Circuit Breakers | Motor Protection Circuit Breakers | CIRCUIT BREAKER VIGICOMPACT NSX160F MICROLOGIC 2.2 150A 3P | 2215764 | LV430985 | SCHNEIDER ELECTRIC | 19400 | https://pim-kvc.soneparsea.com:3443/PictureServer/default.aspx/schneider-LV430985_Image1.jpg?A3889C9397807479A2A1C7A8BAA5959DB4AAC6729E8D6467807E8C7AB1809D95B7AA8573BCA797 | https://pim-kvc.soneparsea.com:3443/PictureServer/default.aspx/SCHNEIDER-LV430985.pdf?A3889C9397807479A2A1A7889A85757D948AA6729E8D6467807E8C7A80A7949A | CIRCUIT BREAKER VIGICOMPACT NSX160F MICROLOGIC 2.2 150A 3P 3D | ComPact NSX is a full range of high performance molded case circuit breakers (MCCB) in 2 frame sizes designed to meet your needs from thermal-magnetic to advanced MicroLogic trip units. This range features integrated earth leakage protection. It meets IEC/EN 60947-1 and 2, IEC 60068-2-30 for type 2 tropicalisation, CCC, EAC and other local certifications and is compliant with specifications of marine classification companies: Bureau Veritas, Lloyd’s Register of Shipping, DetNorske Veritas and RINA. | Switch off technique | Electronic
| 49 | Circuit Breakers and Fuses | Circuit Breakers | Motor Protection Circuit Breakers | CIRCUIT BREAKER VIGICOMPACT NSX160F MICROLOGIC 2.2 150A 3P | 2215764 | LV430985 | SCHNEIDER ELECTRIC | 19400 | https://pim-kvc.soneparsea.com:3443/PictureServer/default.aspx/schneider-LV430985_Image1.jpg?A3889C9397807479A2A1C7A8BAA5959DB4AAC6729E8D6467807E8C7AB1809D95B7AA8573BCA797 | https://pim-kvc.soneparsea.com:3443/PictureServer/default.aspx/SCHNEIDER-LV430985.pdf?A3889C9397807479A2A1A7889A85757D948AA6729E8D6467807E8C7A80A7949A | CIRCUIT BREAKER VIGICOMPACT NSX160F MICROLOGIC 2.2 150A 3P 3D | ComPact NSX is a full range of high performance molded case circuit breakers (MCCB) in 2 frame sizes designed to meet your needs from thermal-magnetic to advanced MicroLogic trip units. This range features integrated earth leakage protection. It meets IEC/EN 60947-1 and 2, IEC 60068-2-30 for type 2 tropicalisation, CCC, EAC and other local certifications and is compliant with specifications of marine classification companies: Bureau Veritas, Lloyd’s Register of Shipping, DetNorske Veritas and RINA. | Rated operating voltage | 220...690V
| 49 | Circuit Breakers and Fuses | Circuit Breakers | Motor Protection Circuit Breakers | CIRCUIT BREAKER VIGICOMPACT NSX160F MICROLOGIC 2.2 150A 3P | 2215764 | LV430985 | SCHNEIDER ELECTRIC | 19400 | https://pim-kvc.soneparsea.com:3443/PictureServer/default.aspx/schneider-LV430985_Image1.jpg?A3889C9397807479A2A1C7A8BAA5959DB4AAC6729E8D6467807E8C7AB1809D95B7AA8573BCA797 | https://pim-kvc.soneparsea.com:3443/PictureServer/default.aspx/SCHNEIDER-LV430985.pdf?A3889C9397807479A2A1A7889A85757D948AA6729E8D6467807E8C7A80A7949A | CIRCUIT BREAKER VIGICOMPACT NSX160F MICROLOGIC 2.2 150A 3P 3D | ComPact NSX is a full range of high performance molded case circuit breakers (MCCB) in 2 frame sizes designed to meet your needs from thermal-magnetic to advanced MicroLogic trip units. This range features integrated earth leakage protection. It meets IEC/EN 60947-1 and 2, IEC 60068-2-30 for type 2 tropicalisation, CCC, EAC and other local certifications and is compliant with specifications of marine classification companies: Bureau Veritas, Lloyd’s Register of Shipping, DetNorske Veritas and RINA. | Rated permanent current Iu | 150A
| 49 | Circuit Breakers and Fuses | Circuit Breakers | Motor Protection Circuit Breakers | CIRCUIT BREAKER VIGICOMPACT NSX160F MICROLOGIC 2.2 150A 3P | 2215764 | LV430985 | SCHNEIDER ELECTRIC | 19400 | https://pim-kvc.soneparsea.com:3443/PictureServer/default.aspx/schneider-LV430985_Image1.jpg?A3889C9397807479A2A1C7A8BAA5959DB4AAC6729E8D6467807E8C7AB1809D95B7AA8573BCA797 | https://pim-kvc.soneparsea.com:3443/PictureServer/default.aspx/SCHNEIDER-LV430985.pdf?A3889C9397807479A2A1A7889A85757D948AA6729E8D6467807E8C7A80A7949A | CIRCUIT BREAKER VIGICOMPACT NSX160F MICROLOGIC 2.2 150A 3P 3D | ComPact NSX is a full range of high performance molded case circuit breakers (MCCB) in 2 frame sizes designed to meet your needs from thermal-magnetic to advanced MicroLogic trip units. This range features integrated earth leakage protection. It meets IEC/EN 60947-1 and 2, IEC 60068-2-30 for type 2 tropicalisation, CCC, EAC and other local certifications and is compliant with specifications of marine classification companies: Bureau Veritas, Lloyd’s Register of Shipping, DetNorske Veritas and RINA. | Type of electrical connection of main circuit | Screw connection
| 49 | Circuit Breakers and Fuses | Circuit Breakers | Motor Protection Circuit Breakers | CIRCUIT BREAKER VIGICOMPACT NSX160F MICROLOGIC 2.2 150A 3P | 2215764 | LV430985 | SCHNEIDER ELECTRIC | 19400 | https://pim-kvc.soneparsea.com:3443/PictureServer/default.aspx/schneider-LV430985_Image1.jpg?A3889C9397807479A2A1C7A8BAA5959DB4AAC6729E8D6467807E8C7AB1809D95B7AA8573BCA797 | https://pim-kvc.soneparsea.com:3443/PictureServer/default.aspx/SCHNEIDER-LV430985.pdf?A3889C9397807479A2A1A7889A85757D948AA6729E8D6467807E8C7A80A7949A | CIRCUIT BREAKER VIGICOMPACT NSX160F MICROLOGIC 2.2 150A 3P 3D | ComPact NSX is a full range of high performance molded case circuit breakers (MCCB) in 2 frame sizes designed to meet your needs from thermal-magnetic to advanced MicroLogic trip units. This range features integrated earth leakage protection. It meets IEC/EN 60947-1 and 2, IEC 60068-2-30 for type 2 tropicalisation, CCC, EAC and other local certifications and is compliant with specifications of marine classification companies: Bureau Veritas, Lloyd’s Register of Shipping, DetNorske Veritas and RINA. | Type of control element | Other
| 49 | Circuit Breakers and Fuses | Circuit Breakers | Motor Protection Circuit Breakers | CIRCUIT BREAKER VIGICOMPACT NSX160F MICROLOGIC 2.2 150A 3P | 2215764 | LV430985 | SCHNEIDER ELECTRIC | 19400 | https://pim-kvc.soneparsea.com:3443/PictureServer/default.aspx/schneider-LV430985_Image1.jpg?A3889C9397807479A2A1C7A8BAA5959DB4AAC6729E8D6467807E8C7AB1809D95B7AA8573BCA797 | https://pim-kvc.soneparsea.com:3443/PictureServer/default.aspx/SCHNEIDER-LV430985.pdf?A3889C9397807479A2A1A7889A85757D948AA6729E8D6467807E8C7A80A7949A | CIRCUIT BREAKER VIGICOMPACT NSX160F MICROLOGIC 2.2 150A 3P 3D | ComPact NSX is a full range of high performance molded case circuit breakers (MCCB) in 2 frame sizes designed to meet your needs from thermal-magnetic to advanced MicroLogic trip units. This range features integrated earth leakage protection. It meets IEC/EN 60947-1 and 2, IEC 60068-2-30 for type 2 tropicalisation, CCC, EAC and other local certifications and is compliant with specifications of marine classification companies: Bureau Veritas, Lloyd’s Register of Shipping, DetNorske Veritas and RINA. | Device construction | Built-in device fixed built-in technique
| 49 | Circuit Breakers and Fuses | Circuit Breakers | Motor Protection Circuit Breakers | CIRCUIT BREAKER VIGICOMPACT NSX160F MICROLOGIC 2.2 150A 3P | 2215764 | LV430985 | SCHNEIDER ELECTRIC | 19400 | https://pim-kvc.soneparsea.com:3443/PictureServer/default.aspx/schneider-LV430985_Image1.jpg?A3889C9397807479A2A1C7A8BAA5959DB4AAC6729E8D6467807E8C7AB1809D95B7AA8573BCA797 | https://pim-kvc.soneparsea.com:3443/PictureServer/default.aspx/SCHNEIDER-LV430985.pdf?A3889C9397807479A2A1A7889A85757D948AA6729E8D6467807E8C7A80A7949A | CIRCUIT BREAKER VIGICOMPACT NSX160F MICROLOGIC 2.2 150A 3P 3D | ComPact NSX is a full range of high performance molded case circuit breakers (MCCB) in 2 frame sizes designed to meet your needs from thermal-magnetic to advanced MicroLogic trip units. This range features integrated earth leakage protection. It meets IEC/EN 60947-1 and 2, IEC 60068-2-30 for type 2 tropicalisation, CCC, EAC and other local certifications and is compliant with specifications of marine classification companies: Bureau Veritas, Lloyd’s Register of Shipping, DetNorske Veritas and RINA. | With integrated auxiliary switch | no
| 49 | Circuit Breakers and Fuses | Circuit Breakers | Motor Protection Circuit Breakers | CIRCUIT BREAKER VIGICOMPACT NSX160F MICROLOGIC 2.2 150A 3P | 2215764 | LV430985 | SCHNEIDER ELECTRIC | 19400 | https://pim-kvc.soneparsea.com:3443/PictureServer/default.aspx/schneider-LV430985_Image1.jpg?A3889C9397807479A2A1C7A8BAA5959DB4AAC6729E8D6467807E8C7AB1809D95B7AA8573BCA797 | https://pim-kvc.soneparsea.com:3443/PictureServer/default.aspx/SCHNEIDER-LV430985.pdf?A3889C9397807479A2A1A7889A85757D948AA6729E8D6467807E8C7A80A7949A | CIRCUIT BREAKER VIGICOMPACT NSX160F MICROLOGIC 2.2 150A 3P 3D | ComPact NSX is a full range of high performance molded case circuit breakers (MCCB) in 2 frame sizes designed to meet your needs from thermal-magnetic to advanced MicroLogic trip units. This range features integrated earth leakage protection. It meets IEC/EN 60947-1 and 2, IEC 60068-2-30 for type 2 tropicalisation, CCC, EAC and other local certifications and is compliant with specifications of marine classification companies: Bureau Veritas, Lloyd’s Register of Shipping, DetNorske Veritas and RINA. | With integrated under voltage release | no
| 49 | Circuit Breakers and Fuses | Circuit Breakers | Motor Protection Circuit Breakers | CIRCUIT BREAKER VIGICOMPACT NSX160F MICROLOGIC 2.2 150A 3P | 2215764 | LV430985 | SCHNEIDER ELECTRIC | 19400 | https://pim-kvc.soneparsea.com:3443/PictureServer/default.aspx/schneider-LV430985_Image1.jpg?A3889C9397807479A2A1C7A8BAA5959DB4AAC6729E8D6467807E8C7AB1809D95B7AA8573BCA797 | https://pim-kvc.soneparsea.com:3443/PictureServer/default.aspx/SCHNEIDER-LV430985.pdf?A3889C9397807479A2A1A7889A85757D948AA6729E8D6467807E8C7A80A7949A | CIRCUIT BREAKER VIGICOMPACT NSX160F MICROLOGIC 2.2 150A 3P 3D | ComPact NSX is a full range of high performance molded case circuit breakers (MCCB) in 2 frame sizes designed to meet your needs from thermal-magnetic to advanced MicroLogic trip units. This range features integrated earth leakage protection. It meets IEC/EN 60947-1 and 2, IEC 60068-2-30 for type 2 tropicalisation, CCC, EAC and other local certifications and is compliant with specifications of marine classification companies: Bureau Veritas, Lloyd’s Register of Shipping, DetNorske Veritas and RINA. | Number of poles | 3
| 49 | Circuit Breakers and Fuses | Circuit Breakers | Motor Protection Circuit Breakers | CIRCUIT BREAKER VIGICOMPACT NSX160F MICROLOGIC 2.2 150A 3P | 2215764 | LV430985 | SCHNEIDER ELECTRIC | 19400 | https://pim-kvc.soneparsea.com:3443/PictureServer/default.aspx/schneider-LV430985_Image1.jpg?A3889C9397807479A2A1C7A8BAA5959DB4AAC6729E8D6467807E8C7AB1809D95B7AA8573BCA797 | https://pim-kvc.soneparsea.com:3443/PictureServer/default.aspx/SCHNEIDER-LV430985.pdf?A3889C9397807479A2A1A7889A85757D948AA6729E8D6467807E8C7A80A7949A | CIRCUIT BREAKER VIGICOMPACT NSX160F MICROLOGIC 2.2 150A 3P 3D | ComPact NSX is a full range of high performance molded case circuit breakers (MCCB) in 2 frame sizes designed to meet your needs from thermal-magnetic to advanced MicroLogic trip units. This range features integrated earth leakage protection. It meets IEC/EN 60947-1 and 2, IEC 60068-2-30 for type 2 tropicalisation, CCC, EAC and other local certifications and is compliant with specifications of marine classification companies: Bureau Veritas, Lloyd’s Register of Shipping, DetNorske Veritas and RINA. | Rated short-circuit breaking capacity lcu at 400 V, AC | 36kA
| 49 | Circuit Breakers and Fuses | Circuit Breakers | Motor Protection Circuit Breakers | CIRCUIT BREAKER VIGICOMPACT NSX160F MICROLOGIC 2.2 150A 3P | 2215764 | LV430985 | SCHNEIDER ELECTRIC | 19400 | https://pim-kvc.soneparsea.com:3443/PictureServer/default.aspx/schneider-LV430985_Image1.jpg?A3889C9397807479A2A1C7A8BAA5959DB4AAC6729E8D6467807E8C7AB1809D95B7AA8573BCA797 | https://pim-kvc.soneparsea.com:3443/PictureServer/default.aspx/SCHNEIDER-LV430985.pdf?A3889C9397807479A2A1A7889A85757D948AA6729E8D6467807E8C7A80A7949A | CIRCUIT BREAKER VIGICOMPACT NSX160F MICROLOGIC 2.2 150A 3P 3D | ComPact NSX is a full range of high performance molded case circuit breakers (MCCB) in 2 frame sizes designed to meet your needs from thermal-magnetic to advanced MicroLogic trip units. This range features integrated earth leakage protection. It meets IEC/EN 60947-1 and 2, IEC 60068-2-30 for type 2 tropicalisation, CCC, EAC and other local certifications and is compliant with specifications of marine classification companies: Bureau Veritas, Lloyd’s Register of Shipping, DetNorske Veritas and RINA. | Degree of protection (IP) | IP30
| 49 | Circuit Breakers and Fuses | Circuit Breakers | Motor Protection Circuit Breakers | CIRCUIT BREAKER VIGICOMPACT NSX160F MICROLOGIC 2.2 150A 3P | 2215764 | LV430985 | SCHNEIDER ELECTRIC | 19400 | https://pim-kvc.soneparsea.com:3443/PictureServer/default.aspx/schneider-LV430985_Image1.jpg?A3889C9397807479A2A1C7A8BAA5959DB4AAC6729E8D6467807E8C7AB1809D95B7AA8573BCA797 | https://pim-kvc.soneparsea.com:3443/PictureServer/default.aspx/SCHNEIDER-LV430985.pdf?A3889C9397807479A2A1A7889A85757D948AA6729E8D6467807E8C7A80A7949A | CIRCUIT BREAKER VIGICOMPACT NSX160F MICROLOGIC 2.2 150A 3P 3D | ComPact NSX is a full range of high performance molded case circuit breakers (MCCB) in 2 frame sizes designed to meet your needs from thermal-magnetic to advanced MicroLogic trip units. This range features integrated earth leakage protection. It meets IEC/EN 60947-1 and 2, IEC 60068-2-30 for type 2 tropicalisation, CCC, EAC and other local certifications and is compliant with specifications of marine classification companies: Bureau Veritas, Lloyd’s Register of Shipping, DetNorske Veritas and RINA. | Height | 161mm
| 49 | Circuit Breakers and Fuses | Circuit Breakers | Motor Protection Circuit Breakers | CIRCUIT BREAKER VIGICOMPACT NSX160F MICROLOGIC 2.2 150A 3P | 2215764 | LV430985 | SCHNEIDER ELECTRIC | 19400 | https://pim-kvc.soneparsea.com:3443/PictureServer/default.aspx/schneider-LV430985_Image1.jpg?A3889C9397807479A2A1C7A8BAA5959DB4AAC6729E8D6467807E8C7AB1809D95B7AA8573BCA797 | https://pim-kvc.soneparsea.com:3443/PictureServer/default.aspx/SCHNEIDER-LV430985.pdf?A3889C9397807479A2A1A7889A85757D948AA6729E8D6467807E8C7A80A7949A | CIRCUIT BREAKER VIGICOMPACT NSX160F MICROLOGIC 2.2 150A 3P 3D | ComPact NSX is a full range of high performance molded case circuit breakers (MCCB) in 2 frame sizes designed to meet your needs from thermal-magnetic to advanced MicroLogic trip units. This range features integrated earth leakage protection. It meets IEC/EN 60947-1 and 2, IEC 60068-2-30 for type 2 tropicalisation, CCC, EAC and other local certifications and is compliant with specifications of marine classification companies: Bureau Veritas, Lloyd’s Register of Shipping, DetNorske Veritas and RINA. | Width | 105mm
| 49 | Circuit Breakers and Fuses | Circuit Breakers | Motor Protection Circuit Breakers | CIRCUIT BREAKER VIGICOMPACT NSX160F MICROLOGIC 2.2 150A 3P | 2215764 | LV430985 | SCHNEIDER ELECTRIC | 19400 | https://pim-kvc.soneparsea.com:3443/PictureServer/default.aspx/schneider-LV430985_Image1.jpg?A3889C9397807479A2A1C7A8BAA5959DB4AAC6729E8D6467807E8C7AB1809D95B7AA8573BCA797 | https://pim-kvc.soneparsea.com:3443/PictureServer/default.aspx/SCHNEIDER-LV430985.pdf?A3889C9397807479A2A1A7889A85757D948AA6729E8D6467807E8C7A80A7949A | CIRCUIT BREAKER VIGICOMPACT NSX160F MICROLOGIC 2.2 150A 3P 3D | ComPact NSX is a full range of high performance molded case circuit breakers (MCCB) in 2 frame sizes designed to meet your needs from thermal-magnetic to advanced MicroLogic trip units. This range features integrated earth leakage protection. It meets IEC/EN 60947-1 and 2, IEC 60068-2-30 for type 2 tropicalisation, CCC, EAC and other local certifications and is compliant with specifications of marine classification companies: Bureau Veritas, Lloyd’s Register of Shipping, DetNorske Veritas and RINA. | Depth | 86mm
| 50 | Circuit Breakers and Fuses | Circuit Breakers | Motor Protection Circuit Breakers | TESYS DECA CIRCUIT BREAKER THERMAL-MAGNETIC 70-80A | 2391079 | GV3P80 | SCHNEIDER ELECTRIC | 13200 | https://pim-kvc.soneparsea.com:3443/PictureServer/default.aspx/schneider-gv3p73_Image1.jpg?A3889C9397807479A2A1C7A8BAA5959DB4AAC672B9AD63A48778B38EBF9897998173BEB5B9 | https://pim-kvc.soneparsea.com:3443/PictureServer/default.aspx/schneider-gv3p80_Datasheet1.pdf?A3889C9397807479A2A1C7A8BAA5959DB4AAC672B9AD63A48875B389B3AB91A7B8AAB9B98365A098B6 | TESYS DECA CIRCUIT BREAKER THERMAL-MAGNETIC 70-80A | This 3 poles AC TeSys GV3 uses thermal-magnetic trip unit tecnology for application with motors. It meets IP20 conforming to IEC 60529. | Overload release current setting | 70...80A
| 50 | Circuit Breakers and Fuses | Circuit Breakers | Motor Protection Circuit Breakers | TESYS DECA CIRCUIT BREAKER THERMAL-MAGNETIC 70-80A | 2391079 | GV3P80 | SCHNEIDER ELECTRIC | 13200 | https://pim-kvc.soneparsea.com:3443/PictureServer/default.aspx/schneider-gv3p73_Image1.jpg?A3889C9397807479A2A1C7A8BAA5959DB4AAC672B9AD63A48778B38EBF9897998173BEB5B9 | https://pim-kvc.soneparsea.com:3443/PictureServer/default.aspx/schneider-gv3p80_Datasheet1.pdf?A3889C9397807479A2A1C7A8BAA5959DB4AAC672B9AD63A48875B389B3AB91A7B8AAB9B98365A098B6 | TESYS DECA CIRCUIT BREAKER THERMAL-MAGNETIC 70-80A | This 3 poles AC TeSys GV3 uses thermal-magnetic trip unit tecnology for application with motors. It meets IP20 conforming to IEC 60529. | Rated operating voltage | 690...690V
| 50 | Circuit Breakers and Fuses | Circuit Breakers | Motor Protection Circuit Breakers | TESYS DECA CIRCUIT BREAKER THERMAL-MAGNETIC 70-80A | 2391079 | GV3P80 | SCHNEIDER ELECTRIC | 13200 | https://pim-kvc.soneparsea.com:3443/PictureServer/default.aspx/schneider-gv3p73_Image1.jpg?A3889C9397807479A2A1C7A8BAA5959DB4AAC672B9AD63A48778B38EBF9897998173BEB5B9 | https://pim-kvc.soneparsea.com:3443/PictureServer/default.aspx/schneider-gv3p80_Datasheet1.pdf?A3889C9397807479A2A1C7A8BAA5959DB4AAC672B9AD63A48875B389B3AB91A7B8AAB9B98365A098B6 | TESYS DECA CIRCUIT BREAKER THERMAL-MAGNETIC 70-80A | This 3 poles AC TeSys GV3 uses thermal-magnetic trip unit tecnology for application with motors. It meets IP20 conforming to IEC 60529. | Rated operation power at AC-3, 400 V | 45kW
| 50 | Circuit Breakers and Fuses | Circuit Breakers | Motor Protection Circuit Breakers | TESYS DECA CIRCUIT BREAKER THERMAL-MAGNETIC 70-80A | 2391079 | GV3P80 | SCHNEIDER ELECTRIC | 13200 | https://pim-kvc.soneparsea.com:3443/PictureServer/default.aspx/schneider-gv3p73_Image1.jpg?A3889C9397807479A2A1C7A8BAA5959DB4AAC672B9AD63A48778B38EBF9897998173BEB5B9 | https://pim-kvc.soneparsea.com:3443/PictureServer/default.aspx/schneider-gv3p80_Datasheet1.pdf?A3889C9397807479A2A1C7A8BAA5959DB4AAC672B9AD63A48875B389B3AB91A7B8AAB9B98365A098B6 | TESYS DECA CIRCUIT BREAKER THERMAL-MAGNETIC 70-80A | This 3 poles AC TeSys GV3 uses thermal-magnetic trip unit tecnology for application with motors. It meets IP20 conforming to IEC 60529. | Number of poles | 3
| 50 | Circuit Breakers and Fuses | Circuit Breakers | Motor Protection Circuit Breakers | TESYS DECA CIRCUIT BREAKER THERMAL-MAGNETIC 70-80A | 2391079 | GV3P80 | SCHNEIDER ELECTRIC | 13200 | https://pim-kvc.soneparsea.com:3443/PictureServer/default.aspx/schneider-gv3p73_Image1.jpg?A3889C9397807479A2A1C7A8BAA5959DB4AAC672B9AD63A48778B38EBF9897998173BEB5B9 | https://pim-kvc.soneparsea.com:3443/PictureServer/default.aspx/schneider-gv3p80_Datasheet1.pdf?A3889C9397807479A2A1C7A8BAA5959DB4AAC672B9AD63A48875B389B3AB91A7B8AAB9B98365A098B6 | TESYS DECA CIRCUIT BREAKER THERMAL-MAGNETIC 70-80A | This 3 poles AC TeSys GV3 uses thermal-magnetic trip unit tecnology for application with motors. It meets IP20 conforming to IEC 60529. | Rated short-circuit breaking capacity lcu at 400 V, AC | 50kA
| 50 | Circuit Breakers and Fuses | Circuit Breakers | Motor Protection Circuit Breakers | TESYS DECA CIRCUIT BREAKER THERMAL-MAGNETIC 70-80A | 2391079 | GV3P80 | SCHNEIDER ELECTRIC | 13200 | https://pim-kvc.soneparsea.com:3443/PictureServer/default.aspx/schneider-gv3p73_Image1.jpg?A3889C9397807479A2A1C7A8BAA5959DB4AAC672B9AD63A48778B38EBF9897998173BEB5B9 | https://pim-kvc.soneparsea.com:3443/PictureServer/default.aspx/schneider-gv3p80_Datasheet1.pdf?A3889C9397807479A2A1C7A8BAA5959DB4AAC672B9AD63A48875B389B3AB91A7B8AAB9B98365A098B6 | TESYS DECA CIRCUIT BREAKER THERMAL-MAGNETIC 70-80A | This 3 poles AC TeSys GV3 uses thermal-magnetic trip unit tecnology for application with motors. It meets IP20 conforming to IEC 60529. | Degree of protection (IP) | IP20
| 50 | Circuit Breakers and Fuses | Circuit Breakers | Motor Protection Circuit Breakers | TESYS DECA CIRCUIT BREAKER THERMAL-MAGNETIC 70-80A | 2391079 | GV3P80 | SCHNEIDER ELECTRIC | 13200 | https://pim-kvc.soneparsea.com:3443/PictureServer/default.aspx/schneider-gv3p73_Image1.jpg?A3889C9397807479A2A1C7A8BAA5959DB4AAC672B9AD63A48778B38EBF9897998173BEB5B9 | https://pim-kvc.soneparsea.com:3443/PictureServer/default.aspx/schneider-gv3p80_Datasheet1.pdf?A3889C9397807479A2A1C7A8BAA5959DB4AAC672B9AD63A48875B389B3AB91A7B8AAB9B98365A098B6 | TESYS DECA CIRCUIT BREAKER THERMAL-MAGNETIC 70-80A | This 3 poles AC TeSys GV3 uses thermal-magnetic trip unit tecnology for application with motors. It meets IP20 conforming to IEC 60529. | Overload release current setting | 70...80A
| 50 | Circuit Breakers and Fuses | Circuit Breakers | Motor Protection Circuit Breakers | TESYS DECA CIRCUIT BREAKER THERMAL-MAGNETIC 70-80A | 2391079 | GV3P80 | SCHNEIDER ELECTRIC | 13200 | https://pim-kvc.soneparsea.com:3443/PictureServer/default.aspx/schneider-gv3p73_Image1.jpg?A3889C9397807479A2A1C7A8BAA5959DB4AAC672B9AD63A48778B38EBF9897998173BEB5B9 | https://pim-kvc.soneparsea.com:3443/PictureServer/default.aspx/schneider-gv3p80_Datasheet1.pdf?A3889C9397807479A2A1C7A8BAA5959DB4AAC672B9AD63A48875B389B3AB91A7B8AAB9B98365A098B6 | TESYS DECA CIRCUIT BREAKER THERMAL-MAGNETIC 70-80A | This 3 poles AC TeSys GV3 uses thermal-magnetic trip unit tecnology for application with motors. It meets IP20 conforming to IEC 60529. | Rated operating voltage | 690...690V
| 50 | Circuit Breakers and Fuses | Circuit Breakers | Motor Protection Circuit Breakers | TESYS DECA CIRCUIT BREAKER THERMAL-MAGNETIC 70-80A | 2391079 | GV3P80 | SCHNEIDER ELECTRIC | 13200 | https://pim-kvc.soneparsea.com:3443/PictureServer/default.aspx/schneider-gv3p73_Image1.jpg?A3889C9397807479A2A1C7A8BAA5959DB4AAC672B9AD63A48778B38EBF9897998173BEB5B9 | https://pim-kvc.soneparsea.com:3443/PictureServer/default.aspx/schneider-gv3p80_Datasheet1.pdf?A3889C9397807479A2A1C7A8BAA5959DB4AAC672B9AD63A48875B389B3AB91A7B8AAB9B98365A098B6 | TESYS DECA CIRCUIT BREAKER THERMAL-MAGNETIC 70-80A | This 3 poles AC TeSys GV3 uses thermal-magnetic trip unit tecnology for application with motors. It meets IP20 conforming to IEC 60529. | Rated operation power at AC-3, 400 V | 45kW
| 50 | Circuit Breakers and Fuses | Circuit Breakers | Motor Protection Circuit Breakers | TESYS DECA CIRCUIT BREAKER THERMAL-MAGNETIC 70-80A | 2391079 | GV3P80 | SCHNEIDER ELECTRIC | 13200 | https://pim-kvc.soneparsea.com:3443/PictureServer/default.aspx/schneider-gv3p73_Image1.jpg?A3889C9397807479A2A1C7A8BAA5959DB4AAC672B9AD63A48778B38EBF9897998173BEB5B9 | https://pim-kvc.soneparsea.com:3443/PictureServer/default.aspx/schneider-gv3p80_Datasheet1.pdf?A3889C9397807479A2A1C7A8BAA5959DB4AAC672B9AD63A48875B389B3AB91A7B8AAB9B98365A098B6 | TESYS DECA CIRCUIT BREAKER THERMAL-MAGNETIC 70-80A | This 3 poles AC TeSys GV3 uses thermal-magnetic trip unit tecnology for application with motors. It meets IP20 conforming to IEC 60529. | Number of poles | 3
| 50 | Circuit Breakers and Fuses | Circuit Breakers | Motor Protection Circuit Breakers | TESYS DECA CIRCUIT BREAKER THERMAL-MAGNETIC 70-80A | 2391079 | GV3P80 | SCHNEIDER ELECTRIC | 13200 | https://pim-kvc.soneparsea.com:3443/PictureServer/default.aspx/schneider-gv3p73_Image1.jpg?A3889C9397807479A2A1C7A8BAA5959DB4AAC672B9AD63A48778B38EBF9897998173BEB5B9 | https://pim-kvc.soneparsea.com:3443/PictureServer/default.aspx/schneider-gv3p80_Datasheet1.pdf?A3889C9397807479A2A1C7A8BAA5959DB4AAC672B9AD63A48875B389B3AB91A7B8AAB9B98365A098B6 | TESYS DECA CIRCUIT BREAKER THERMAL-MAGNETIC 70-80A | This 3 poles AC TeSys GV3 uses thermal-magnetic trip unit tecnology for application with motors. It meets IP20 conforming to IEC 60529. | Rated short-circuit breaking capacity lcu at 400 V, AC | 50kA
| 50 | Circuit Breakers and Fuses | Circuit Breakers | Motor Protection Circuit Breakers | TESYS DECA CIRCUIT BREAKER THERMAL-MAGNETIC 70-80A | 2391079 | GV3P80 | SCHNEIDER ELECTRIC | 13200 | https://pim-kvc.soneparsea.com:3443/PictureServer/default.aspx/schneider-gv3p73_Image1.jpg?A3889C9397807479A2A1C7A8BAA5959DB4AAC672B9AD63A48778B38EBF9897998173BEB5B9 | https://pim-kvc.soneparsea.com:3443/PictureServer/default.aspx/schneider-gv3p80_Datasheet1.pdf?A3889C9397807479A2A1C7A8BAA5959DB4AAC672B9AD63A48875B389B3AB91A7B8AAB9B98365A098B6 | TESYS DECA CIRCUIT BREAKER THERMAL-MAGNETIC 70-80A | This 3 poles AC TeSys GV3 uses thermal-magnetic trip unit tecnology for application with motors. It meets IP20 conforming to IEC 60529. | Degree of protection (IP) | IP20
| 50 | Circuit Breakers and Fuses | Circuit Breakers | Motor Protection Circuit Breakers | TESYS DECA CIRCUIT BREAKER THERMAL-MAGNETIC 70-80A | 2391079 | GV3P80 | SCHNEIDER ELECTRIC | 13200 | https://pim-kvc.soneparsea.com:3443/PictureServer/default.aspx/schneider-gv3p73_Image1.jpg?A3889C9397807479A2A1C7A8BAA5959DB4AAC672B9AD63A48778B38EBF9897998173BEB5B9 | https://pim-kvc.soneparsea.com:3443/PictureServer/default.aspx/schneider-gv3p80_Datasheet1.pdf?A3889C9397807479A2A1C7A8BAA5959DB4AAC672B9AD63A48875B389B3AB91A7B8AAB9B98365A098B6 | TESYS DECA CIRCUIT BREAKER THERMAL-MAGNETIC 70-80A | This 3 poles AC TeSys GV3 uses thermal-magnetic trip unit tecnology for application with motors. It meets IP20 conforming to IEC 60529. | Overload release current setting | 70...80A
| 50 | Circuit Breakers and Fuses | Circuit Breakers | Motor Protection Circuit Breakers | TESYS DECA CIRCUIT BREAKER THERMAL-MAGNETIC 70-80A | 2391079 | GV3P80 | SCHNEIDER ELECTRIC | 13200 | https://pim-kvc.soneparsea.com:3443/PictureServer/default.aspx/schneider-gv3p73_Image1.jpg?A3889C9397807479A2A1C7A8BAA5959DB4AAC672B9AD63A48778B38EBF9897998173BEB5B9 | https://pim-kvc.soneparsea.com:3443/PictureServer/default.aspx/schneider-gv3p80_Datasheet1.pdf?A3889C9397807479A2A1C7A8BAA5959DB4AAC672B9AD63A48875B389B3AB91A7B8AAB9B98365A098B6 | TESYS DECA CIRCUIT BREAKER THERMAL-MAGNETIC 70-80A | This 3 poles AC TeSys GV3 uses thermal-magnetic trip unit tecnology for application with motors. It meets IP20 conforming to IEC 60529. | Rated operating voltage | 690...690V
| 50 | Circuit Breakers and Fuses | Circuit Breakers | Motor Protection Circuit Breakers | TESYS DECA CIRCUIT BREAKER THERMAL-MAGNETIC 70-80A | 2391079 | GV3P80 | SCHNEIDER ELECTRIC | 13200 | https://pim-kvc.soneparsea.com:3443/PictureServer/default.aspx/schneider-gv3p73_Image1.jpg?A3889C9397807479A2A1C7A8BAA5959DB4AAC672B9AD63A48778B38EBF9897998173BEB5B9 | https://pim-kvc.soneparsea.com:3443/PictureServer/default.aspx/schneider-gv3p80_Datasheet1.pdf?A3889C9397807479A2A1C7A8BAA5959DB4AAC672B9AD63A48875B389B3AB91A7B8AAB9B98365A098B6 | TESYS DECA CIRCUIT BREAKER THERMAL-MAGNETIC 70-80A | This 3 poles AC TeSys GV3 uses thermal-magnetic trip unit tecnology for application with motors. It meets IP20 conforming to IEC 60529. | Rated operation power at AC-3, 400 V | 45kW
| 50 | Circuit Breakers and Fuses | Circuit Breakers | Motor Protection Circuit Breakers | TESYS DECA CIRCUIT BREAKER THERMAL-MAGNETIC 70-80A | 2391079 | GV3P80 | SCHNEIDER ELECTRIC | 13200 | https://pim-kvc.soneparsea.com:3443/PictureServer/default.aspx/schneider-gv3p73_Image1.jpg?A3889C9397807479A2A1C7A8BAA5959DB4AAC672B9AD63A48778B38EBF9897998173BEB5B9 | https://pim-kvc.soneparsea.com:3443/PictureServer/default.aspx/schneider-gv3p80_Datasheet1.pdf?A3889C9397807479A2A1C7A8BAA5959DB4AAC672B9AD63A48875B389B3AB91A7B8AAB9B98365A098B6 | TESYS DECA CIRCUIT BREAKER THERMAL-MAGNETIC 70-80A | This 3 poles AC TeSys GV3 uses thermal-magnetic trip unit tecnology for application with motors. It meets IP20 conforming to IEC 60529. | Number of poles | 3
| 50 | Circuit Breakers and Fuses | Circuit Breakers | Motor Protection Circuit Breakers | TESYS DECA CIRCUIT BREAKER THERMAL-MAGNETIC 70-80A | 2391079 | GV3P80 | SCHNEIDER ELECTRIC | 13200 | https://pim-kvc.soneparsea.com:3443/PictureServer/default.aspx/schneider-gv3p73_Image1.jpg?A3889C9397807479A2A1C7A8BAA5959DB4AAC672B9AD63A48778B38EBF9897998173BEB5B9 | https://pim-kvc.soneparsea.com:3443/PictureServer/default.aspx/schneider-gv3p80_Datasheet1.pdf?A3889C9397807479A2A1C7A8BAA5959DB4AAC672B9AD63A48875B389B3AB91A7B8AAB9B98365A098B6 | TESYS DECA CIRCUIT BREAKER THERMAL-MAGNETIC 70-80A | This 3 poles AC TeSys GV3 uses thermal-magnetic trip unit tecnology for application with motors. It meets IP20 conforming to IEC 60529. | Rated short-circuit breaking capacity lcu at 400 V, AC | 50kA
| 50 | Circuit Breakers and Fuses | Circuit Breakers | Motor Protection Circuit Breakers | TESYS DECA CIRCUIT BREAKER THERMAL-MAGNETIC 70-80A | 2391079 | GV3P80 | SCHNEIDER ELECTRIC | 13200 | https://pim-kvc.soneparsea.com:3443/PictureServer/default.aspx/schneider-gv3p73_Image1.jpg?A3889C9397807479A2A1C7A8BAA5959DB4AAC672B9AD63A48778B38EBF9897998173BEB5B9 | https://pim-kvc.soneparsea.com:3443/PictureServer/default.aspx/schneider-gv3p80_Datasheet1.pdf?A3889C9397807479A2A1C7A8BAA5959DB4AAC672B9AD63A48875B389B3AB91A7B8AAB9B98365A098B6 | TESYS DECA CIRCUIT BREAKER THERMAL-MAGNETIC 70-80A | This 3 poles AC TeSys GV3 uses thermal-magnetic trip unit tecnology for application with motors. It meets IP20 conforming to IEC 60529. | Degree of protection (IP) | IP20
| 50 | Circuit Breakers and Fuses | Circuit Breakers | Motor Protection Circuit Breakers | TESYS DECA CIRCUIT BREAKER THERMAL-MAGNETIC 70-80A | 2391079 | GV3P80 | SCHNEIDER ELECTRIC | 13200 | https://pim-kvc.soneparsea.com:3443/PictureServer/default.aspx/schneider-gv3p73_Image1.jpg?A3889C9397807479A2A1C7A8BAA5959DB4AAC672B9AD63A48778B38EBF9897998173BEB5B9 | https://pim-kvc.soneparsea.com:3443/PictureServer/default.aspx/schneider-gv3p80_Datasheet1.pdf?A3889C9397807479A2A1C7A8BAA5959DB4AAC672B9AD63A48875B389B3AB91A7B8AAB9B98365A098B6 | TESYS DECA CIRCUIT BREAKER THERMAL-MAGNETIC 70-80A | This 3 poles AC TeSys GV3 uses thermal-magnetic trip unit tecnology for application with motors. It meets IP20 conforming to IEC 60529. | Overload release current setting | 70...80A
| 50 | Circuit Breakers and Fuses | Circuit Breakers | Motor Protection Circuit Breakers | TESYS DECA CIRCUIT BREAKER THERMAL-MAGNETIC 70-80A | 2391079 | GV3P80 | SCHNEIDER ELECTRIC | 13200 | https://pim-kvc.soneparsea.com:3443/PictureServer/default.aspx/schneider-gv3p73_Image1.jpg?A3889C9397807479A2A1C7A8BAA5959DB4AAC672B9AD63A48778B38EBF9897998173BEB5B9 | https://pim-kvc.soneparsea.com:3443/PictureServer/default.aspx/schneider-gv3p80_Datasheet1.pdf?A3889C9397807479A2A1C7A8BAA5959DB4AAC672B9AD63A48875B389B3AB91A7B8AAB9B98365A098B6 | TESYS DECA CIRCUIT BREAKER THERMAL-MAGNETIC 70-80A | This 3 poles AC TeSys GV3 uses thermal-magnetic trip unit tecnology for application with motors. It meets IP20 conforming to IEC 60529. | Rated operating voltage | 690...690V
| 50 | Circuit Breakers and Fuses | Circuit Breakers | Motor Protection Circuit Breakers | TESYS DECA CIRCUIT BREAKER THERMAL-MAGNETIC 70-80A | 2391079 | GV3P80 | SCHNEIDER ELECTRIC | 13200 | https://pim-kvc.soneparsea.com:3443/PictureServer/default.aspx/schneider-gv3p73_Image1.jpg?A3889C9397807479A2A1C7A8BAA5959DB4AAC672B9AD63A48778B38EBF9897998173BEB5B9 | https://pim-kvc.soneparsea.com:3443/PictureServer/default.aspx/schneider-gv3p80_Datasheet1.pdf?A3889C9397807479A2A1C7A8BAA5959DB4AAC672B9AD63A48875B389B3AB91A7B8AAB9B98365A098B6 | TESYS DECA CIRCUIT BREAKER THERMAL-MAGNETIC 70-80A | This 3 poles AC TeSys GV3 uses thermal-magnetic trip unit tecnology for application with motors. It meets IP20 conforming to IEC 60529. | Rated operation power at AC-3, 400 V | 45kW
| 50 | Circuit Breakers and Fuses | Circuit Breakers | Motor Protection Circuit Breakers | TESYS DECA CIRCUIT BREAKER THERMAL-MAGNETIC 70-80A | 2391079 | GV3P80 | SCHNEIDER ELECTRIC | 13200 | https://pim-kvc.soneparsea.com:3443/PictureServer/default.aspx/schneider-gv3p73_Image1.jpg?A3889C9397807479A2A1C7A8BAA5959DB4AAC672B9AD63A48778B38EBF9897998173BEB5B9 | https://pim-kvc.soneparsea.com:3443/PictureServer/default.aspx/schneider-gv3p80_Datasheet1.pdf?A3889C9397807479A2A1C7A8BAA5959DB4AAC672B9AD63A48875B389B3AB91A7B8AAB9B98365A098B6 | TESYS DECA CIRCUIT BREAKER THERMAL-MAGNETIC 70-80A | This 3 poles AC TeSys GV3 uses thermal-magnetic trip unit tecnology for application with motors. It meets IP20 conforming to IEC 60529. | Number of poles | 3
| 50 | Circuit Breakers and Fuses | Circuit Breakers | Motor Protection Circuit Breakers | TESYS DECA CIRCUIT BREAKER THERMAL-MAGNETIC 70-80A | 2391079 | GV3P80 | SCHNEIDER ELECTRIC | 13200 | https://pim-kvc.soneparsea.com:3443/PictureServer/default.aspx/schneider-gv3p73_Image1.jpg?A3889C9397807479A2A1C7A8BAA5959DB4AAC672B9AD63A48778B38EBF9897998173BEB5B9 | https://pim-kvc.soneparsea.com:3443/PictureServer/default.aspx/schneider-gv3p80_Datasheet1.pdf?A3889C9397807479A2A1C7A8BAA5959DB4AAC672B9AD63A48875B389B3AB91A7B8AAB9B98365A098B6 | TESYS DECA CIRCUIT BREAKER THERMAL-MAGNETIC 70-80A | This 3 poles AC TeSys GV3 uses thermal-magnetic trip unit tecnology for application with motors. It meets IP20 conforming to IEC 60529. | Rated short-circuit breaking capacity lcu at 400 V, AC | 50kA
| 50 | Circuit Breakers and Fuses | Circuit Breakers | Motor Protection Circuit Breakers | TESYS DECA CIRCUIT BREAKER THERMAL-MAGNETIC 70-80A | 2391079 | GV3P80 | SCHNEIDER ELECTRIC | 13200 | https://pim-kvc.soneparsea.com:3443/PictureServer/default.aspx/schneider-gv3p73_Image1.jpg?A3889C9397807479A2A1C7A8BAA5959DB4AAC672B9AD63A48778B38EBF9897998173BEB5B9 | https://pim-kvc.soneparsea.com:3443/PictureServer/default.aspx/schneider-gv3p80_Datasheet1.pdf?A3889C9397807479A2A1C7A8BAA5959DB4AAC672B9AD63A48875B389B3AB91A7B8AAB9B98365A098B6 | TESYS DECA CIRCUIT BREAKER THERMAL-MAGNETIC 70-80A | This 3 poles AC TeSys GV3 uses thermal-magnetic trip unit tecnology for application with motors. It meets IP20 conforming to IEC 60529. | Degree of protection (IP) | IP20
| 50 | Circuit Breakers and Fuses | Circuit Breakers | Motor Protection Circuit Breakers | TESYS DECA CIRCUIT BREAKER THERMAL-MAGNETIC 70-80A | 2391079 | GV3P80 | SCHNEIDER ELECTRIC | 13200 | https://pim-kvc.soneparsea.com:3443/PictureServer/default.aspx/schneider-gv3p73_Image1.jpg?A3889C9397807479A2A1C7A8BAA5959DB4AAC672B9AD63A48778B38EBF9897998173BEB5B9 | https://pim-kvc.soneparsea.com:3443/PictureServer/default.aspx/schneider-gv3p80_Datasheet1.pdf?A3889C9397807479A2A1C7A8BAA5959DB4AAC672B9AD63A48875B389B3AB91A7B8AAB9B98365A098B6 | TESYS DECA CIRCUIT BREAKER THERMAL-MAGNETIC 70-80A | This 3 poles AC TeSys GV3 uses thermal-magnetic trip unit tecnology for application with motors. It meets IP20 conforming to IEC 60529. | Overload release current setting | 70...80A
| 50 | Circuit Breakers and Fuses | Circuit Breakers | Motor Protection Circuit Breakers | TESYS DECA CIRCUIT BREAKER THERMAL-MAGNETIC 70-80A | 2391079 | GV3P80 | SCHNEIDER ELECTRIC | 13200 | https://pim-kvc.soneparsea.com:3443/PictureServer/default.aspx/schneider-gv3p73_Image1.jpg?A3889C9397807479A2A1C7A8BAA5959DB4AAC672B9AD63A48778B38EBF9897998173BEB5B9 | https://pim-kvc.soneparsea.com:3443/PictureServer/default.aspx/schneider-gv3p80_Datasheet1.pdf?A3889C9397807479A2A1C7A8BAA5959DB4AAC672B9AD63A48875B389B3AB91A7B8AAB9B98365A098B6 | TESYS DECA CIRCUIT BREAKER THERMAL-MAGNETIC 70-80A | This 3 poles AC TeSys GV3 uses thermal-magnetic trip unit tecnology for application with motors. It meets IP20 conforming to IEC 60529. | Rated operating voltage | 690...690V
| 50 | Circuit Breakers and Fuses | Circuit Breakers | Motor Protection Circuit Breakers | TESYS DECA CIRCUIT BREAKER THERMAL-MAGNETIC 70-80A | 2391079 | GV3P80 | SCHNEIDER ELECTRIC | 13200 | https://pim-kvc.soneparsea.com:3443/PictureServer/default.aspx/schneider-gv3p73_Image1.jpg?A3889C9397807479A2A1C7A8BAA5959DB4AAC672B9AD63A48778B38EBF9897998173BEB5B9 | https://pim-kvc.soneparsea.com:3443/PictureServer/default.aspx/schneider-gv3p80_Datasheet1.pdf?A3889C9397807479A2A1C7A8BAA5959DB4AAC672B9AD63A48875B389B3AB91A7B8AAB9B98365A098B6 | TESYS DECA CIRCUIT BREAKER THERMAL-MAGNETIC 70-80A | This 3 poles AC TeSys GV3 uses thermal-magnetic trip unit tecnology for application with motors. It meets IP20 conforming to IEC 60529. | Rated operation power at AC-3, 400 V | 45kW
| 50 | Circuit Breakers and Fuses | Circuit Breakers | Motor Protection Circuit Breakers | TESYS DECA CIRCUIT BREAKER THERMAL-MAGNETIC 70-80A | 2391079 | GV3P80 | SCHNEIDER ELECTRIC | 13200 | https://pim-kvc.soneparsea.com:3443/PictureServer/default.aspx/schneider-gv3p73_Image1.jpg?A3889C9397807479A2A1C7A8BAA5959DB4AAC672B9AD63A48778B38EBF9897998173BEB5B9 | https://pim-kvc.soneparsea.com:3443/PictureServer/default.aspx/schneider-gv3p80_Datasheet1.pdf?A3889C9397807479A2A1C7A8BAA5959DB4AAC672B9AD63A48875B389B3AB91A7B8AAB9B98365A098B6 | TESYS DECA CIRCUIT BREAKER THERMAL-MAGNETIC 70-80A | This 3 poles AC TeSys GV3 uses thermal-magnetic trip unit tecnology for application with motors. It meets IP20 conforming to IEC 60529. | Number of poles | 3
| 50 | Circuit Breakers and Fuses | Circuit Breakers | Motor Protection Circuit Breakers | TESYS DECA CIRCUIT BREAKER THERMAL-MAGNETIC 70-80A | 2391079 | GV3P80 | SCHNEIDER ELECTRIC | 13200 | https://pim-kvc.soneparsea.com:3443/PictureServer/default.aspx/schneider-gv3p73_Image1.jpg?A3889C9397807479A2A1C7A8BAA5959DB4AAC672B9AD63A48778B38EBF9897998173BEB5B9 | https://pim-kvc.soneparsea.com:3443/PictureServer/default.aspx/schneider-gv3p80_Datasheet1.pdf?A3889C9397807479A2A1C7A8BAA5959DB4AAC672B9AD63A48875B389B3AB91A7B8AAB9B98365A098B6 | TESYS DECA CIRCUIT BREAKER THERMAL-MAGNETIC 70-80A | This 3 poles AC TeSys GV3 uses thermal-magnetic trip unit tecnology for application with motors. It meets IP20 conforming to IEC 60529. | Rated short-circuit breaking capacity lcu at 400 V, AC | 50kA
| 50 | Circuit Breakers and Fuses | Circuit Breakers | Motor Protection Circuit Breakers | TESYS DECA CIRCUIT BREAKER THERMAL-MAGNETIC 70-80A | 2391079 | GV3P80 | SCHNEIDER ELECTRIC | 13200 | https://pim-kvc.soneparsea.com:3443/PictureServer/default.aspx/schneider-gv3p73_Image1.jpg?A3889C9397807479A2A1C7A8BAA5959DB4AAC672B9AD63A48778B38EBF9897998173BEB5B9 | https://pim-kvc.soneparsea.com:3443/PictureServer/default.aspx/schneider-gv3p80_Datasheet1.pdf?A3889C9397807479A2A1C7A8BAA5959DB4AAC672B9AD63A48875B389B3AB91A7B8AAB9B98365A098B6 | TESYS DECA CIRCUIT BREAKER THERMAL-MAGNETIC 70-80A | This 3 poles AC TeSys GV3 uses thermal-magnetic trip unit tecnology for application with motors. It meets IP20 conforming to IEC 60529. | Degree of protection (IP) | IP20
| 50 | Circuit Breakers and Fuses | Circuit Breakers | Motor Protection Circuit Breakers | TESYS DECA CIRCUIT BREAKER THERMAL-MAGNETIC 70-80A | 2391079 | GV3P80 | SCHNEIDER ELECTRIC | 13200 | https://pim-kvc.soneparsea.com:3443/PictureServer/default.aspx/schneider-gv3p73_Image1.jpg?A3889C9397807479A2A1C7A8BAA5959DB4AAC672B9AD63A48778B38EBF9897998173BEB5B9 | https://pim-kvc.soneparsea.com:3443/PictureServer/default.aspx/schneider-gv3p80_Datasheet1.pdf?A3889C9397807479A2A1C7A8BAA5959DB4AAC672B9AD63A48875B389B3AB91A7B8AAB9B98365A098B6 | TESYS DECA CIRCUIT BREAKER THERMAL-MAGNETIC 70-80A | This 3 poles AC TeSys GV3 uses thermal-magnetic trip unit tecnology for application with motors. It meets IP20 conforming to IEC 60529. | Overload release current setting | 70...80A
| 50 | Circuit Breakers and Fuses | Circuit Breakers | Motor Protection Circuit Breakers | TESYS DECA CIRCUIT BREAKER THERMAL-MAGNETIC 70-80A | 2391079 | GV3P80 | SCHNEIDER ELECTRIC | 13200 | https://pim-kvc.soneparsea.com:3443/PictureServer/default.aspx/schneider-gv3p73_Image1.jpg?A3889C9397807479A2A1C7A8BAA5959DB4AAC672B9AD63A48778B38EBF9897998173BEB5B9 | https://pim-kvc.soneparsea.com:3443/PictureServer/default.aspx/schneider-gv3p80_Datasheet1.pdf?A3889C9397807479A2A1C7A8BAA5959DB4AAC672B9AD63A48875B389B3AB91A7B8AAB9B98365A098B6 | TESYS DECA CIRCUIT BREAKER THERMAL-MAGNETIC 70-80A | This 3 poles AC TeSys GV3 uses thermal-magnetic trip unit tecnology for application with motors. It meets IP20 conforming to IEC 60529. | Rated operating voltage | 690...690V
| 50 | Circuit Breakers and Fuses | Circuit Breakers | Motor Protection Circuit Breakers | TESYS DECA CIRCUIT BREAKER THERMAL-MAGNETIC 70-80A | 2391079 | GV3P80 | SCHNEIDER ELECTRIC | 13200 | https://pim-kvc.soneparsea.com:3443/PictureServer/default.aspx/schneider-gv3p73_Image1.jpg?A3889C9397807479A2A1C7A8BAA5959DB4AAC672B9AD63A48778B38EBF9897998173BEB5B9 | https://pim-kvc.soneparsea.com:3443/PictureServer/default.aspx/schneider-gv3p80_Datasheet1.pdf?A3889C9397807479A2A1C7A8BAA5959DB4AAC672B9AD63A48875B389B3AB91A7B8AAB9B98365A098B6 | TESYS DECA CIRCUIT BREAKER THERMAL-MAGNETIC 70-80A | This 3 poles AC TeSys GV3 uses thermal-magnetic trip unit tecnology for application with motors. It meets IP20 conforming to IEC 60529. | Rated operation power at AC-3, 400 V | 45kW
| 50 | Circuit Breakers and Fuses | Circuit Breakers | Motor Protection Circuit Breakers | TESYS DECA CIRCUIT BREAKER THERMAL-MAGNETIC 70-80A | 2391079 | GV3P80 | SCHNEIDER ELECTRIC | 13200 | https://pim-kvc.soneparsea.com:3443/PictureServer/default.aspx/schneider-gv3p73_Image1.jpg?A3889C9397807479A2A1C7A8BAA5959DB4AAC672B9AD63A48778B38EBF9897998173BEB5B9 | https://pim-kvc.soneparsea.com:3443/PictureServer/default.aspx/schneider-gv3p80_Datasheet1.pdf?A3889C9397807479A2A1C7A8BAA5959DB4AAC672B9AD63A48875B389B3AB91A7B8AAB9B98365A098B6 | TESYS DECA CIRCUIT BREAKER THERMAL-MAGNETIC 70-80A | This 3 poles AC TeSys GV3 uses thermal-magnetic trip unit tecnology for application with motors. It meets IP20 conforming to IEC 60529. | Number of poles | 3
| 50 | Circuit Breakers and Fuses | Circuit Breakers | Motor Protection Circuit Breakers | TESYS DECA CIRCUIT BREAKER THERMAL-MAGNETIC 70-80A | 2391079 | GV3P80 | SCHNEIDER ELECTRIC | 13200 | https://pim-kvc.soneparsea.com:3443/PictureServer/default.aspx/schneider-gv3p73_Image1.jpg?A3889C9397807479A2A1C7A8BAA5959DB4AAC672B9AD63A48778B38EBF9897998173BEB5B9 | https://pim-kvc.soneparsea.com:3443/PictureServer/default.aspx/schneider-gv3p80_Datasheet1.pdf?A3889C9397807479A2A1C7A8BAA5959DB4AAC672B9AD63A48875B389B3AB91A7B8AAB9B98365A098B6 | TESYS DECA CIRCUIT BREAKER THERMAL-MAGNETIC 70-80A | This 3 poles AC TeSys GV3 uses thermal-magnetic trip unit tecnology for application with motors. It meets IP20 conforming to IEC 60529. | Rated short-circuit breaking capacity lcu at 400 V, AC | 50kA
| 50 | Circuit Breakers and Fuses | Circuit Breakers | Motor Protection Circuit Breakers | TESYS DECA CIRCUIT BREAKER THERMAL-MAGNETIC 70-80A | 2391079 | GV3P80 | SCHNEIDER ELECTRIC | 13200 | https://pim-kvc.soneparsea.com:3443/PictureServer/default.aspx/schneider-gv3p73_Image1.jpg?A3889C9397807479A2A1C7A8BAA5959DB4AAC672B9AD63A48778B38EBF9897998173BEB5B9 | https://pim-kvc.soneparsea.com:3443/PictureServer/default.aspx/schneider-gv3p80_Datasheet1.pdf?A3889C9397807479A2A1C7A8BAA5959DB4AAC672B9AD63A48875B389B3AB91A7B8AAB9B98365A098B6 | TESYS DECA CIRCUIT BREAKER THERMAL-MAGNETIC 70-80A | This 3 poles AC TeSys GV3 uses thermal-magnetic trip unit tecnology for application with motors. It meets IP20 conforming to IEC 60529. | Degree of protection (IP) | IP20
| 50 | Circuit Breakers and Fuses | Circuit Breakers | Motor Protection Circuit Breakers | TESYS DECA CIRCUIT BREAKER THERMAL-MAGNETIC 70-80A | 2391079 | GV3P80 | SCHNEIDER ELECTRIC | 13200 | https://pim-kvc.soneparsea.com:3443/PictureServer/default.aspx/schneider-gv3p73_Image1.jpg?A3889C9397807479A2A1C7A8BAA5959DB4AAC672B9AD63A48778B38EBF9897998173BEB5B9 | https://pim-kvc.soneparsea.com:3443/PictureServer/default.aspx/schneider-gv3p80_Datasheet1.pdf?A3889C9397807479A2A1C7A8BAA5959DB4AAC672B9AD63A48875B389B3AB91A7B8AAB9B98365A098B6 | TESYS DECA CIRCUIT BREAKER THERMAL-MAGNETIC 70-80A | This 3 poles AC TeSys GV3 uses thermal-magnetic trip unit tecnology for application with motors. It meets IP20 conforming to IEC 60529. | Overload release current setting | 70...80A
| 50 | Circuit Breakers and Fuses | Circuit Breakers | Motor Protection Circuit Breakers | TESYS DECA CIRCUIT BREAKER THERMAL-MAGNETIC 70-80A | 2391079 | GV3P80 | SCHNEIDER ELECTRIC | 13200 | https://pim-kvc.soneparsea.com:3443/PictureServer/default.aspx/schneider-gv3p73_Image1.jpg?A3889C9397807479A2A1C7A8BAA5959DB4AAC672B9AD63A48778B38EBF9897998173BEB5B9 | https://pim-kvc.soneparsea.com:3443/PictureServer/default.aspx/schneider-gv3p80_Datasheet1.pdf?A3889C9397807479A2A1C7A8BAA5959DB4AAC672B9AD63A48875B389B3AB91A7B8AAB9B98365A098B6 | TESYS DECA CIRCUIT BREAKER THERMAL-MAGNETIC 70-80A | This 3 poles AC TeSys GV3 uses thermal-magnetic trip unit tecnology for application with motors. It meets IP20 conforming to IEC 60529. | Rated operating voltage | 690...690V
| 50 | Circuit Breakers and Fuses | Circuit Breakers | Motor Protection Circuit Breakers | TESYS DECA CIRCUIT BREAKER THERMAL-MAGNETIC 70-80A | 2391079 | GV3P80 | SCHNEIDER ELECTRIC | 13200 | https://pim-kvc.soneparsea.com:3443/PictureServer/default.aspx/schneider-gv3p73_Image1.jpg?A3889C9397807479A2A1C7A8BAA5959DB4AAC672B9AD63A48778B38EBF9897998173BEB5B9 | https://pim-kvc.soneparsea.com:3443/PictureServer/default.aspx/schneider-gv3p80_Datasheet1.pdf?A3889C9397807479A2A1C7A8BAA5959DB4AAC672B9AD63A48875B389B3AB91A7B8AAB9B98365A098B6 | TESYS DECA CIRCUIT BREAKER THERMAL-MAGNETIC 70-80A | This 3 poles AC TeSys GV3 uses thermal-magnetic trip unit tecnology for application with motors. It meets IP20 conforming to IEC 60529. | Rated operation power at AC-3, 400 V | 45kW
| 50 | Circuit Breakers and Fuses | Circuit Breakers | Motor Protection Circuit Breakers | TESYS DECA CIRCUIT BREAKER THERMAL-MAGNETIC 70-80A | 2391079 | GV3P80 | SCHNEIDER ELECTRIC | 13200 | https://pim-kvc.soneparsea.com:3443/PictureServer/default.aspx/schneider-gv3p73_Image1.jpg?A3889C9397807479A2A1C7A8BAA5959DB4AAC672B9AD63A48778B38EBF9897998173BEB5B9 | https://pim-kvc.soneparsea.com:3443/PictureServer/default.aspx/schneider-gv3p80_Datasheet1.pdf?A3889C9397807479A2A1C7A8BAA5959DB4AAC672B9AD63A48875B389B3AB91A7B8AAB9B98365A098B6 | TESYS DECA CIRCUIT BREAKER THERMAL-MAGNETIC 70-80A | This 3 poles AC TeSys GV3 uses thermal-magnetic trip unit tecnology for application with motors. It meets IP20 conforming to IEC 60529. | Number of poles | 3
| 50 | Circuit Breakers and Fuses | Circuit Breakers | Motor Protection Circuit Breakers | TESYS DECA CIRCUIT BREAKER THERMAL-MAGNETIC 70-80A | 2391079 | GV3P80 | SCHNEIDER ELECTRIC | 13200 | https://pim-kvc.soneparsea.com:3443/PictureServer/default.aspx/schneider-gv3p73_Image1.jpg?A3889C9397807479A2A1C7A8BAA5959DB4AAC672B9AD63A48778B38EBF9897998173BEB5B9 | https://pim-kvc.soneparsea.com:3443/PictureServer/default.aspx/schneider-gv3p80_Datasheet1.pdf?A3889C9397807479A2A1C7A8BAA5959DB4AAC672B9AD63A48875B389B3AB91A7B8AAB9B98365A098B6 | TESYS DECA CIRCUIT BREAKER THERMAL-MAGNETIC 70-80A | This 3 poles AC TeSys GV3 uses thermal-magnetic trip unit tecnology for application with motors. It meets IP20 conforming to IEC 60529. | Rated short-circuit breaking capacity lcu at 400 V, AC | 50kA
| 50 | Circuit Breakers and Fuses | Circuit Breakers | Motor Protection Circuit Breakers | TESYS DECA CIRCUIT BREAKER THERMAL-MAGNETIC 70-80A | 2391079 | GV3P80 | SCHNEIDER ELECTRIC | 13200 | https://pim-kvc.soneparsea.com:3443/PictureServer/default.aspx/schneider-gv3p73_Image1.jpg?A3889C9397807479A2A1C7A8BAA5959DB4AAC672B9AD63A48778B38EBF9897998173BEB5B9 | https://pim-kvc.soneparsea.com:3443/PictureServer/default.aspx/schneider-gv3p80_Datasheet1.pdf?A3889C9397807479A2A1C7A8BAA5959DB4AAC672B9AD63A48875B389B3AB91A7B8AAB9B98365A098B6 | TESYS DECA CIRCUIT BREAKER THERMAL-MAGNETIC 70-80A | This 3 poles AC TeSys GV3 uses thermal-magnetic trip unit tecnology for application with motors. It meets IP20 conforming to IEC 60529. | Degree of protection (IP) | IP20
| 50 | Circuit Breakers and Fuses | Circuit Breakers | Motor Protection Circuit Breakers | TESYS DECA CIRCUIT BREAKER THERMAL-MAGNETIC 70-80A | 2391079 | GV3P80 | SCHNEIDER ELECTRIC | 13200 | https://pim-kvc.soneparsea.com:3443/PictureServer/default.aspx/schneider-gv3p73_Image1.jpg?A3889C9397807479A2A1C7A8BAA5959DB4AAC672B9AD63A48778B38EBF9897998173BEB5B9 | https://pim-kvc.soneparsea.com:3443/PictureServer/default.aspx/schneider-gv3p80_Datasheet1.pdf?A3889C9397807479A2A1C7A8BAA5959DB4AAC672B9AD63A48875B389B3AB91A7B8AAB9B98365A098B6 | TESYS DECA CIRCUIT BREAKER THERMAL-MAGNETIC 70-80A | This 3 poles AC TeSys GV3 uses thermal-magnetic trip unit tecnology for application with motors. It meets IP20 conforming to IEC 60529. | Overload release current setting | 70...80A
| 50 | Circuit Breakers and Fuses | Circuit Breakers | Motor Protection Circuit Breakers | TESYS DECA CIRCUIT BREAKER THERMAL-MAGNETIC 70-80A | 2391079 | GV3P80 | SCHNEIDER ELECTRIC | 13200 | https://pim-kvc.soneparsea.com:3443/PictureServer/default.aspx/schneider-gv3p73_Image1.jpg?A3889C9397807479A2A1C7A8BAA5959DB4AAC672B9AD63A48778B38EBF9897998173BEB5B9 | https://pim-kvc.soneparsea.com:3443/PictureServer/default.aspx/schneider-gv3p80_Datasheet1.pdf?A3889C9397807479A2A1C7A8BAA5959DB4AAC672B9AD63A48875B389B3AB91A7B8AAB9B98365A098B6 | TESYS DECA CIRCUIT BREAKER THERMAL-MAGNETIC 70-80A | This 3 poles AC TeSys GV3 uses thermal-magnetic trip unit tecnology for application with motors. It meets IP20 conforming to IEC 60529. | Rated operating voltage | 690...690V
| 50 | Circuit Breakers and Fuses | Circuit Breakers | Motor Protection Circuit Breakers | TESYS DECA CIRCUIT BREAKER THERMAL-MAGNETIC 70-80A | 2391079 | GV3P80 | SCHNEIDER ELECTRIC | 13200 | https://pim-kvc.soneparsea.com:3443/PictureServer/default.aspx/schneider-gv3p73_Image1.jpg?A3889C9397807479A2A1C7A8BAA5959DB4AAC672B9AD63A48778B38EBF9897998173BEB5B9 | https://pim-kvc.soneparsea.com:3443/PictureServer/default.aspx/schneider-gv3p80_Datasheet1.pdf?A3889C9397807479A2A1C7A8BAA5959DB4AAC672B9AD63A48875B389B3AB91A7B8AAB9B98365A098B6 | TESYS DECA CIRCUIT BREAKER THERMAL-MAGNETIC 70-80A | This 3 poles AC TeSys GV3 uses thermal-magnetic trip unit tecnology for application with motors. It meets IP20 conforming to IEC 60529. | Rated operation power at AC-3, 400 V | 45kW
| 50 | Circuit Breakers and Fuses | Circuit Breakers | Motor Protection Circuit Breakers | TESYS DECA CIRCUIT BREAKER THERMAL-MAGNETIC 70-80A | 2391079 | GV3P80 | SCHNEIDER ELECTRIC | 13200 | https://pim-kvc.soneparsea.com:3443/PictureServer/default.aspx/schneider-gv3p73_Image1.jpg?A3889C9397807479A2A1C7A8BAA5959DB4AAC672B9AD63A48778B38EBF9897998173BEB5B9 | https://pim-kvc.soneparsea.com:3443/PictureServer/default.aspx/schneider-gv3p80_Datasheet1.pdf?A3889C9397807479A2A1C7A8BAA5959DB4AAC672B9AD63A48875B389B3AB91A7B8AAB9B98365A098B6 | TESYS DECA CIRCUIT BREAKER THERMAL-MAGNETIC 70-80A | This 3 poles AC TeSys GV3 uses thermal-magnetic trip unit tecnology for application with motors. It meets IP20 conforming to IEC 60529. | Number of poles | 3
| 50 | Circuit Breakers and Fuses | Circuit Breakers | Motor Protection Circuit Breakers | TESYS DECA CIRCUIT BREAKER THERMAL-MAGNETIC 70-80A | 2391079 | GV3P80 | SCHNEIDER ELECTRIC | 13200 | https://pim-kvc.soneparsea.com:3443/PictureServer/default.aspx/schneider-gv3p73_Image1.jpg?A3889C9397807479A2A1C7A8BAA5959DB4AAC672B9AD63A48778B38EBF9897998173BEB5B9 | https://pim-kvc.soneparsea.com:3443/PictureServer/default.aspx/schneider-gv3p80_Datasheet1.pdf?A3889C9397807479A2A1C7A8BAA5959DB4AAC672B9AD63A48875B389B3AB91A7B8AAB9B98365A098B6 | TESYS DECA CIRCUIT BREAKER THERMAL-MAGNETIC 70-80A | This 3 poles AC TeSys GV3 uses thermal-magnetic trip unit tecnology for application with motors. It meets IP20 conforming to IEC 60529. | Rated short-circuit breaking capacity lcu at 400 V, AC | 50kA
| 50 | Circuit Breakers and Fuses | Circuit Breakers | Motor Protection Circuit Breakers | TESYS DECA CIRCUIT BREAKER THERMAL-MAGNETIC 70-80A | 2391079 | GV3P80 | SCHNEIDER ELECTRIC | 13200 | https://pim-kvc.soneparsea.com:3443/PictureServer/default.aspx/schneider-gv3p73_Image1.jpg?A3889C9397807479A2A1C7A8BAA5959DB4AAC672B9AD63A48778B38EBF9897998173BEB5B9 | https://pim-kvc.soneparsea.com:3443/PictureServer/default.aspx/schneider-gv3p80_Datasheet1.pdf?A3889C9397807479A2A1C7A8BAA5959DB4AAC672B9AD63A48875B389B3AB91A7B8AAB9B98365A098B6 | TESYS DECA CIRCUIT BREAKER THERMAL-MAGNETIC 70-80A | This 3 poles AC TeSys GV3 uses thermal-magnetic trip unit tecnology for application with motors. It meets IP20 conforming to IEC 60529. | Degree of protection (IP) | IP20
| 50 | Circuit Breakers and Fuses | Circuit Breakers | Motor Protection Circuit Breakers | TESYS DECA CIRCUIT BREAKER THERMAL-MAGNETIC 70-80A | 2391079 | GV3P80 | SCHNEIDER ELECTRIC | 13200 | https://pim-kvc.soneparsea.com:3443/PictureServer/default.aspx/schneider-gv3p73_Image1.jpg?A3889C9397807479A2A1C7A8BAA5959DB4AAC672B9AD63A48778B38EBF9897998173BEB5B9 | https://pim-kvc.soneparsea.com:3443/PictureServer/default.aspx/schneider-gv3p80_Datasheet1.pdf?A3889C9397807479A2A1C7A8BAA5959DB4AAC672B9AD63A48875B389B3AB91A7B8AAB9B98365A098B6 | TESYS DECA CIRCUIT BREAKER THERMAL-MAGNETIC 70-80A | This 3 poles AC TeSys GV3 uses thermal-magnetic trip unit tecnology for application with motors. It meets IP20 conforming to IEC 60529. | Overload release current setting | 70...80A
| 50 | Circuit Breakers and Fuses | Circuit Breakers | Motor Protection Circuit Breakers | TESYS DECA CIRCUIT BREAKER THERMAL-MAGNETIC 70-80A | 2391079 | GV3P80 | SCHNEIDER ELECTRIC | 13200 | https://pim-kvc.soneparsea.com:3443/PictureServer/default.aspx/schneider-gv3p73_Image1.jpg?A3889C9397807479A2A1C7A8BAA5959DB4AAC672B9AD63A48778B38EBF9897998173BEB5B9 | https://pim-kvc.soneparsea.com:3443/PictureServer/default.aspx/schneider-gv3p80_Datasheet1.pdf?A3889C9397807479A2A1C7A8BAA5959DB4AAC672B9AD63A48875B389B3AB91A7B8AAB9B98365A098B6 | TESYS DECA CIRCUIT BREAKER THERMAL-MAGNETIC 70-80A | This 3 poles AC TeSys GV3 uses thermal-magnetic trip unit tecnology for application with motors. It meets IP20 conforming to IEC 60529. | Rated operating voltage | 690...690V
| 50 | Circuit Breakers and Fuses | Circuit Breakers | Motor Protection Circuit Breakers | TESYS DECA CIRCUIT BREAKER THERMAL-MAGNETIC 70-80A | 2391079 | GV3P80 | SCHNEIDER ELECTRIC | 13200 | https://pim-kvc.soneparsea.com:3443/PictureServer/default.aspx/schneider-gv3p73_Image1.jpg?A3889C9397807479A2A1C7A8BAA5959DB4AAC672B9AD63A48778B38EBF9897998173BEB5B9 | https://pim-kvc.soneparsea.com:3443/PictureServer/default.aspx/schneider-gv3p80_Datasheet1.pdf?A3889C9397807479A2A1C7A8BAA5959DB4AAC672B9AD63A48875B389B3AB91A7B8AAB9B98365A098B6 | TESYS DECA CIRCUIT BREAKER THERMAL-MAGNETIC 70-80A | This 3 poles AC TeSys GV3 uses thermal-magnetic trip unit tecnology for application with motors. It meets IP20 conforming to IEC 60529. | Rated operation power at AC-3, 400 V | 45kW
| 50 | Circuit Breakers and Fuses | Circuit Breakers | Motor Protection Circuit Breakers | TESYS DECA CIRCUIT BREAKER THERMAL-MAGNETIC 70-80A | 2391079 | GV3P80 | SCHNEIDER ELECTRIC | 13200 | https://pim-kvc.soneparsea.com:3443/PictureServer/default.aspx/schneider-gv3p73_Image1.jpg?A3889C9397807479A2A1C7A8BAA5959DB4AAC672B9AD63A48778B38EBF9897998173BEB5B9 | https://pim-kvc.soneparsea.com:3443/PictureServer/default.aspx/schneider-gv3p80_Datasheet1.pdf?A3889C9397807479A2A1C7A8BAA5959DB4AAC672B9AD63A48875B389B3AB91A7B8AAB9B98365A098B6 | TESYS DECA CIRCUIT BREAKER THERMAL-MAGNETIC 70-80A | This 3 poles AC TeSys GV3 uses thermal-magnetic trip unit tecnology for application with motors. It meets IP20 conforming to IEC 60529. | Number of poles | 3
| 50 | Circuit Breakers and Fuses | Circuit Breakers | Motor Protection Circuit Breakers | TESYS DECA CIRCUIT BREAKER THERMAL-MAGNETIC 70-80A | 2391079 | GV3P80 | SCHNEIDER ELECTRIC | 13200 | https://pim-kvc.soneparsea.com:3443/PictureServer/default.aspx/schneider-gv3p73_Image1.jpg?A3889C9397807479A2A1C7A8BAA5959DB4AAC672B9AD63A48778B38EBF9897998173BEB5B9 | https://pim-kvc.soneparsea.com:3443/PictureServer/default.aspx/schneider-gv3p80_Datasheet1.pdf?A3889C9397807479A2A1C7A8BAA5959DB4AAC672B9AD63A48875B389B3AB91A7B8AAB9B98365A098B6 | TESYS DECA CIRCUIT BREAKER THERMAL-MAGNETIC 70-80A | This 3 poles AC TeSys GV3 uses thermal-magnetic trip unit tecnology for application with motors. It meets IP20 conforming to IEC 60529. | Rated short-circuit breaking capacity lcu at 400 V, AC | 50kA
| 50 | Circuit Breakers and Fuses | Circuit Breakers | Motor Protection Circuit Breakers | TESYS DECA CIRCUIT BREAKER THERMAL-MAGNETIC 70-80A | 2391079 | GV3P80 | SCHNEIDER ELECTRIC | 13200 | https://pim-kvc.soneparsea.com:3443/PictureServer/default.aspx/schneider-gv3p73_Image1.jpg?A3889C9397807479A2A1C7A8BAA5959DB4AAC672B9AD63A48778B38EBF9897998173BEB5B9 | https://pim-kvc.soneparsea.com:3443/PictureServer/default.aspx/schneider-gv3p80_Datasheet1.pdf?A3889C9397807479A2A1C7A8BAA5959DB4AAC672B9AD63A48875B389B3AB91A7B8AAB9B98365A098B6 | TESYS DECA CIRCUIT BREAKER THERMAL-MAGNETIC 70-80A | This 3 poles AC TeSys GV3 uses thermal-magnetic trip unit tecnology for application with motors. It meets IP20 conforming to IEC 60529. | Degree of protection (IP) | IP20
| 50 | Circuit Breakers and Fuses | Circuit Breakers | Motor Protection Circuit Breakers | TESYS DECA CIRCUIT BREAKER THERMAL-MAGNETIC 70-80A | 2391079 | GV3P80 | SCHNEIDER ELECTRIC | 13200 | https://pim-kvc.soneparsea.com:3443/PictureServer/default.aspx/schneider-gv3p73_Image1.jpg?A3889C9397807479A2A1C7A8BAA5959DB4AAC672B9AD63A48778B38EBF9897998173BEB5B9 | https://pim-kvc.soneparsea.com:3443/PictureServer/default.aspx/schneider-gv3p80_Datasheet1.pdf?A3889C9397807479A2A1C7A8BAA5959DB4AAC672B9AD63A48875B389B3AB91A7B8AAB9B98365A098B6 | TESYS DECA CIRCUIT BREAKER THERMAL-MAGNETIC 70-80A | This 3 poles AC TeSys GV3 uses thermal-magnetic trip unit tecnology for application with motors. It meets IP20 conforming to IEC 60529. | Overload release current setting | 70...80A
| 50 | Circuit Breakers and Fuses | Circuit Breakers | Motor Protection Circuit Breakers | TESYS DECA CIRCUIT BREAKER THERMAL-MAGNETIC 70-80A | 2391079 | GV3P80 | SCHNEIDER ELECTRIC | 13200 | https://pim-kvc.soneparsea.com:3443/PictureServer/default.aspx/schneider-gv3p73_Image1.jpg?A3889C9397807479A2A1C7A8BAA5959DB4AAC672B9AD63A48778B38EBF9897998173BEB5B9 | https://pim-kvc.soneparsea.com:3443/PictureServer/default.aspx/schneider-gv3p80_Datasheet1.pdf?A3889C9397807479A2A1C7A8BAA5959DB4AAC672B9AD63A48875B389B3AB91A7B8AAB9B98365A098B6 | TESYS DECA CIRCUIT BREAKER THERMAL-MAGNETIC 70-80A | This 3 poles AC TeSys GV3 uses thermal-magnetic trip unit tecnology for application with motors. It meets IP20 conforming to IEC 60529. | Rated operating voltage | 690...690V
| 50 | Circuit Breakers and Fuses | Circuit Breakers | Motor Protection Circuit Breakers | TESYS DECA CIRCUIT BREAKER THERMAL-MAGNETIC 70-80A | 2391079 | GV3P80 | SCHNEIDER ELECTRIC | 13200 | https://pim-kvc.soneparsea.com:3443/PictureServer/default.aspx/schneider-gv3p73_Image1.jpg?A3889C9397807479A2A1C7A8BAA5959DB4AAC672B9AD63A48778B38EBF9897998173BEB5B9 | https://pim-kvc.soneparsea.com:3443/PictureServer/default.aspx/schneider-gv3p80_Datasheet1.pdf?A3889C9397807479A2A1C7A8BAA5959DB4AAC672B9AD63A48875B389B3AB91A7B8AAB9B98365A098B6 | TESYS DECA CIRCUIT BREAKER THERMAL-MAGNETIC 70-80A | This 3 poles AC TeSys GV3 uses thermal-magnetic trip unit tecnology for application with motors. It meets IP20 conforming to IEC 60529. | Rated operation power at AC-3, 400 V | 45kW
| 50 | Circuit Breakers and Fuses | Circuit Breakers | Motor Protection Circuit Breakers | TESYS DECA CIRCUIT BREAKER THERMAL-MAGNETIC 70-80A | 2391079 | GV3P80 | SCHNEIDER ELECTRIC | 13200 | https://pim-kvc.soneparsea.com:3443/PictureServer/default.aspx/schneider-gv3p73_Image1.jpg?A3889C9397807479A2A1C7A8BAA5959DB4AAC672B9AD63A48778B38EBF9897998173BEB5B9 | https://pim-kvc.soneparsea.com:3443/PictureServer/default.aspx/schneider-gv3p80_Datasheet1.pdf?A3889C9397807479A2A1C7A8BAA5959DB4AAC672B9AD63A48875B389B3AB91A7B8AAB9B98365A098B6 | TESYS DECA CIRCUIT BREAKER THERMAL-MAGNETIC 70-80A | This 3 poles AC TeSys GV3 uses thermal-magnetic trip unit tecnology for application with motors. It meets IP20 conforming to IEC 60529. | Number of poles | 3
| 50 | Circuit Breakers and Fuses | Circuit Breakers | Motor Protection Circuit Breakers | TESYS DECA CIRCUIT BREAKER THERMAL-MAGNETIC 70-80A | 2391079 | GV3P80 | SCHNEIDER ELECTRIC | 13200 | https://pim-kvc.soneparsea.com:3443/PictureServer/default.aspx/schneider-gv3p73_Image1.jpg?A3889C9397807479A2A1C7A8BAA5959DB4AAC672B9AD63A48778B38EBF9897998173BEB5B9 | https://pim-kvc.soneparsea.com:3443/PictureServer/default.aspx/schneider-gv3p80_Datasheet1.pdf?A3889C9397807479A2A1C7A8BAA5959DB4AAC672B9AD63A48875B389B3AB91A7B8AAB9B98365A098B6 | TESYS DECA CIRCUIT BREAKER THERMAL-MAGNETIC 70-80A | This 3 poles AC TeSys GV3 uses thermal-magnetic trip unit tecnology for application with motors. It meets IP20 conforming to IEC 60529. | Rated short-circuit breaking capacity lcu at 400 V, AC | 50kA
| 50 | Circuit Breakers and Fuses | Circuit Breakers | Motor Protection Circuit Breakers | TESYS DECA CIRCUIT BREAKER THERMAL-MAGNETIC 70-80A | 2391079 | GV3P80 | SCHNEIDER ELECTRIC | 13200 | https://pim-kvc.soneparsea.com:3443/PictureServer/default.aspx/schneider-gv3p73_Image1.jpg?A3889C9397807479A2A1C7A8BAA5959DB4AAC672B9AD63A48778B38EBF9897998173BEB5B9 | https://pim-kvc.soneparsea.com:3443/PictureServer/default.aspx/schneider-gv3p80_Datasheet1.pdf?A3889C9397807479A2A1C7A8BAA5959DB4AAC672B9AD63A48875B389B3AB91A7B8AAB9B98365A098B6 | TESYS DECA CIRCUIT BREAKER THERMAL-MAGNETIC 70-80A | This 3 poles AC TeSys GV3 uses thermal-magnetic trip unit tecnology for application with motors. It meets IP20 conforming to IEC 60529. | Degree of protection (IP) | IP20
| 51 | Circuit Breakers and Fuses | Circuit Breakers | Motor Protection Circuit Breakers | TESYS DECA CIRCUIT BREAKER THERMAL MAGNETIC MCB 62-73A EVERL | 2403867 | GV3P73 | SCHNEIDER ELECTRIC | 10650 | https://pim-kvc.soneparsea.com:3443/PictureServer/default.aspx/schneider-gv3p65_Image1.jpg?A3889C9397807479A2A1C7A8BAA5959DB4AAC672B9AD63A4867AB38EBF9897998173BEB5B9 | https://pim-kvc.soneparsea.com:3443/PictureServer/default.aspx/schneider-gv3p73_Datasheet1.pdf?A3889C9397807479A2A1C7A8BAA5959DB4AAC672B9AD63A48778B389B3AB91A7B8AAB9B98365A098B6 | TESYS DECA CIRCUIT BREAKER THERMAL MAGNETIC MCB 62-73A EVERLINK | This 3 poles AC TeSys GV3 uses thermal-magnetic trip unit tecnology for application with motors. It meets IP20 conforming to IEC 60529. | Overload release current setting | 62...73A
| 51 | Circuit Breakers and Fuses | Circuit Breakers | Motor Protection Circuit Breakers | TESYS DECA CIRCUIT BREAKER THERMAL MAGNETIC MCB 62-73A EVERL | 2403867 | GV3P73 | SCHNEIDER ELECTRIC | 10650 | https://pim-kvc.soneparsea.com:3443/PictureServer/default.aspx/schneider-gv3p65_Image1.jpg?A3889C9397807479A2A1C7A8BAA5959DB4AAC672B9AD63A4867AB38EBF9897998173BEB5B9 | https://pim-kvc.soneparsea.com:3443/PictureServer/default.aspx/schneider-gv3p73_Datasheet1.pdf?A3889C9397807479A2A1C7A8BAA5959DB4AAC672B9AD63A48778B389B3AB91A7B8AAB9B98365A098B6 | TESYS DECA CIRCUIT BREAKER THERMAL MAGNETIC MCB 62-73A EVERLINK | This 3 poles AC TeSys GV3 uses thermal-magnetic trip unit tecnology for application with motors. It meets IP20 conforming to IEC 60529. | Adjustment range undelayed short-circuit release | 1120...1120A
| 51 | Circuit Breakers and Fuses | Circuit Breakers | Motor Protection Circuit Breakers | TESYS DECA CIRCUIT BREAKER THERMAL MAGNETIC MCB 62-73A EVERL | 2403867 | GV3P73 | SCHNEIDER ELECTRIC | 10650 | https://pim-kvc.soneparsea.com:3443/PictureServer/default.aspx/schneider-gv3p65_Image1.jpg?A3889C9397807479A2A1C7A8BAA5959DB4AAC672B9AD63A4867AB38EBF9897998173BEB5B9 | https://pim-kvc.soneparsea.com:3443/PictureServer/default.aspx/schneider-gv3p73_Datasheet1.pdf?A3889C9397807479A2A1C7A8BAA5959DB4AAC672B9AD63A48778B389B3AB91A7B8AAB9B98365A098B6 | TESYS DECA CIRCUIT BREAKER THERMAL MAGNETIC MCB 62-73A EVERLINK | This 3 poles AC TeSys GV3 uses thermal-magnetic trip unit tecnology for application with motors. It meets IP20 conforming to IEC 60529. | With thermal protection | yes
| 51 | Circuit Breakers and Fuses | Circuit Breakers | Motor Protection Circuit Breakers | TESYS DECA CIRCUIT BREAKER THERMAL MAGNETIC MCB 62-73A EVERL | 2403867 | GV3P73 | SCHNEIDER ELECTRIC | 10650 | https://pim-kvc.soneparsea.com:3443/PictureServer/default.aspx/schneider-gv3p65_Image1.jpg?A3889C9397807479A2A1C7A8BAA5959DB4AAC672B9AD63A4867AB38EBF9897998173BEB5B9 | https://pim-kvc.soneparsea.com:3443/PictureServer/default.aspx/schneider-gv3p73_Datasheet1.pdf?A3889C9397807479A2A1C7A8BAA5959DB4AAC672B9AD63A48778B389B3AB91A7B8AAB9B98365A098B6 | TESYS DECA CIRCUIT BREAKER THERMAL MAGNETIC MCB 62-73A EVERLINK | This 3 poles AC TeSys GV3 uses thermal-magnetic trip unit tecnology for application with motors. It meets IP20 conforming to IEC 60529. | Phase failure sensitive | yes
| 51 | Circuit Breakers and Fuses | Circuit Breakers | Motor Protection Circuit Breakers | TESYS DECA CIRCUIT BREAKER THERMAL MAGNETIC MCB 62-73A EVERL | 2403867 | GV3P73 | SCHNEIDER ELECTRIC | 10650 | https://pim-kvc.soneparsea.com:3443/PictureServer/default.aspx/schneider-gv3p65_Image1.jpg?A3889C9397807479A2A1C7A8BAA5959DB4AAC672B9AD63A4867AB38EBF9897998173BEB5B9 | https://pim-kvc.soneparsea.com:3443/PictureServer/default.aspx/schneider-gv3p73_Datasheet1.pdf?A3889C9397807479A2A1C7A8BAA5959DB4AAC672B9AD63A48778B389B3AB91A7B8AAB9B98365A098B6 | TESYS DECA CIRCUIT BREAKER THERMAL MAGNETIC MCB 62-73A EVERLINK | This 3 poles AC TeSys GV3 uses thermal-magnetic trip unit tecnology for application with motors. It meets IP20 conforming to IEC 60529. | Switch off technique | Thermomagnetic
| 51 | Circuit Breakers and Fuses | Circuit Breakers | Motor Protection Circuit Breakers | TESYS DECA CIRCUIT BREAKER THERMAL MAGNETIC MCB 62-73A EVERL | 2403867 | GV3P73 | SCHNEIDER ELECTRIC | 10650 | https://pim-kvc.soneparsea.com:3443/PictureServer/default.aspx/schneider-gv3p65_Image1.jpg?A3889C9397807479A2A1C7A8BAA5959DB4AAC672B9AD63A4867AB38EBF9897998173BEB5B9 | https://pim-kvc.soneparsea.com:3443/PictureServer/default.aspx/schneider-gv3p73_Datasheet1.pdf?A3889C9397807479A2A1C7A8BAA5959DB4AAC672B9AD63A48778B389B3AB91A7B8AAB9B98365A098B6 | TESYS DECA CIRCUIT BREAKER THERMAL MAGNETIC MCB 62-73A EVERLINK | This 3 poles AC TeSys GV3 uses thermal-magnetic trip unit tecnology for application with motors. It meets IP20 conforming to IEC 60529. | Rated operating voltage | 230...690V
| 51 | Circuit Breakers and Fuses | Circuit Breakers | Motor Protection Circuit Breakers | TESYS DECA CIRCUIT BREAKER THERMAL MAGNETIC MCB 62-73A EVERL | 2403867 | GV3P73 | SCHNEIDER ELECTRIC | 10650 | https://pim-kvc.soneparsea.com:3443/PictureServer/default.aspx/schneider-gv3p65_Image1.jpg?A3889C9397807479A2A1C7A8BAA5959DB4AAC672B9AD63A4867AB38EBF9897998173BEB5B9 | https://pim-kvc.soneparsea.com:3443/PictureServer/default.aspx/schneider-gv3p73_Datasheet1.pdf?A3889C9397807479A2A1C7A8BAA5959DB4AAC672B9AD63A48778B389B3AB91A7B8AAB9B98365A098B6 | TESYS DECA CIRCUIT BREAKER THERMAL MAGNETIC MCB 62-73A EVERLINK | This 3 poles AC TeSys GV3 uses thermal-magnetic trip unit tecnology for application with motors. It meets IP20 conforming to IEC 60529. | Rated permanent current Iu | 73A
| 51 | Circuit Breakers and Fuses | Circuit Breakers | Motor Protection Circuit Breakers | TESYS DECA CIRCUIT BREAKER THERMAL MAGNETIC MCB 62-73A EVERL | 2403867 | GV3P73 | SCHNEIDER ELECTRIC | 10650 | https://pim-kvc.soneparsea.com:3443/PictureServer/default.aspx/schneider-gv3p65_Image1.jpg?A3889C9397807479A2A1C7A8BAA5959DB4AAC672B9AD63A4867AB38EBF9897998173BEB5B9 | https://pim-kvc.soneparsea.com:3443/PictureServer/default.aspx/schneider-gv3p73_Datasheet1.pdf?A3889C9397807479A2A1C7A8BAA5959DB4AAC672B9AD63A48778B389B3AB91A7B8AAB9B98365A098B6 | TESYS DECA CIRCUIT BREAKER THERMAL MAGNETIC MCB 62-73A EVERLINK | This 3 poles AC TeSys GV3 uses thermal-magnetic trip unit tecnology for application with motors. It meets IP20 conforming to IEC 60529. | Rated operation power at AC-3, 230 V | 18.5kW
| 51 | Circuit Breakers and Fuses | Circuit Breakers | Motor Protection Circuit Breakers | TESYS DECA CIRCUIT BREAKER THERMAL MAGNETIC MCB 62-73A EVERL | 2403867 | GV3P73 | SCHNEIDER ELECTRIC | 10650 | https://pim-kvc.soneparsea.com:3443/PictureServer/default.aspx/schneider-gv3p65_Image1.jpg?A3889C9397807479A2A1C7A8BAA5959DB4AAC672B9AD63A4867AB38EBF9897998173BEB5B9 | https://pim-kvc.soneparsea.com:3443/PictureServer/default.aspx/schneider-gv3p73_Datasheet1.pdf?A3889C9397807479A2A1C7A8BAA5959DB4AAC672B9AD63A48778B389B3AB91A7B8AAB9B98365A098B6 | TESYS DECA CIRCUIT BREAKER THERMAL MAGNETIC MCB 62-73A EVERLINK | This 3 poles AC TeSys GV3 uses thermal-magnetic trip unit tecnology for application with motors. It meets IP20 conforming to IEC 60529. | Rated operation power at AC-3, 400 V | 37kW
| 51 | Circuit Breakers and Fuses | Circuit Breakers | Motor Protection Circuit Breakers | TESYS DECA CIRCUIT BREAKER THERMAL MAGNETIC MCB 62-73A EVERL | 2403867 | GV3P73 | SCHNEIDER ELECTRIC | 10650 | https://pim-kvc.soneparsea.com:3443/PictureServer/default.aspx/schneider-gv3p65_Image1.jpg?A3889C9397807479A2A1C7A8BAA5959DB4AAC672B9AD63A4867AB38EBF9897998173BEB5B9 | https://pim-kvc.soneparsea.com:3443/PictureServer/default.aspx/schneider-gv3p73_Datasheet1.pdf?A3889C9397807479A2A1C7A8BAA5959DB4AAC672B9AD63A48778B389B3AB91A7B8AAB9B98365A098B6 | TESYS DECA CIRCUIT BREAKER THERMAL MAGNETIC MCB 62-73A EVERLINK | This 3 poles AC TeSys GV3 uses thermal-magnetic trip unit tecnology for application with motors. It meets IP20 conforming to IEC 60529. | Type of electrical connection of main circuit | Screw connection
| 51 | Circuit Breakers and Fuses | Circuit Breakers | Motor Protection Circuit Breakers | TESYS DECA CIRCUIT BREAKER THERMAL MAGNETIC MCB 62-73A EVERL | 2403867 | GV3P73 | SCHNEIDER ELECTRIC | 10650 | https://pim-kvc.soneparsea.com:3443/PictureServer/default.aspx/schneider-gv3p65_Image1.jpg?A3889C9397807479A2A1C7A8BAA5959DB4AAC672B9AD63A4867AB38EBF9897998173BEB5B9 | https://pim-kvc.soneparsea.com:3443/PictureServer/default.aspx/schneider-gv3p73_Datasheet1.pdf?A3889C9397807479A2A1C7A8BAA5959DB4AAC672B9AD63A48778B389B3AB91A7B8AAB9B98365A098B6 | TESYS DECA CIRCUIT BREAKER THERMAL MAGNETIC MCB 62-73A EVERLINK | This 3 poles AC TeSys GV3 uses thermal-magnetic trip unit tecnology for application with motors. It meets IP20 conforming to IEC 60529. | Type of control element | Turn button
| 51 | Circuit Breakers and Fuses | Circuit Breakers | Motor Protection Circuit Breakers | TESYS DECA CIRCUIT BREAKER THERMAL MAGNETIC MCB 62-73A EVERL | 2403867 | GV3P73 | SCHNEIDER ELECTRIC | 10650 | https://pim-kvc.soneparsea.com:3443/PictureServer/default.aspx/schneider-gv3p65_Image1.jpg?A3889C9397807479A2A1C7A8BAA5959DB4AAC672B9AD63A4867AB38EBF9897998173BEB5B9 | https://pim-kvc.soneparsea.com:3443/PictureServer/default.aspx/schneider-gv3p73_Datasheet1.pdf?A3889C9397807479A2A1C7A8BAA5959DB4AAC672B9AD63A48778B389B3AB91A7B8AAB9B98365A098B6 | TESYS DECA CIRCUIT BREAKER THERMAL MAGNETIC MCB 62-73A EVERLINK | This 3 poles AC TeSys GV3 uses thermal-magnetic trip unit tecnology for application with motors. It meets IP20 conforming to IEC 60529. | Device construction | Complete device in housing
| 51 | Circuit Breakers and Fuses | Circuit Breakers | Motor Protection Circuit Breakers | TESYS DECA CIRCUIT BREAKER THERMAL MAGNETIC MCB 62-73A EVERL | 2403867 | GV3P73 | SCHNEIDER ELECTRIC | 10650 | https://pim-kvc.soneparsea.com:3443/PictureServer/default.aspx/schneider-gv3p65_Image1.jpg?A3889C9397807479A2A1C7A8BAA5959DB4AAC672B9AD63A4867AB38EBF9897998173BEB5B9 | https://pim-kvc.soneparsea.com:3443/PictureServer/default.aspx/schneider-gv3p73_Datasheet1.pdf?A3889C9397807479A2A1C7A8BAA5959DB4AAC672B9AD63A48778B389B3AB91A7B8AAB9B98365A098B6 | TESYS DECA CIRCUIT BREAKER THERMAL MAGNETIC MCB 62-73A EVERLINK | This 3 poles AC TeSys GV3 uses thermal-magnetic trip unit tecnology for application with motors. It meets IP20 conforming to IEC 60529. | With integrated auxiliary switch | no
| 51 | Circuit Breakers and Fuses | Circuit Breakers | Motor Protection Circuit Breakers | TESYS DECA CIRCUIT BREAKER THERMAL MAGNETIC MCB 62-73A EVERL | 2403867 | GV3P73 | SCHNEIDER ELECTRIC | 10650 | https://pim-kvc.soneparsea.com:3443/PictureServer/default.aspx/schneider-gv3p65_Image1.jpg?A3889C9397807479A2A1C7A8BAA5959DB4AAC672B9AD63A4867AB38EBF9897998173BEB5B9 | https://pim-kvc.soneparsea.com:3443/PictureServer/default.aspx/schneider-gv3p73_Datasheet1.pdf?A3889C9397807479A2A1C7A8BAA5959DB4AAC672B9AD63A48778B389B3AB91A7B8AAB9B98365A098B6 | TESYS DECA CIRCUIT BREAKER THERMAL MAGNETIC MCB 62-73A EVERLINK | This 3 poles AC TeSys GV3 uses thermal-magnetic trip unit tecnology for application with motors. It meets IP20 conforming to IEC 60529. | With integrated under voltage release | no
| 51 | Circuit Breakers and Fuses | Circuit Breakers | Motor Protection Circuit Breakers | TESYS DECA CIRCUIT BREAKER THERMAL MAGNETIC MCB 62-73A EVERL | 2403867 | GV3P73 | SCHNEIDER ELECTRIC | 10650 | https://pim-kvc.soneparsea.com:3443/PictureServer/default.aspx/schneider-gv3p65_Image1.jpg?A3889C9397807479A2A1C7A8BAA5959DB4AAC672B9AD63A4867AB38EBF9897998173BEB5B9 | https://pim-kvc.soneparsea.com:3443/PictureServer/default.aspx/schneider-gv3p73_Datasheet1.pdf?A3889C9397807479A2A1C7A8BAA5959DB4AAC672B9AD63A48778B389B3AB91A7B8AAB9B98365A098B6 | TESYS DECA CIRCUIT BREAKER THERMAL MAGNETIC MCB 62-73A EVERLINK | This 3 poles AC TeSys GV3 uses thermal-magnetic trip unit tecnology for application with motors. It meets IP20 conforming to IEC 60529. | Number of poles | 3
| 51 | Circuit Breakers and Fuses | Circuit Breakers | Motor Protection Circuit Breakers | TESYS DECA CIRCUIT BREAKER THERMAL MAGNETIC MCB 62-73A EVERL | 2403867 | GV3P73 | SCHNEIDER ELECTRIC | 10650 | https://pim-kvc.soneparsea.com:3443/PictureServer/default.aspx/schneider-gv3p65_Image1.jpg?A3889C9397807479A2A1C7A8BAA5959DB4AAC672B9AD63A4867AB38EBF9897998173BEB5B9 | https://pim-kvc.soneparsea.com:3443/PictureServer/default.aspx/schneider-gv3p73_Datasheet1.pdf?A3889C9397807479A2A1C7A8BAA5959DB4AAC672B9AD63A48778B389B3AB91A7B8AAB9B98365A098B6 | TESYS DECA CIRCUIT BREAKER THERMAL MAGNETIC MCB 62-73A EVERLINK | This 3 poles AC TeSys GV3 uses thermal-magnetic trip unit tecnology for application with motors. It meets IP20 conforming to IEC 60529. | Rated short-circuit breaking capacity lcu at 400 V, AC | 50kA
| 51 | Circuit Breakers and Fuses | Circuit Breakers | Motor Protection Circuit Breakers | TESYS DECA CIRCUIT BREAKER THERMAL MAGNETIC MCB 62-73A EVERL | 2403867 | GV3P73 | SCHNEIDER ELECTRIC | 10650 | https://pim-kvc.soneparsea.com:3443/PictureServer/default.aspx/schneider-gv3p65_Image1.jpg?A3889C9397807479A2A1C7A8BAA5959DB4AAC672B9AD63A4867AB38EBF9897998173BEB5B9 | https://pim-kvc.soneparsea.com:3443/PictureServer/default.aspx/schneider-gv3p73_Datasheet1.pdf?A3889C9397807479A2A1C7A8BAA5959DB4AAC672B9AD63A48778B389B3AB91A7B8AAB9B98365A098B6 | TESYS DECA CIRCUIT BREAKER THERMAL MAGNETIC MCB 62-73A EVERLINK | This 3 poles AC TeSys GV3 uses thermal-magnetic trip unit tecnology for application with motors. It meets IP20 conforming to IEC 60529. | Degree of protection (IP) | IP20
| 51 | Circuit Breakers and Fuses | Circuit Breakers | Motor Protection Circuit Breakers | TESYS DECA CIRCUIT BREAKER THERMAL MAGNETIC MCB 62-73A EVERL | 2403867 | GV3P73 | SCHNEIDER ELECTRIC | 10650 | https://pim-kvc.soneparsea.com:3443/PictureServer/default.aspx/schneider-gv3p65_Image1.jpg?A3889C9397807479A2A1C7A8BAA5959DB4AAC672B9AD63A4867AB38EBF9897998173BEB5B9 | https://pim-kvc.soneparsea.com:3443/PictureServer/default.aspx/schneider-gv3p73_Datasheet1.pdf?A3889C9397807479A2A1C7A8BAA5959DB4AAC672B9AD63A48778B389B3AB91A7B8AAB9B98365A098B6 | TESYS DECA CIRCUIT BREAKER THERMAL MAGNETIC MCB 62-73A EVERLINK | This 3 poles AC TeSys GV3 uses thermal-magnetic trip unit tecnology for application with motors. It meets IP20 conforming to IEC 60529. | Height | 132mm
| 51 | Circuit Breakers and Fuses | Circuit Breakers | Motor Protection Circuit Breakers | TESYS DECA CIRCUIT BREAKER THERMAL MAGNETIC MCB 62-73A EVERL | 2403867 | GV3P73 | SCHNEIDER ELECTRIC | 10650 | https://pim-kvc.soneparsea.com:3443/PictureServer/default.aspx/schneider-gv3p65_Image1.jpg?A3889C9397807479A2A1C7A8BAA5959DB4AAC672B9AD63A4867AB38EBF9897998173BEB5B9 | https://pim-kvc.soneparsea.com:3443/PictureServer/default.aspx/schneider-gv3p73_Datasheet1.pdf?A3889C9397807479A2A1C7A8BAA5959DB4AAC672B9AD63A48778B389B3AB91A7B8AAB9B98365A098B6 | TESYS DECA CIRCUIT BREAKER THERMAL MAGNETIC MCB 62-73A EVERLINK | This 3 poles AC TeSys GV3 uses thermal-magnetic trip unit tecnology for application with motors. It meets IP20 conforming to IEC 60529. | Width | 55mm
| 51 | Circuit Breakers and Fuses | Circuit Breakers | Motor Protection Circuit Breakers | TESYS DECA CIRCUIT BREAKER THERMAL MAGNETIC MCB 62-73A EVERL | 2403867 | GV3P73 | SCHNEIDER ELECTRIC | 10650 | https://pim-kvc.soneparsea.com:3443/PictureServer/default.aspx/schneider-gv3p65_Image1.jpg?A3889C9397807479A2A1C7A8BAA5959DB4AAC672B9AD63A4867AB38EBF9897998173BEB5B9 | https://pim-kvc.soneparsea.com:3443/PictureServer/default.aspx/schneider-gv3p73_Datasheet1.pdf?A3889C9397807479A2A1C7A8BAA5959DB4AAC672B9AD63A48778B389B3AB91A7B8AAB9B98365A098B6 | TESYS DECA CIRCUIT BREAKER THERMAL MAGNETIC MCB 62-73A EVERLINK | This 3 poles AC TeSys GV3 uses thermal-magnetic trip unit tecnology for application with motors. It meets IP20 conforming to IEC 60529. | Depth | 136mm
| 52 | Circuit Breakers and Fuses | Circuit Breakers | Motor Protection Circuit Breakers | TESYS GV4 MOTOR CIRCUIT BREAKER 3P 115A ICU 100KA | 2472738 | GV4PE115S | SCHNEIDER ELECTRIC | 27300 | https://pim-kvc.soneparsea.com:3443/PictureServer/default.aspx/SCHNEIDERELECTRIC-GV4PE115S_Image1.jpg?A3889C9397807479A2A1A7889A85757D948AA68A9E7C7388A28E9772998D64849576857AA59679A1B1ACB97680A1A09B | https://pim-kvc.soneparsea.com:3443/PictureServer/default.aspx/SchneiderElectric-GV4PE115S_Datasheet1.pdf?A3889C9397807479A2A1A7A8BAA5959DB4AAC68ABE9C93A8C2AEB772998D64849576857AA5967495C4A6C7ADB79CA4657EB5B8AB | TESYS GV4 MOTOR CIRCUIT BREAKER 3P 115A ICU 100KA THERMAL MAGNETIC EVERLINK TERMINALS | The TeSys GV4 is one of the most efficient and reliable solutions of its size. With advanced protection and pre-alarms you can have better process control and anticipant problems before they happen. These compact, innovative, and high-performing motor circuit breakers are designed to ensure continuous motor operation under the toughest conditions. The devices are adaptable to many requirements, and can be used for a variety of demanding applications in industries. | Overload release current setting | 65...115A
| 52 | Circuit Breakers and Fuses | Circuit Breakers | Motor Protection Circuit Breakers | TESYS GV4 MOTOR CIRCUIT BREAKER 3P 115A ICU 100KA | 2472738 | GV4PE115S | SCHNEIDER ELECTRIC | 27300 | https://pim-kvc.soneparsea.com:3443/PictureServer/default.aspx/SCHNEIDERELECTRIC-GV4PE115S_Image1.jpg?A3889C9397807479A2A1A7889A85757D948AA68A9E7C7388A28E9772998D64849576857AA59679A1B1ACB97680A1A09B | https://pim-kvc.soneparsea.com:3443/PictureServer/default.aspx/SchneiderElectric-GV4PE115S_Datasheet1.pdf?A3889C9397807479A2A1A7A8BAA5959DB4AAC68ABE9C93A8C2AEB772998D64849576857AA5967495C4A6C7ADB79CA4657EB5B8AB | TESYS GV4 MOTOR CIRCUIT BREAKER 3P 115A ICU 100KA THERMAL MAGNETIC EVERLINK TERMINALS | The TeSys GV4 is one of the most efficient and reliable solutions of its size. With advanced protection and pre-alarms you can have better process control and anticipant problems before they happen. These compact, innovative, and high-performing motor circuit breakers are designed to ensure continuous motor operation under the toughest conditions. The devices are adaptable to many requirements, and can be used for a variety of demanding applications in industries. | Adjustment range undelayed short-circuit release | 1955...1955A
| 52 | Circuit Breakers and Fuses | Circuit Breakers | Motor Protection Circuit Breakers | TESYS GV4 MOTOR CIRCUIT BREAKER 3P 115A ICU 100KA | 2472738 | GV4PE115S | SCHNEIDER ELECTRIC | 27300 | https://pim-kvc.soneparsea.com:3443/PictureServer/default.aspx/SCHNEIDERELECTRIC-GV4PE115S_Image1.jpg?A3889C9397807479A2A1A7889A85757D948AA68A9E7C7388A28E9772998D64849576857AA59679A1B1ACB97680A1A09B | https://pim-kvc.soneparsea.com:3443/PictureServer/default.aspx/SchneiderElectric-GV4PE115S_Datasheet1.pdf?A3889C9397807479A2A1A7A8BAA5959DB4AAC68ABE9C93A8C2AEB772998D64849576857AA5967495C4A6C7ADB79CA4657EB5B8AB | TESYS GV4 MOTOR CIRCUIT BREAKER 3P 115A ICU 100KA THERMAL MAGNETIC EVERLINK TERMINALS | The TeSys GV4 is one of the most efficient and reliable solutions of its size. With advanced protection and pre-alarms you can have better process control and anticipant problems before they happen. These compact, innovative, and high-performing motor circuit breakers are designed to ensure continuous motor operation under the toughest conditions. The devices are adaptable to many requirements, and can be used for a variety of demanding applications in industries. | With thermal protection | yes
| 52 | Circuit Breakers and Fuses | Circuit Breakers | Motor Protection Circuit Breakers | TESYS GV4 MOTOR CIRCUIT BREAKER 3P 115A ICU 100KA | 2472738 | GV4PE115S | SCHNEIDER ELECTRIC | 27300 | https://pim-kvc.soneparsea.com:3443/PictureServer/default.aspx/SCHNEIDERELECTRIC-GV4PE115S_Image1.jpg?A3889C9397807479A2A1A7889A85757D948AA68A9E7C7388A28E9772998D64849576857AA59679A1B1ACB97680A1A09B | https://pim-kvc.soneparsea.com:3443/PictureServer/default.aspx/SchneiderElectric-GV4PE115S_Datasheet1.pdf?A3889C9397807479A2A1A7A8BAA5959DB4AAC68ABE9C93A8C2AEB772998D64849576857AA5967495C4A6C7ADB79CA4657EB5B8AB | TESYS GV4 MOTOR CIRCUIT BREAKER 3P 115A ICU 100KA THERMAL MAGNETIC EVERLINK TERMINALS | The TeSys GV4 is one of the most efficient and reliable solutions of its size. With advanced protection and pre-alarms you can have better process control and anticipant problems before they happen. These compact, innovative, and high-performing motor circuit breakers are designed to ensure continuous motor operation under the toughest conditions. The devices are adaptable to many requirements, and can be used for a variety of demanding applications in industries. | Phase failure sensitive | yes
| 52 | Circuit Breakers and Fuses | Circuit Breakers | Motor Protection Circuit Breakers | TESYS GV4 MOTOR CIRCUIT BREAKER 3P 115A ICU 100KA | 2472738 | GV4PE115S | SCHNEIDER ELECTRIC | 27300 | https://pim-kvc.soneparsea.com:3443/PictureServer/default.aspx/SCHNEIDERELECTRIC-GV4PE115S_Image1.jpg?A3889C9397807479A2A1A7889A85757D948AA68A9E7C7388A28E9772998D64849576857AA59679A1B1ACB97680A1A09B | https://pim-kvc.soneparsea.com:3443/PictureServer/default.aspx/SchneiderElectric-GV4PE115S_Datasheet1.pdf?A3889C9397807479A2A1A7A8BAA5959DB4AAC68ABE9C93A8C2AEB772998D64849576857AA5967495C4A6C7ADB79CA4657EB5B8AB | TESYS GV4 MOTOR CIRCUIT BREAKER 3P 115A ICU 100KA THERMAL MAGNETIC EVERLINK TERMINALS | The TeSys GV4 is one of the most efficient and reliable solutions of its size. With advanced protection and pre-alarms you can have better process control and anticipant problems before they happen. These compact, innovative, and high-performing motor circuit breakers are designed to ensure continuous motor operation under the toughest conditions. The devices are adaptable to many requirements, and can be used for a variety of demanding applications in industries. | Switch off technique | Electronic
| 52 | Circuit Breakers and Fuses | Circuit Breakers | Motor Protection Circuit Breakers | TESYS GV4 MOTOR CIRCUIT BREAKER 3P 115A ICU 100KA | 2472738 | GV4PE115S | SCHNEIDER ELECTRIC | 27300 | https://pim-kvc.soneparsea.com:3443/PictureServer/default.aspx/SCHNEIDERELECTRIC-GV4PE115S_Image1.jpg?A3889C9397807479A2A1A7889A85757D948AA68A9E7C7388A28E9772998D64849576857AA59679A1B1ACB97680A1A09B | https://pim-kvc.soneparsea.com:3443/PictureServer/default.aspx/SchneiderElectric-GV4PE115S_Datasheet1.pdf?A3889C9397807479A2A1A7A8BAA5959DB4AAC68ABE9C93A8C2AEB772998D64849576857AA5967495C4A6C7ADB79CA4657EB5B8AB | TESYS GV4 MOTOR CIRCUIT BREAKER 3P 115A ICU 100KA THERMAL MAGNETIC EVERLINK TERMINALS | The TeSys GV4 is one of the most efficient and reliable solutions of its size. With advanced protection and pre-alarms you can have better process control and anticipant problems before they happen. These compact, innovative, and high-performing motor circuit breakers are designed to ensure continuous motor operation under the toughest conditions. The devices are adaptable to many requirements, and can be used for a variety of demanding applications in industries. | Rated operating voltage | 0...690V
| 52 | Circuit Breakers and Fuses | Circuit Breakers | Motor Protection Circuit Breakers | TESYS GV4 MOTOR CIRCUIT BREAKER 3P 115A ICU 100KA | 2472738 | GV4PE115S | SCHNEIDER ELECTRIC | 27300 | https://pim-kvc.soneparsea.com:3443/PictureServer/default.aspx/SCHNEIDERELECTRIC-GV4PE115S_Image1.jpg?A3889C9397807479A2A1A7889A85757D948AA68A9E7C7388A28E9772998D64849576857AA59679A1B1ACB97680A1A09B | https://pim-kvc.soneparsea.com:3443/PictureServer/default.aspx/SchneiderElectric-GV4PE115S_Datasheet1.pdf?A3889C9397807479A2A1A7A8BAA5959DB4AAC68ABE9C93A8C2AEB772998D64849576857AA5967495C4A6C7ADB79CA4657EB5B8AB | TESYS GV4 MOTOR CIRCUIT BREAKER 3P 115A ICU 100KA THERMAL MAGNETIC EVERLINK TERMINALS | The TeSys GV4 is one of the most efficient and reliable solutions of its size. With advanced protection and pre-alarms you can have better process control and anticipant problems before they happen. These compact, innovative, and high-performing motor circuit breakers are designed to ensure continuous motor operation under the toughest conditions. The devices are adaptable to many requirements, and can be used for a variety of demanding applications in industries. | Rated permanent current Iu | 115A
| 52 | Circuit Breakers and Fuses | Circuit Breakers | Motor Protection Circuit Breakers | TESYS GV4 MOTOR CIRCUIT BREAKER 3P 115A ICU 100KA | 2472738 | GV4PE115S | SCHNEIDER ELECTRIC | 27300 | https://pim-kvc.soneparsea.com:3443/PictureServer/default.aspx/SCHNEIDERELECTRIC-GV4PE115S_Image1.jpg?A3889C9397807479A2A1A7889A85757D948AA68A9E7C7388A28E9772998D64849576857AA59679A1B1ACB97680A1A09B | https://pim-kvc.soneparsea.com:3443/PictureServer/default.aspx/SchneiderElectric-GV4PE115S_Datasheet1.pdf?A3889C9397807479A2A1A7A8BAA5959DB4AAC68ABE9C93A8C2AEB772998D64849576857AA5967495C4A6C7ADB79CA4657EB5B8AB | TESYS GV4 MOTOR CIRCUIT BREAKER 3P 115A ICU 100KA THERMAL MAGNETIC EVERLINK TERMINALS | The TeSys GV4 is one of the most efficient and reliable solutions of its size. With advanced protection and pre-alarms you can have better process control and anticipant problems before they happen. These compact, innovative, and high-performing motor circuit breakers are designed to ensure continuous motor operation under the toughest conditions. The devices are adaptable to many requirements, and can be used for a variety of demanding applications in industries. | Rated operation power at AC-3, 230 V | 30kW
| 52 | Circuit Breakers and Fuses | Circuit Breakers | Motor Protection Circuit Breakers | TESYS GV4 MOTOR CIRCUIT BREAKER 3P 115A ICU 100KA | 2472738 | GV4PE115S | SCHNEIDER ELECTRIC | 27300 | https://pim-kvc.soneparsea.com:3443/PictureServer/default.aspx/SCHNEIDERELECTRIC-GV4PE115S_Image1.jpg?A3889C9397807479A2A1A7889A85757D948AA68A9E7C7388A28E9772998D64849576857AA59679A1B1ACB97680A1A09B | https://pim-kvc.soneparsea.com:3443/PictureServer/default.aspx/SchneiderElectric-GV4PE115S_Datasheet1.pdf?A3889C9397807479A2A1A7A8BAA5959DB4AAC68ABE9C93A8C2AEB772998D64849576857AA5967495C4A6C7ADB79CA4657EB5B8AB | TESYS GV4 MOTOR CIRCUIT BREAKER 3P 115A ICU 100KA THERMAL MAGNETIC EVERLINK TERMINALS | The TeSys GV4 is one of the most efficient and reliable solutions of its size. With advanced protection and pre-alarms you can have better process control and anticipant problems before they happen. These compact, innovative, and high-performing motor circuit breakers are designed to ensure continuous motor operation under the toughest conditions. The devices are adaptable to many requirements, and can be used for a variety of demanding applications in industries. | Rated operation power at AC-3, 400 V | 55kW
| 52 | Circuit Breakers and Fuses | Circuit Breakers | Motor Protection Circuit Breakers | TESYS GV4 MOTOR CIRCUIT BREAKER 3P 115A ICU 100KA | 2472738 | GV4PE115S | SCHNEIDER ELECTRIC | 27300 | https://pim-kvc.soneparsea.com:3443/PictureServer/default.aspx/SCHNEIDERELECTRIC-GV4PE115S_Image1.jpg?A3889C9397807479A2A1A7889A85757D948AA68A9E7C7388A28E9772998D64849576857AA59679A1B1ACB97680A1A09B | https://pim-kvc.soneparsea.com:3443/PictureServer/default.aspx/SchneiderElectric-GV4PE115S_Datasheet1.pdf?A3889C9397807479A2A1A7A8BAA5959DB4AAC68ABE9C93A8C2AEB772998D64849576857AA5967495C4A6C7ADB79CA4657EB5B8AB | TESYS GV4 MOTOR CIRCUIT BREAKER 3P 115A ICU 100KA THERMAL MAGNETIC EVERLINK TERMINALS | The TeSys GV4 is one of the most efficient and reliable solutions of its size. With advanced protection and pre-alarms you can have better process control and anticipant problems before they happen. These compact, innovative, and high-performing motor circuit breakers are designed to ensure continuous motor operation under the toughest conditions. The devices are adaptable to many requirements, and can be used for a variety of demanding applications in industries. | Type of electrical connection of main circuit | Screw connection
| 52 | Circuit Breakers and Fuses | Circuit Breakers | Motor Protection Circuit Breakers | TESYS GV4 MOTOR CIRCUIT BREAKER 3P 115A ICU 100KA | 2472738 | GV4PE115S | SCHNEIDER ELECTRIC | 27300 | https://pim-kvc.soneparsea.com:3443/PictureServer/default.aspx/SCHNEIDERELECTRIC-GV4PE115S_Image1.jpg?A3889C9397807479A2A1A7889A85757D948AA68A9E7C7388A28E9772998D64849576857AA59679A1B1ACB97680A1A09B | https://pim-kvc.soneparsea.com:3443/PictureServer/default.aspx/SchneiderElectric-GV4PE115S_Datasheet1.pdf?A3889C9397807479A2A1A7A8BAA5959DB4AAC68ABE9C93A8C2AEB772998D64849576857AA5967495C4A6C7ADB79CA4657EB5B8AB | TESYS GV4 MOTOR CIRCUIT BREAKER 3P 115A ICU 100KA THERMAL MAGNETIC EVERLINK TERMINALS | The TeSys GV4 is one of the most efficient and reliable solutions of its size. With advanced protection and pre-alarms you can have better process control and anticipant problems before they happen. These compact, innovative, and high-performing motor circuit breakers are designed to ensure continuous motor operation under the toughest conditions. The devices are adaptable to many requirements, and can be used for a variety of demanding applications in industries. | Type of control element | Rocker lever
| 52 | Circuit Breakers and Fuses | Circuit Breakers | Motor Protection Circuit Breakers | TESYS GV4 MOTOR CIRCUIT BREAKER 3P 115A ICU 100KA | 2472738 | GV4PE115S | SCHNEIDER ELECTRIC | 27300 | https://pim-kvc.soneparsea.com:3443/PictureServer/default.aspx/SCHNEIDERELECTRIC-GV4PE115S_Image1.jpg?A3889C9397807479A2A1A7889A85757D948AA68A9E7C7388A28E9772998D64849576857AA59679A1B1ACB97680A1A09B | https://pim-kvc.soneparsea.com:3443/PictureServer/default.aspx/SchneiderElectric-GV4PE115S_Datasheet1.pdf?A3889C9397807479A2A1A7A8BAA5959DB4AAC68ABE9C93A8C2AEB772998D64849576857AA5967495C4A6C7ADB79CA4657EB5B8AB | TESYS GV4 MOTOR CIRCUIT BREAKER 3P 115A ICU 100KA THERMAL MAGNETIC EVERLINK TERMINALS | The TeSys GV4 is one of the most efficient and reliable solutions of its size. With advanced protection and pre-alarms you can have better process control and anticipant problems before they happen. These compact, innovative, and high-performing motor circuit breakers are designed to ensure continuous motor operation under the toughest conditions. The devices are adaptable to many requirements, and can be used for a variety of demanding applications in industries. | Device construction | Complete device in housing
| 52 | Circuit Breakers and Fuses | Circuit Breakers | Motor Protection Circuit Breakers | TESYS GV4 MOTOR CIRCUIT BREAKER 3P 115A ICU 100KA | 2472738 | GV4PE115S | SCHNEIDER ELECTRIC | 27300 | https://pim-kvc.soneparsea.com:3443/PictureServer/default.aspx/SCHNEIDERELECTRIC-GV4PE115S_Image1.jpg?A3889C9397807479A2A1A7889A85757D948AA68A9E7C7388A28E9772998D64849576857AA59679A1B1ACB97680A1A09B | https://pim-kvc.soneparsea.com:3443/PictureServer/default.aspx/SchneiderElectric-GV4PE115S_Datasheet1.pdf?A3889C9397807479A2A1A7A8BAA5959DB4AAC68ABE9C93A8C2AEB772998D64849576857AA5967495C4A6C7ADB79CA4657EB5B8AB | TESYS GV4 MOTOR CIRCUIT BREAKER 3P 115A ICU 100KA THERMAL MAGNETIC EVERLINK TERMINALS | The TeSys GV4 is one of the most efficient and reliable solutions of its size. With advanced protection and pre-alarms you can have better process control and anticipant problems before they happen. These compact, innovative, and high-performing motor circuit breakers are designed to ensure continuous motor operation under the toughest conditions. The devices are adaptable to many requirements, and can be used for a variety of demanding applications in industries. | With integrated auxiliary switch | no
| 52 | Circuit Breakers and Fuses | Circuit Breakers | Motor Protection Circuit Breakers | TESYS GV4 MOTOR CIRCUIT BREAKER 3P 115A ICU 100KA | 2472738 | GV4PE115S | SCHNEIDER ELECTRIC | 27300 | https://pim-kvc.soneparsea.com:3443/PictureServer/default.aspx/SCHNEIDERELECTRIC-GV4PE115S_Image1.jpg?A3889C9397807479A2A1A7889A85757D948AA68A9E7C7388A28E9772998D64849576857AA59679A1B1ACB97680A1A09B | https://pim-kvc.soneparsea.com:3443/PictureServer/default.aspx/SchneiderElectric-GV4PE115S_Datasheet1.pdf?A3889C9397807479A2A1A7A8BAA5959DB4AAC68ABE9C93A8C2AEB772998D64849576857AA5967495C4A6C7ADB79CA4657EB5B8AB | TESYS GV4 MOTOR CIRCUIT BREAKER 3P 115A ICU 100KA THERMAL MAGNETIC EVERLINK TERMINALS | The TeSys GV4 is one of the most efficient and reliable solutions of its size. With advanced protection and pre-alarms you can have better process control and anticipant problems before they happen. These compact, innovative, and high-performing motor circuit breakers are designed to ensure continuous motor operation under the toughest conditions. The devices are adaptable to many requirements, and can be used for a variety of demanding applications in industries. | With integrated under voltage release | no
| 52 | Circuit Breakers and Fuses | Circuit Breakers | Motor Protection Circuit Breakers | TESYS GV4 MOTOR CIRCUIT BREAKER 3P 115A ICU 100KA | 2472738 | GV4PE115S | SCHNEIDER ELECTRIC | 27300 | https://pim-kvc.soneparsea.com:3443/PictureServer/default.aspx/SCHNEIDERELECTRIC-GV4PE115S_Image1.jpg?A3889C9397807479A2A1A7889A85757D948AA68A9E7C7388A28E9772998D64849576857AA59679A1B1ACB97680A1A09B | https://pim-kvc.soneparsea.com:3443/PictureServer/default.aspx/SchneiderElectric-GV4PE115S_Datasheet1.pdf?A3889C9397807479A2A1A7A8BAA5959DB4AAC68ABE9C93A8C2AEB772998D64849576857AA5967495C4A6C7ADB79CA4657EB5B8AB | TESYS GV4 MOTOR CIRCUIT BREAKER 3P 115A ICU 100KA THERMAL MAGNETIC EVERLINK TERMINALS | The TeSys GV4 is one of the most efficient and reliable solutions of its size. With advanced protection and pre-alarms you can have better process control and anticipant problems before they happen. These compact, innovative, and high-performing motor circuit breakers are designed to ensure continuous motor operation under the toughest conditions. The devices are adaptable to many requirements, and can be used for a variety of demanding applications in industries. | Number of poles | 3
| 52 | Circuit Breakers and Fuses | Circuit Breakers | Motor Protection Circuit Breakers | TESYS GV4 MOTOR CIRCUIT BREAKER 3P 115A ICU 100KA | 2472738 | GV4PE115S | SCHNEIDER ELECTRIC | 27300 | https://pim-kvc.soneparsea.com:3443/PictureServer/default.aspx/SCHNEIDERELECTRIC-GV4PE115S_Image1.jpg?A3889C9397807479A2A1A7889A85757D948AA68A9E7C7388A28E9772998D64849576857AA59679A1B1ACB97680A1A09B | https://pim-kvc.soneparsea.com:3443/PictureServer/default.aspx/SchneiderElectric-GV4PE115S_Datasheet1.pdf?A3889C9397807479A2A1A7A8BAA5959DB4AAC68ABE9C93A8C2AEB772998D64849576857AA5967495C4A6C7ADB79CA4657EB5B8AB | TESYS GV4 MOTOR CIRCUIT BREAKER 3P 115A ICU 100KA THERMAL MAGNETIC EVERLINK TERMINALS | The TeSys GV4 is one of the most efficient and reliable solutions of its size. With advanced protection and pre-alarms you can have better process control and anticipant problems before they happen. These compact, innovative, and high-performing motor circuit breakers are designed to ensure continuous motor operation under the toughest conditions. The devices are adaptable to many requirements, and can be used for a variety of demanding applications in industries. | Rated short-circuit breaking capacity lcu at 400 V, AC | 100kA
| 52 | Circuit Breakers and Fuses | Circuit Breakers | Motor Protection Circuit Breakers | TESYS GV4 MOTOR CIRCUIT BREAKER 3P 115A ICU 100KA | 2472738 | GV4PE115S | SCHNEIDER ELECTRIC | 27300 | https://pim-kvc.soneparsea.com:3443/PictureServer/default.aspx/SCHNEIDERELECTRIC-GV4PE115S_Image1.jpg?A3889C9397807479A2A1A7889A85757D948AA68A9E7C7388A28E9772998D64849576857AA59679A1B1ACB97680A1A09B | https://pim-kvc.soneparsea.com:3443/PictureServer/default.aspx/SchneiderElectric-GV4PE115S_Datasheet1.pdf?A3889C9397807479A2A1A7A8BAA5959DB4AAC68ABE9C93A8C2AEB772998D64849576857AA5967495C4A6C7ADB79CA4657EB5B8AB | TESYS GV4 MOTOR CIRCUIT BREAKER 3P 115A ICU 100KA THERMAL MAGNETIC EVERLINK TERMINALS | The TeSys GV4 is one of the most efficient and reliable solutions of its size. With advanced protection and pre-alarms you can have better process control and anticipant problems before they happen. These compact, innovative, and high-performing motor circuit breakers are designed to ensure continuous motor operation under the toughest conditions. The devices are adaptable to many requirements, and can be used for a variety of demanding applications in industries. | Degree of protection (IP) | IP40
| 52 | Circuit Breakers and Fuses | Circuit Breakers | Motor Protection Circuit Breakers | TESYS GV4 MOTOR CIRCUIT BREAKER 3P 115A ICU 100KA | 2472738 | GV4PE115S | SCHNEIDER ELECTRIC | 27300 | https://pim-kvc.soneparsea.com:3443/PictureServer/default.aspx/SCHNEIDERELECTRIC-GV4PE115S_Image1.jpg?A3889C9397807479A2A1A7889A85757D948AA68A9E7C7388A28E9772998D64849576857AA59679A1B1ACB97680A1A09B | https://pim-kvc.soneparsea.com:3443/PictureServer/default.aspx/SchneiderElectric-GV4PE115S_Datasheet1.pdf?A3889C9397807479A2A1A7A8BAA5959DB4AAC68ABE9C93A8C2AEB772998D64849576857AA5967495C4A6C7ADB79CA4657EB5B8AB | TESYS GV4 MOTOR CIRCUIT BREAKER 3P 115A ICU 100KA THERMAL MAGNETIC EVERLINK TERMINALS | The TeSys GV4 is one of the most efficient and reliable solutions of its size. With advanced protection and pre-alarms you can have better process control and anticipant problems before they happen. These compact, innovative, and high-performing motor circuit breakers are designed to ensure continuous motor operation under the toughest conditions. The devices are adaptable to many requirements, and can be used for a variety of demanding applications in industries. | Height | 155mm
| 52 | Circuit Breakers and Fuses | Circuit Breakers | Motor Protection Circuit Breakers | TESYS GV4 MOTOR CIRCUIT BREAKER 3P 115A ICU 100KA | 2472738 | GV4PE115S | SCHNEIDER ELECTRIC | 27300 | https://pim-kvc.soneparsea.com:3443/PictureServer/default.aspx/SCHNEIDERELECTRIC-GV4PE115S_Image1.jpg?A3889C9397807479A2A1A7889A85757D948AA68A9E7C7388A28E9772998D64849576857AA59679A1B1ACB97680A1A09B | https://pim-kvc.soneparsea.com:3443/PictureServer/default.aspx/SchneiderElectric-GV4PE115S_Datasheet1.pdf?A3889C9397807479A2A1A7A8BAA5959DB4AAC68ABE9C93A8C2AEB772998D64849576857AA5967495C4A6C7ADB79CA4657EB5B8AB | TESYS GV4 MOTOR CIRCUIT BREAKER 3P 115A ICU 100KA THERMAL MAGNETIC EVERLINK TERMINALS | The TeSys GV4 is one of the most efficient and reliable solutions of its size. With advanced protection and pre-alarms you can have better process control and anticipant problems before they happen. These compact, innovative, and high-performing motor circuit breakers are designed to ensure continuous motor operation under the toughest conditions. The devices are adaptable to many requirements, and can be used for a variety of demanding applications in industries. | Width | 81mm
| 52 | Circuit Breakers and Fuses | Circuit Breakers | Motor Protection Circuit Breakers | TESYS GV4 MOTOR CIRCUIT BREAKER 3P 115A ICU 100KA | 2472738 | GV4PE115S | SCHNEIDER ELECTRIC | 27300 | https://pim-kvc.soneparsea.com:3443/PictureServer/default.aspx/SCHNEIDERELECTRIC-GV4PE115S_Image1.jpg?A3889C9397807479A2A1A7889A85757D948AA68A9E7C7388A28E9772998D64849576857AA59679A1B1ACB97680A1A09B | https://pim-kvc.soneparsea.com:3443/PictureServer/default.aspx/SchneiderElectric-GV4PE115S_Datasheet1.pdf?A3889C9397807479A2A1A7A8BAA5959DB4AAC68ABE9C93A8C2AEB772998D64849576857AA5967495C4A6C7ADB79CA4657EB5B8AB | TESYS GV4 MOTOR CIRCUIT BREAKER 3P 115A ICU 100KA THERMAL MAGNETIC EVERLINK TERMINALS | The TeSys GV4 is one of the most efficient and reliable solutions of its size. With advanced protection and pre-alarms you can have better process control and anticipant problems before they happen. These compact, innovative, and high-performing motor circuit breakers are designed to ensure continuous motor operation under the toughest conditions. The devices are adaptable to many requirements, and can be used for a variety of demanding applications in industries. | Depth | 116mm