## AutomationControl>IndustrialSw
ImportTicket-xlsx-zsx22ii8k1q&Tx | ลำดับ | รายละเอียดสินค้า
|  | ชื่อหมวดหมู่ชั้นที่ 1 | ชื่อหมวดหมู่ชั้นที่ 2 | ชื่อหมวดหมู่ชั้นที่ 3 | ชื่อสินค้า | รหัสสินค้า | MPN | Brand | ราคาสินค้า | Picture | Datasheet | รายละเอียดย่อ | รายละเอียดเต็ม | หัวข้อฟีเจอร์ | รายละเอียดฟีเจอร์
Example > | 0 | Product Category 1 | Product Sub 1 | Product Sub-sec 1 | Example Product | P0001 | N/A | Brand 1 | 100000 | https://soneparthailand.com/th/_content_images/product/A4BF5596-06F7-632A-0C7B-5BEB6E7DB749.jpg | https://www.quotewerks.com/download/printlayouts/Samples/QuotationSample_A.pdf | เอ๋เวิลด์ เปราะบางโลโก้มอนสเตอร์รากหญ้าพูล เชอร์รี่ไฮเปอร์ตรวจสอบรันเวย์ฟลอร์ เซรามิก | สเปกแอ็กชั่น มหภาคเทรดคอร์ปมหาอุปราชาเฉิ่ม แป๋วมาร์เก็ตเดบิตแมนชั่น โกลด์วีซ่าเซอร์วิส เฟิร์มสไปเดอร์ ออร์เดอร์เช็ก ฮันนีมูนแชมป์กระดี๊กระด๊ารีวิวดยุค ฟินิกซ์ตื้บสมาพันธ์ซัพพลายเออร์โรแมนติก หลวงปู่บู๊ฮาลาลแซ็กโซโฟน ป๋าแอสเตอร์แดรี่ภคันทลาพาธ บอกซ์เยนโหลนเมคอัพ รูบิก จูเนียร์ไอติมเคลียร์ฟลุทมอคคา ทอม แฟกซ์รวมมิตรฟอยล์ แซนด์วิชลอร์ดสคริปต์ยากูซ่า สแล็กผ้าห่มรีสอร์ตแดรี่ สเตย์ธรรมา เที่ยงคืนแอปเปิ้ล คำสาปแคมปัสท็อปบูต สัมนาศิลปากรพาร์บ๊วยอมาตยาธิปไตย แจ๊สไงจัมโบ้ดั๊มพ์ วิว เกจิเคลียร์ ว้อดก้ามั้งคอมพ์ แหม็บโยเกิร์ตซัมเมอร์ ป่าไม้นิวละติน เทคโนแครตเวิร์กช็อปฮาราคีรี แคนยอนแกรนด์ โปรเจ็กต์ เต๊ะแบคโฮเหี่ยวย่นละอ่อนคาปูชิโน วันเวย์ ครูเสดแตงโมฟีเวอร์เจ๊คอลเล็กชั่น ดั๊มพ์วิลเลจกับดัก ชัตเตอร์โบว์ ออเดอร์แชมป์ อุปทานมาร์จินฮิบรูโทรโข่ง จูน แดรี่โยโย่ บุ๋น เอ็นเตอร์เทนดีพาร์ทเมนต์ลีเมอร์ สต็อกเซาท์ มายาคติโกเต็กซ์ไวอากร้าลิมูซีน ออร์เดอร์โมเดิร์นวอล์กร็อคไฮไลต์ ซีเนียร์ริกเตอร์สมาพันธ์ เจ๊วาฟเฟิลฟลุกฮิตคัตเอาต์ คูลเลอร์ยากูซ่า ราสเบอร์รีไฟแนนซ์แคนู ยาวี แม่ค้าชีสเซี้ยว อิกัวนาแมมโบ้ ซีเรียสกุมภาพันธ์ ซัพพลายเออร์ฟลุท เป่ายิ้งฉุบโลโก้หลวงพี่ กีวีตุ๊กตุ๊กเซ็กส์อาร์ติสต์ อริยสงฆ์บาบูนไฮไลท์ซาร์ดีน เมเปิลปาสกาลแรงใจ ปาร์ตี้มาร์กเซนเซอร์แคมเปญ เบอร์รีแพทยสภาวาฟเฟิลแบคโฮแมกกาซีน ชีสสังโฆวิน เซ่นไหว้จิ๊กโก๋กฤษณ์บูติคจอหงวน โคโยตีจังโก้บัลลาสต์คอลเล็กชั่น โปรเจ็ครีเสิร์ช แชมเปญ โปรโมเตอร์แกรนด์สตรอว์เบอร์รีแพกเกจ จีดีพีคลาสสิกแทคติค ฮัมซามูไรเคอร์ฟิวแมชชีน เทเลกราฟแอปเปิ้ลวิลล์ แฟรนไชส์ต่อยอดรีสอร์ต ออร์เดอร์ฟอยล์อ่อนด้อยช็อป รันเวย์ชีสแจ็กพอตอาว์มาราธอน ไตรมาสจอหงวน รอยัลตี้เมจิคชัตเตอร์ ชาร์จแมชีนก๋ากั่นเซฟตี้ ง่าวแมคเคอเรล หม่านโถวโยเกิร์ต แช่แข็งอันตรกิริยา แจ็กพ็อตมะกันล็อบบี้ซิมแผดเผา คาร์ดีพาร์ตเมนต์บลูเบอร์รีโคโยตี้เครป ฮันนีมูนเจลรวมมิตรเซี้ยว | Feature Name 1 | This is feature detail.
Start > | 1 | Automation and Control | Industrial Switch | Selector Switches | HARMONY XB7 SELECTOR SWITCH BLACK 2 POSITIONS 1 NO | 2002483 | XB7ND21 | SCHNEIDER ELECTRIC | 280 | https://pim-kvc.soneparsea.com:3443/PictureServer/default.aspx/schneider-XB7ND21_Image1.jpg?A3889C9397807479A2A1C7A8BAA5959DB4AAC672AA796782947785A49BA4919BB57682AFC29E | https://pim-kvc.soneparsea.com:3443/PictureServer/default.aspx/schneider-xb7nd21.pdf?81788B76AEAA939CBEAABDA9B7A95DACB27CC2A984685EA4B4AB | HARMONY XB7 SWITCH SELECTOR 2 POSITION STANDARD HANDLE 1N/O Ø22 BLACK | This Schneider Electric Harmony XB7 monolithic black selector switch has 2 positions, operates with a stay-put mechanism and screw clamp terminals. It has 1 x NO contact and a double insulated plastic bezel. This single-component selector switch provides a versatile interface for controlling your machines. It is easily installed into standard 22 mm diameter cut-outs and connected to your control circuits with simple screw-clamp connections. It provides an effective manner to give your machine multiple different inputs. It is impact resistant, dust proof, waterproof and vibration resistant thanks to its IP65, making it ideal for operation in harsh environments. | Number of switch positions | 2
| 1 | Automation and Control | Industrial Switch | Selector Switches | HARMONY XB7 SELECTOR SWITCH BLACK 2 POSITIONS 1 NO | 2002483 | XB7ND21 | SCHNEIDER ELECTRIC | 280 | https://pim-kvc.soneparsea.com:3443/PictureServer/default.aspx/schneider-XB7ND21_Image1.jpg?A3889C9397807479A2A1C7A8BAA5959DB4AAC672AA796782947785A49BA4919BB57682AFC29E | https://pim-kvc.soneparsea.com:3443/PictureServer/default.aspx/schneider-xb7nd21.pdf?81788B76AEAA939CBEAABDA9B7A95DACB27CC2A984685EA4B4AB | HARMONY XB7 SWITCH SELECTOR 2 POSITION STANDARD HANDLE 1N/O Ø22 BLACK | This Schneider Electric Harmony XB7 monolithic black selector switch has 2 positions, operates with a stay-put mechanism and screw clamp terminals. It has 1 x NO contact and a double insulated plastic bezel. This single-component selector switch provides a versatile interface for controlling your machines. It is easily installed into standard 22 mm diameter cut-outs and connected to your control circuits with simple screw-clamp connections. It provides an effective manner to give your machine multiple different inputs. It is impact resistant, dust proof, waterproof and vibration resistant thanks to its IP65, making it ideal for operation in harsh environments. | Type of control element | Turn button
| 1 | Automation and Control | Industrial Switch | Selector Switches | HARMONY XB7 SELECTOR SWITCH BLACK 2 POSITIONS 1 NO | 2002483 | XB7ND21 | SCHNEIDER ELECTRIC | 280 | https://pim-kvc.soneparsea.com:3443/PictureServer/default.aspx/schneider-XB7ND21_Image1.jpg?A3889C9397807479A2A1C7A8BAA5959DB4AAC672AA796782947785A49BA4919BB57682AFC29E | https://pim-kvc.soneparsea.com:3443/PictureServer/default.aspx/schneider-xb7nd21.pdf?81788B76AEAA939CBEAABDA9B7A95DACB27CC2A984685EA4B4AB | HARMONY XB7 SWITCH SELECTOR 2 POSITION STANDARD HANDLE 1N/O Ø22 BLACK | This Schneider Electric Harmony XB7 monolithic black selector switch has 2 positions, operates with a stay-put mechanism and screw clamp terminals. It has 1 x NO contact and a double insulated plastic bezel. This single-component selector switch provides a versatile interface for controlling your machines. It is easily installed into standard 22 mm diameter cut-outs and connected to your control circuits with simple screw-clamp connections. It provides an effective manner to give your machine multiple different inputs. It is impact resistant, dust proof, waterproof and vibration resistant thanks to its IP65, making it ideal for operation in harsh environments. | Suitable for illumination | no
| 1 | Automation and Control | Industrial Switch | Selector Switches | HARMONY XB7 SELECTOR SWITCH BLACK 2 POSITIONS 1 NO | 2002483 | XB7ND21 | SCHNEIDER ELECTRIC | 280 | https://pim-kvc.soneparsea.com:3443/PictureServer/default.aspx/schneider-XB7ND21_Image1.jpg?A3889C9397807479A2A1C7A8BAA5959DB4AAC672AA796782947785A49BA4919BB57682AFC29E | https://pim-kvc.soneparsea.com:3443/PictureServer/default.aspx/schneider-xb7nd21.pdf?81788B76AEAA939CBEAABDA9B7A95DACB27CC2A984685EA4B4AB | HARMONY XB7 SWITCH SELECTOR 2 POSITION STANDARD HANDLE 1N/O Ø22 BLACK | This Schneider Electric Harmony XB7 monolithic black selector switch has 2 positions, operates with a stay-put mechanism and screw clamp terminals. It has 1 x NO contact and a double insulated plastic bezel. This single-component selector switch provides a versatile interface for controlling your machines. It is easily installed into standard 22 mm diameter cut-outs and connected to your control circuits with simple screw-clamp connections. It provides an effective manner to give your machine multiple different inputs. It is impact resistant, dust proof, waterproof and vibration resistant thanks to its IP65, making it ideal for operation in harsh environments. | With light source | no
| 1 | Automation and Control | Industrial Switch | Selector Switches | HARMONY XB7 SELECTOR SWITCH BLACK 2 POSITIONS 1 NO | 2002483 | XB7ND21 | SCHNEIDER ELECTRIC | 280 | https://pim-kvc.soneparsea.com:3443/PictureServer/default.aspx/schneider-XB7ND21_Image1.jpg?A3889C9397807479A2A1C7A8BAA5959DB4AAC672AA796782947785A49BA4919BB57682AFC29E | https://pim-kvc.soneparsea.com:3443/PictureServer/default.aspx/schneider-xb7nd21.pdf?81788B76AEAA939CBEAABDA9B7A95DACB27CC2A984685EA4B4AB | HARMONY XB7 SWITCH SELECTOR 2 POSITION STANDARD HANDLE 1N/O Ø22 BLACK | This Schneider Electric Harmony XB7 monolithic black selector switch has 2 positions, operates with a stay-put mechanism and screw clamp terminals. It has 1 x NO contact and a double insulated plastic bezel. This single-component selector switch provides a versatile interface for controlling your machines. It is easily installed into standard 22 mm diameter cut-outs and connected to your control circuits with simple screw-clamp connections. It provides an effective manner to give your machine multiple different inputs. It is impact resistant, dust proof, waterproof and vibration resistant thanks to its IP65, making it ideal for operation in harsh environments. | Colour button | Black
| 1 | Automation and Control | Industrial Switch | Selector Switches | HARMONY XB7 SELECTOR SWITCH BLACK 2 POSITIONS 1 NO | 2002483 | XB7ND21 | SCHNEIDER ELECTRIC | 280 | https://pim-kvc.soneparsea.com:3443/PictureServer/default.aspx/schneider-XB7ND21_Image1.jpg?A3889C9397807479A2A1C7A8BAA5959DB4AAC672AA796782947785A49BA4919BB57682AFC29E | https://pim-kvc.soneparsea.com:3443/PictureServer/default.aspx/schneider-xb7nd21.pdf?81788B76AEAA939CBEAABDA9B7A95DACB27CC2A984685EA4B4AB | HARMONY XB7 SWITCH SELECTOR 2 POSITION STANDARD HANDLE 1N/O Ø22 BLACK | This Schneider Electric Harmony XB7 monolithic black selector switch has 2 positions, operates with a stay-put mechanism and screw clamp terminals. It has 1 x NO contact and a double insulated plastic bezel. This single-component selector switch provides a versatile interface for controlling your machines. It is easily installed into standard 22 mm diameter cut-outs and connected to your control circuits with simple screw-clamp connections. It provides an effective manner to give your machine multiple different inputs. It is impact resistant, dust proof, waterproof and vibration resistant thanks to its IP65, making it ideal for operation in harsh environments. | Hole diameter | 22mm
| 1 | Automation and Control | Industrial Switch | Selector Switches | HARMONY XB7 SELECTOR SWITCH BLACK 2 POSITIONS 1 NO | 2002483 | XB7ND21 | SCHNEIDER ELECTRIC | 280 | https://pim-kvc.soneparsea.com:3443/PictureServer/default.aspx/schneider-XB7ND21_Image1.jpg?A3889C9397807479A2A1C7A8BAA5959DB4AAC672AA796782947785A49BA4919BB57682AFC29E | https://pim-kvc.soneparsea.com:3443/PictureServer/default.aspx/schneider-xb7nd21.pdf?81788B76AEAA939CBEAABDA9B7A95DACB27CC2A984685EA4B4AB | HARMONY XB7 SWITCH SELECTOR 2 POSITION STANDARD HANDLE 1N/O Ø22 BLACK | This Schneider Electric Harmony XB7 monolithic black selector switch has 2 positions, operates with a stay-put mechanism and screw clamp terminals. It has 1 x NO contact and a double insulated plastic bezel. This single-component selector switch provides a versatile interface for controlling your machines. It is easily installed into standard 22 mm diameter cut-outs and connected to your control circuits with simple screw-clamp connections. It provides an effective manner to give your machine multiple different inputs. It is impact resistant, dust proof, waterproof and vibration resistant thanks to its IP65, making it ideal for operation in harsh environments. | Width opening | 0mm
| 1 | Automation and Control | Industrial Switch | Selector Switches | HARMONY XB7 SELECTOR SWITCH BLACK 2 POSITIONS 1 NO | 2002483 | XB7ND21 | SCHNEIDER ELECTRIC | 280 | https://pim-kvc.soneparsea.com:3443/PictureServer/default.aspx/schneider-XB7ND21_Image1.jpg?A3889C9397807479A2A1C7A8BAA5959DB4AAC672AA796782947785A49BA4919BB57682AFC29E | https://pim-kvc.soneparsea.com:3443/PictureServer/default.aspx/schneider-xb7nd21.pdf?81788B76AEAA939CBEAABDA9B7A95DACB27CC2A984685EA4B4AB | HARMONY XB7 SWITCH SELECTOR 2 POSITION STANDARD HANDLE 1N/O Ø22 BLACK | This Schneider Electric Harmony XB7 monolithic black selector switch has 2 positions, operates with a stay-put mechanism and screw clamp terminals. It has 1 x NO contact and a double insulated plastic bezel. This single-component selector switch provides a versatile interface for controlling your machines. It is easily installed into standard 22 mm diameter cut-outs and connected to your control circuits with simple screw-clamp connections. It provides an effective manner to give your machine multiple different inputs. It is impact resistant, dust proof, waterproof and vibration resistant thanks to its IP65, making it ideal for operation in harsh environments. | Height opening | 0mm
| 1 | Automation and Control | Industrial Switch | Selector Switches | HARMONY XB7 SELECTOR SWITCH BLACK 2 POSITIONS 1 NO | 2002483 | XB7ND21 | SCHNEIDER ELECTRIC | 280 | https://pim-kvc.soneparsea.com:3443/PictureServer/default.aspx/schneider-XB7ND21_Image1.jpg?A3889C9397807479A2A1C7A8BAA5959DB4AAC672AA796782947785A49BA4919BB57682AFC29E | https://pim-kvc.soneparsea.com:3443/PictureServer/default.aspx/schneider-xb7nd21.pdf?81788B76AEAA939CBEAABDA9B7A95DACB27CC2A984685EA4B4AB | HARMONY XB7 SWITCH SELECTOR 2 POSITION STANDARD HANDLE 1N/O Ø22 BLACK | This Schneider Electric Harmony XB7 monolithic black selector switch has 2 positions, operates with a stay-put mechanism and screw clamp terminals. It has 1 x NO contact and a double insulated plastic bezel. This single-component selector switch provides a versatile interface for controlling your machines. It is easily installed into standard 22 mm diameter cut-outs and connected to your control circuits with simple screw-clamp connections. It provides an effective manner to give your machine multiple different inputs. It is impact resistant, dust proof, waterproof and vibration resistant thanks to its IP65, making it ideal for operation in harsh environments. | Switching function latching | yes
| 1 | Automation and Control | Industrial Switch | Selector Switches | HARMONY XB7 SELECTOR SWITCH BLACK 2 POSITIONS 1 NO | 2002483 | XB7ND21 | SCHNEIDER ELECTRIC | 280 | https://pim-kvc.soneparsea.com:3443/PictureServer/default.aspx/schneider-XB7ND21_Image1.jpg?A3889C9397807479A2A1C7A8BAA5959DB4AAC672AA796782947785A49BA4919BB57682AFC29E | https://pim-kvc.soneparsea.com:3443/PictureServer/default.aspx/schneider-xb7nd21.pdf?81788B76AEAA939CBEAABDA9B7A95DACB27CC2A984685EA4B4AB | HARMONY XB7 SWITCH SELECTOR 2 POSITION STANDARD HANDLE 1N/O Ø22 BLACK | This Schneider Electric Harmony XB7 monolithic black selector switch has 2 positions, operates with a stay-put mechanism and screw clamp terminals. It has 1 x NO contact and a double insulated plastic bezel. This single-component selector switch provides a versatile interface for controlling your machines. It is easily installed into standard 22 mm diameter cut-outs and connected to your control circuits with simple screw-clamp connections. It provides an effective manner to give your machine multiple different inputs. It is impact resistant, dust proof, waterproof and vibration resistant thanks to its IP65, making it ideal for operation in harsh environments. | Spring-return | no
| 1 | Automation and Control | Industrial Switch | Selector Switches | HARMONY XB7 SELECTOR SWITCH BLACK 2 POSITIONS 1 NO | 2002483 | XB7ND21 | SCHNEIDER ELECTRIC | 280 | https://pim-kvc.soneparsea.com:3443/PictureServer/default.aspx/schneider-XB7ND21_Image1.jpg?A3889C9397807479A2A1C7A8BAA5959DB4AAC672AA796782947785A49BA4919BB57682AFC29E | https://pim-kvc.soneparsea.com:3443/PictureServer/default.aspx/schneider-xb7nd21.pdf?81788B76AEAA939CBEAABDA9B7A95DACB27CC2A984685EA4B4AB | HARMONY XB7 SWITCH SELECTOR 2 POSITION STANDARD HANDLE 1N/O Ø22 BLACK | This Schneider Electric Harmony XB7 monolithic black selector switch has 2 positions, operates with a stay-put mechanism and screw clamp terminals. It has 1 x NO contact and a double insulated plastic bezel. This single-component selector switch provides a versatile interface for controlling your machines. It is easily installed into standard 22 mm diameter cut-outs and connected to your control circuits with simple screw-clamp connections. It provides an effective manner to give your machine multiple different inputs. It is impact resistant, dust proof, waterproof and vibration resistant thanks to its IP65, making it ideal for operation in harsh environments. | Degree of protection (IP) | IP65
| 1 | Automation and Control | Industrial Switch | Selector Switches | HARMONY XB7 SELECTOR SWITCH BLACK 2 POSITIONS 1 NO | 2002483 | XB7ND21 | SCHNEIDER ELECTRIC | 280 | https://pim-kvc.soneparsea.com:3443/PictureServer/default.aspx/schneider-XB7ND21_Image1.jpg?A3889C9397807479A2A1C7A8BAA5959DB4AAC672AA796782947785A49BA4919BB57682AFC29E | https://pim-kvc.soneparsea.com:3443/PictureServer/default.aspx/schneider-xb7nd21.pdf?81788B76AEAA939CBEAABDA9B7A95DACB27CC2A984685EA4B4AB | HARMONY XB7 SWITCH SELECTOR 2 POSITION STANDARD HANDLE 1N/O Ø22 BLACK | This Schneider Electric Harmony XB7 monolithic black selector switch has 2 positions, operates with a stay-put mechanism and screw clamp terminals. It has 1 x NO contact and a double insulated plastic bezel. This single-component selector switch provides a versatile interface for controlling your machines. It is easily installed into standard 22 mm diameter cut-outs and connected to your control circuits with simple screw-clamp connections. It provides an effective manner to give your machine multiple different inputs. It is impact resistant, dust proof, waterproof and vibration resistant thanks to its IP65, making it ideal for operation in harsh environments. | Supply voltage | 120...250V
| 1 | Automation and Control | Industrial Switch | Selector Switches | HARMONY XB7 SELECTOR SWITCH BLACK 2 POSITIONS 1 NO | 2002483 | XB7ND21 | SCHNEIDER ELECTRIC | 280 | https://pim-kvc.soneparsea.com:3443/PictureServer/default.aspx/schneider-XB7ND21_Image1.jpg?A3889C9397807479A2A1C7A8BAA5959DB4AAC672AA796782947785A49BA4919BB57682AFC29E | https://pim-kvc.soneparsea.com:3443/PictureServer/default.aspx/schneider-xb7nd21.pdf?81788B76AEAA939CBEAABDA9B7A95DACB27CC2A984685EA4B4AB | HARMONY XB7 SWITCH SELECTOR 2 POSITION STANDARD HANDLE 1N/O Ø22 BLACK | This Schneider Electric Harmony XB7 monolithic black selector switch has 2 positions, operates with a stay-put mechanism and screw clamp terminals. It has 1 x NO contact and a double insulated plastic bezel. This single-component selector switch provides a versatile interface for controlling your machines. It is easily installed into standard 22 mm diameter cut-outs and connected to your control circuits with simple screw-clamp connections. It provides an effective manner to give your machine multiple different inputs. It is impact resistant, dust proof, waterproof and vibration resistant thanks to its IP65, making it ideal for operation in harsh environments. | Number of contacts as normally open contact | 1
| 1 | Automation and Control | Industrial Switch | Selector Switches | HARMONY XB7 SELECTOR SWITCH BLACK 2 POSITIONS 1 NO | 2002483 | XB7ND21 | SCHNEIDER ELECTRIC | 280 | https://pim-kvc.soneparsea.com:3443/PictureServer/default.aspx/schneider-XB7ND21_Image1.jpg?A3889C9397807479A2A1C7A8BAA5959DB4AAC672AA796782947785A49BA4919BB57682AFC29E | https://pim-kvc.soneparsea.com:3443/PictureServer/default.aspx/schneider-xb7nd21.pdf?81788B76AEAA939CBEAABDA9B7A95DACB27CC2A984685EA4B4AB | HARMONY XB7 SWITCH SELECTOR 2 POSITION STANDARD HANDLE 1N/O Ø22 BLACK | This Schneider Electric Harmony XB7 monolithic black selector switch has 2 positions, operates with a stay-put mechanism and screw clamp terminals. It has 1 x NO contact and a double insulated plastic bezel. This single-component selector switch provides a versatile interface for controlling your machines. It is easily installed into standard 22 mm diameter cut-outs and connected to your control circuits with simple screw-clamp connections. It provides an effective manner to give your machine multiple different inputs. It is impact resistant, dust proof, waterproof and vibration resistant thanks to its IP65, making it ideal for operation in harsh environments. | Number of contacts as normally closed contact | 0
| 1 | Automation and Control | Industrial Switch | Selector Switches | HARMONY XB7 SELECTOR SWITCH BLACK 2 POSITIONS 1 NO | 2002483 | XB7ND21 | SCHNEIDER ELECTRIC | 280 | https://pim-kvc.soneparsea.com:3443/PictureServer/default.aspx/schneider-XB7ND21_Image1.jpg?A3889C9397807479A2A1C7A8BAA5959DB4AAC672AA796782947785A49BA4919BB57682AFC29E | https://pim-kvc.soneparsea.com:3443/PictureServer/default.aspx/schneider-xb7nd21.pdf?81788B76AEAA939CBEAABDA9B7A95DACB27CC2A984685EA4B4AB | HARMONY XB7 SWITCH SELECTOR 2 POSITION STANDARD HANDLE 1N/O Ø22 BLACK | This Schneider Electric Harmony XB7 monolithic black selector switch has 2 positions, operates with a stay-put mechanism and screw clamp terminals. It has 1 x NO contact and a double insulated plastic bezel. This single-component selector switch provides a versatile interface for controlling your machines. It is easily installed into standard 22 mm diameter cut-outs and connected to your control circuits with simple screw-clamp connections. It provides an effective manner to give your machine multiple different inputs. It is impact resistant, dust proof, waterproof and vibration resistant thanks to its IP65, making it ideal for operation in harsh environments. | Number of contacts as change-over contact | 0
| 1 | Automation and Control | Industrial Switch | Selector Switches | HARMONY XB7 SELECTOR SWITCH BLACK 2 POSITIONS 1 NO | 2002483 | XB7ND21 | SCHNEIDER ELECTRIC | 280 | https://pim-kvc.soneparsea.com:3443/PictureServer/default.aspx/schneider-XB7ND21_Image1.jpg?A3889C9397807479A2A1C7A8BAA5959DB4AAC672AA796782947785A49BA4919BB57682AFC29E | https://pim-kvc.soneparsea.com:3443/PictureServer/default.aspx/schneider-xb7nd21.pdf?81788B76AEAA939CBEAABDA9B7A95DACB27CC2A984685EA4B4AB | HARMONY XB7 SWITCH SELECTOR 2 POSITION STANDARD HANDLE 1N/O Ø22 BLACK | This Schneider Electric Harmony XB7 monolithic black selector switch has 2 positions, operates with a stay-put mechanism and screw clamp terminals. It has 1 x NO contact and a double insulated plastic bezel. This single-component selector switch provides a versatile interface for controlling your machines. It is easily installed into standard 22 mm diameter cut-outs and connected to your control circuits with simple screw-clamp connections. It provides an effective manner to give your machine multiple different inputs. It is impact resistant, dust proof, waterproof and vibration resistant thanks to its IP65, making it ideal for operation in harsh environments. | Type of electric connection | Screw connection
| 1 | Automation and Control | Industrial Switch | Selector Switches | HARMONY XB7 SELECTOR SWITCH BLACK 2 POSITIONS 1 NO | 2002483 | XB7ND21 | SCHNEIDER ELECTRIC | 280 | https://pim-kvc.soneparsea.com:3443/PictureServer/default.aspx/schneider-XB7ND21_Image1.jpg?A3889C9397807479A2A1C7A8BAA5959DB4AAC672AA796782947785A49BA4919BB57682AFC29E | https://pim-kvc.soneparsea.com:3443/PictureServer/default.aspx/schneider-xb7nd21.pdf?81788B76AEAA939CBEAABDA9B7A95DACB27CC2A984685EA4B4AB | HARMONY XB7 SWITCH SELECTOR 2 POSITION STANDARD HANDLE 1N/O Ø22 BLACK | This Schneider Electric Harmony XB7 monolithic black selector switch has 2 positions, operates with a stay-put mechanism and screw clamp terminals. It has 1 x NO contact and a double insulated plastic bezel. This single-component selector switch provides a versatile interface for controlling your machines. It is easily installed into standard 22 mm diameter cut-outs and connected to your control circuits with simple screw-clamp connections. It provides an effective manner to give your machine multiple different inputs. It is impact resistant, dust proof, waterproof and vibration resistant thanks to its IP65, making it ideal for operation in harsh environments. | With front ring | yes
| 1 | Automation and Control | Industrial Switch | Selector Switches | HARMONY XB7 SELECTOR SWITCH BLACK 2 POSITIONS 1 NO | 2002483 | XB7ND21 | SCHNEIDER ELECTRIC | 280 | https://pim-kvc.soneparsea.com:3443/PictureServer/default.aspx/schneider-XB7ND21_Image1.jpg?A3889C9397807479A2A1C7A8BAA5959DB4AAC672AA796782947785A49BA4919BB57682AFC29E | https://pim-kvc.soneparsea.com:3443/PictureServer/default.aspx/schneider-xb7nd21.pdf?81788B76AEAA939CBEAABDA9B7A95DACB27CC2A984685EA4B4AB | HARMONY XB7 SWITCH SELECTOR 2 POSITION STANDARD HANDLE 1N/O Ø22 BLACK | This Schneider Electric Harmony XB7 monolithic black selector switch has 2 positions, operates with a stay-put mechanism and screw clamp terminals. It has 1 x NO contact and a double insulated plastic bezel. This single-component selector switch provides a versatile interface for controlling your machines. It is easily installed into standard 22 mm diameter cut-outs and connected to your control circuits with simple screw-clamp connections. It provides an effective manner to give your machine multiple different inputs. It is impact resistant, dust proof, waterproof and vibration resistant thanks to its IP65, making it ideal for operation in harsh environments. | Material front ring | Plastic
| 1 | Automation and Control | Industrial Switch | Selector Switches | HARMONY XB7 SELECTOR SWITCH BLACK 2 POSITIONS 1 NO | 2002483 | XB7ND21 | SCHNEIDER ELECTRIC | 280 | https://pim-kvc.soneparsea.com:3443/PictureServer/default.aspx/schneider-XB7ND21_Image1.jpg?A3889C9397807479A2A1C7A8BAA5959DB4AAC672AA796782947785A49BA4919BB57682AFC29E | https://pim-kvc.soneparsea.com:3443/PictureServer/default.aspx/schneider-xb7nd21.pdf?81788B76AEAA939CBEAABDA9B7A95DACB27CC2A984685EA4B4AB | HARMONY XB7 SWITCH SELECTOR 2 POSITION STANDARD HANDLE 1N/O Ø22 BLACK | This Schneider Electric Harmony XB7 monolithic black selector switch has 2 positions, operates with a stay-put mechanism and screw clamp terminals. It has 1 x NO contact and a double insulated plastic bezel. This single-component selector switch provides a versatile interface for controlling your machines. It is easily installed into standard 22 mm diameter cut-outs and connected to your control circuits with simple screw-clamp connections. It provides an effective manner to give your machine multiple different inputs. It is impact resistant, dust proof, waterproof and vibration resistant thanks to its IP65, making it ideal for operation in harsh environments. | Colour front ring | Black
| 2 | Automation and Control | Industrial Switch | Industrial Switch Accessories | ROUND BLANKING PLUG FOR Ø22 HOLE BLACK | 2002493 | ZB2SZ3 | SCHNEIDER ELECTRIC | 200 | https://pim-kvc.soneparsea.com:3443/PictureServer/default.aspx/schneider-zb2sz3_image1.jpg?A3889C9397807479A2A1C7A8BAA5959DB4AAC672CC9962A7CA78B3AEBF9897998173BEB5B9 | https://pim-kvc.soneparsea.com:3443/PictureServer/default.aspx/schneider-zb2sz3.pdf?81788B76AEAA939CBEAABDA9B7A95DAEB277C7BF8565A098B6 | BLACK ROUND BLANKING PLUG FOR Ø22 HOLE | Pendant control stations for auxiliary circuits, equipped with 2 to 12 Ø 22 mm buttons. | Material | Plastic
| 2 | Automation and Control | Industrial Switch | Industrial Switch Accessories | ROUND BLANKING PLUG FOR Ø22 HOLE BLACK | 2002493 | ZB2SZ3 | SCHNEIDER ELECTRIC | 200 | https://pim-kvc.soneparsea.com:3443/PictureServer/default.aspx/schneider-zb2sz3_image1.jpg?A3889C9397807479A2A1C7A8BAA5959DB4AAC672CC9962A7CA78B3AEBF9897998173BEB5B9 | https://pim-kvc.soneparsea.com:3443/PictureServer/default.aspx/schneider-zb2sz3.pdf?81788B76AEAA939CBEAABDA9B7A95DAEB277C7BF8565A098B6 | BLACK ROUND BLANKING PLUG FOR Ø22 HOLE | Pendant control stations for auxiliary circuits, equipped with 2 to 12 Ø 22 mm buttons. | Construction type lens | Round
| 2 | Automation and Control | Industrial Switch | Industrial Switch Accessories | ROUND BLANKING PLUG FOR Ø22 HOLE BLACK | 2002493 | ZB2SZ3 | SCHNEIDER ELECTRIC | 200 | https://pim-kvc.soneparsea.com:3443/PictureServer/default.aspx/schneider-zb2sz3_image1.jpg?A3889C9397807479A2A1C7A8BAA5959DB4AAC672CC9962A7CA78B3AEBF9897998173BEB5B9 | https://pim-kvc.soneparsea.com:3443/PictureServer/default.aspx/schneider-zb2sz3.pdf?81788B76AEAA939CBEAABDA9B7A95DAEB277C7BF8565A098B6 | BLACK ROUND BLANKING PLUG FOR Ø22 HOLE | Pendant control stations for auxiliary circuits, equipped with 2 to 12 Ø 22 mm buttons. | Hole diameter | 22.5mm
| 2 | Automation and Control | Industrial Switch | Industrial Switch Accessories | ROUND BLANKING PLUG FOR Ø22 HOLE BLACK | 2002493 | ZB2SZ3 | SCHNEIDER ELECTRIC | 200 | https://pim-kvc.soneparsea.com:3443/PictureServer/default.aspx/schneider-zb2sz3_image1.jpg?A3889C9397807479A2A1C7A8BAA5959DB4AAC672CC9962A7CA78B3AEBF9897998173BEB5B9 | https://pim-kvc.soneparsea.com:3443/PictureServer/default.aspx/schneider-zb2sz3.pdf?81788B76AEAA939CBEAABDA9B7A95DAEB277C7BF8565A098B6 | BLACK ROUND BLANKING PLUG FOR Ø22 HOLE | Pendant control stations for auxiliary circuits, equipped with 2 to 12 Ø 22 mm buttons. | Width opening | 0mm
| 2 | Automation and Control | Industrial Switch | Industrial Switch Accessories | ROUND BLANKING PLUG FOR Ø22 HOLE BLACK | 2002493 | ZB2SZ3 | SCHNEIDER ELECTRIC | 200 | https://pim-kvc.soneparsea.com:3443/PictureServer/default.aspx/schneider-zb2sz3_image1.jpg?A3889C9397807479A2A1C7A8BAA5959DB4AAC672CC9962A7CA78B3AEBF9897998173BEB5B9 | https://pim-kvc.soneparsea.com:3443/PictureServer/default.aspx/schneider-zb2sz3.pdf?81788B76AEAA939CBEAABDA9B7A95DAEB277C7BF8565A098B6 | BLACK ROUND BLANKING PLUG FOR Ø22 HOLE | Pendant control stations for auxiliary circuits, equipped with 2 to 12 Ø 22 mm buttons. | Height opening | 0mm
| 2 | Automation and Control | Industrial Switch | Industrial Switch Accessories | ROUND BLANKING PLUG FOR Ø22 HOLE BLACK | 2002493 | ZB2SZ3 | SCHNEIDER ELECTRIC | 200 | https://pim-kvc.soneparsea.com:3443/PictureServer/default.aspx/schneider-zb2sz3_image1.jpg?A3889C9397807479A2A1C7A8BAA5959DB4AAC672CC9962A7CA78B3AEBF9897998173BEB5B9 | https://pim-kvc.soneparsea.com:3443/PictureServer/default.aspx/schneider-zb2sz3.pdf?81788B76AEAA939CBEAABDA9B7A95DAEB277C7BF8565A098B6 | BLACK ROUND BLANKING PLUG FOR Ø22 HOLE | Pendant control stations for auxiliary circuits, equipped with 2 to 12 Ø 22 mm buttons. | Colour | Black
| 3 | Automation and Control | Industrial Switch | Push Buttons | HARMONY XB4 PROJECTING PUSHBUTTON HEAD Ø22 GREEN | 2002494 | ZB4BA3 | SCHNEIDER ELECTRIC | 155 | https://pim-kvc.soneparsea.com:3443/PictureServer/default.aspx/schneider-zb4ba3_image1.jpg?A3889C9397807479A2A1C7A8BAA5959DB4AAC672CC996496B178B3AEBF9897998173BEB5B9 | https://pim-kvc.soneparsea.com:3443/PictureServer/default.aspx/schneider-zb4ba3.pdf?81788B76AEAA939CBEAABDA9B7A95DAEB279B6A68565A098B6 | HARMONY XB4 PROJECTING PUSHBUTTON HEAD Ø22 GREEN | This Schneider Electric Harmony XB4 green button head operates with a spring return mechanism. It has a chromium-plated metal bezel. This button head provides an ergonomic interface for controlling your machines. It is easily installed and replaced on compatible complete push-button units and contact blocks via snap-fit assembly. It is impact resistant, dust proof, waterproof and vibration resistant thanks to its IP66 / IP67 / IP69 / IP69K, making it ideal for operation in harsh environments. | Colour button | Green
| 3 | Automation and Control | Industrial Switch | Push Buttons | HARMONY XB4 PROJECTING PUSHBUTTON HEAD Ø22 GREEN | 2002494 | ZB4BA3 | SCHNEIDER ELECTRIC | 155 | https://pim-kvc.soneparsea.com:3443/PictureServer/default.aspx/schneider-zb4ba3_image1.jpg?A3889C9397807479A2A1C7A8BAA5959DB4AAC672CC996496B178B3AEBF9897998173BEB5B9 | https://pim-kvc.soneparsea.com:3443/PictureServer/default.aspx/schneider-zb4ba3.pdf?81788B76AEAA939CBEAABDA9B7A95DAEB279B6A68565A098B6 | HARMONY XB4 PROJECTING PUSHBUTTON HEAD Ø22 GREEN | This Schneider Electric Harmony XB4 green button head operates with a spring return mechanism. It has a chromium-plated metal bezel. This button head provides an ergonomic interface for controlling your machines. It is easily installed and replaced on compatible complete push-button units and contact blocks via snap-fit assembly. It is impact resistant, dust proof, waterproof and vibration resistant thanks to its IP66 / IP67 / IP69 / IP69K, making it ideal for operation in harsh environments. | Number of command positions | 1
| 3 | Automation and Control | Industrial Switch | Push Buttons | HARMONY XB4 PROJECTING PUSHBUTTON HEAD Ø22 GREEN | 2002494 | ZB4BA3 | SCHNEIDER ELECTRIC | 155 | https://pim-kvc.soneparsea.com:3443/PictureServer/default.aspx/schneider-zb4ba3_image1.jpg?A3889C9397807479A2A1C7A8BAA5959DB4AAC672CC996496B178B3AEBF9897998173BEB5B9 | https://pim-kvc.soneparsea.com:3443/PictureServer/default.aspx/schneider-zb4ba3.pdf?81788B76AEAA939CBEAABDA9B7A95DAEB279B6A68565A098B6 | HARMONY XB4 PROJECTING PUSHBUTTON HEAD Ø22 GREEN | This Schneider Electric Harmony XB4 green button head operates with a spring return mechanism. It has a chromium-plated metal bezel. This button head provides an ergonomic interface for controlling your machines. It is easily installed and replaced on compatible complete push-button units and contact blocks via snap-fit assembly. It is impact resistant, dust proof, waterproof and vibration resistant thanks to its IP66 / IP67 / IP69 / IP69K, making it ideal for operation in harsh environments. | Construction type lens | Round
| 3 | Automation and Control | Industrial Switch | Push Buttons | HARMONY XB4 PROJECTING PUSHBUTTON HEAD Ø22 GREEN | 2002494 | ZB4BA3 | SCHNEIDER ELECTRIC | 155 | https://pim-kvc.soneparsea.com:3443/PictureServer/default.aspx/schneider-zb4ba3_image1.jpg?A3889C9397807479A2A1C7A8BAA5959DB4AAC672CC996496B178B3AEBF9897998173BEB5B9 | https://pim-kvc.soneparsea.com:3443/PictureServer/default.aspx/schneider-zb4ba3.pdf?81788B76AEAA939CBEAABDA9B7A95DAEB279B6A68565A098B6 | HARMONY XB4 PROJECTING PUSHBUTTON HEAD Ø22 GREEN | This Schneider Electric Harmony XB4 green button head operates with a spring return mechanism. It has a chromium-plated metal bezel. This button head provides an ergonomic interface for controlling your machines. It is easily installed and replaced on compatible complete push-button units and contact blocks via snap-fit assembly. It is impact resistant, dust proof, waterproof and vibration resistant thanks to its IP66 / IP67 / IP69 / IP69K, making it ideal for operation in harsh environments. | Hole diameter | 22.5mm
| 3 | Automation and Control | Industrial Switch | Push Buttons | HARMONY XB4 PROJECTING PUSHBUTTON HEAD Ø22 GREEN | 2002494 | ZB4BA3 | SCHNEIDER ELECTRIC | 155 | https://pim-kvc.soneparsea.com:3443/PictureServer/default.aspx/schneider-zb4ba3_image1.jpg?A3889C9397807479A2A1C7A8BAA5959DB4AAC672CC996496B178B3AEBF9897998173BEB5B9 | https://pim-kvc.soneparsea.com:3443/PictureServer/default.aspx/schneider-zb4ba3.pdf?81788B76AEAA939CBEAABDA9B7A95DAEB279B6A68565A098B6 | HARMONY XB4 PROJECTING PUSHBUTTON HEAD Ø22 GREEN | This Schneider Electric Harmony XB4 green button head operates with a spring return mechanism. It has a chromium-plated metal bezel. This button head provides an ergonomic interface for controlling your machines. It is easily installed and replaced on compatible complete push-button units and contact blocks via snap-fit assembly. It is impact resistant, dust proof, waterproof and vibration resistant thanks to its IP66 / IP67 / IP69 / IP69K, making it ideal for operation in harsh environments. | Width opening | 0mm
| 3 | Automation and Control | Industrial Switch | Push Buttons | HARMONY XB4 PROJECTING PUSHBUTTON HEAD Ø22 GREEN | 2002494 | ZB4BA3 | SCHNEIDER ELECTRIC | 155 | https://pim-kvc.soneparsea.com:3443/PictureServer/default.aspx/schneider-zb4ba3_image1.jpg?A3889C9397807479A2A1C7A8BAA5959DB4AAC672CC996496B178B3AEBF9897998173BEB5B9 | https://pim-kvc.soneparsea.com:3443/PictureServer/default.aspx/schneider-zb4ba3.pdf?81788B76AEAA939CBEAABDA9B7A95DAEB279B6A68565A098B6 | HARMONY XB4 PROJECTING PUSHBUTTON HEAD Ø22 GREEN | This Schneider Electric Harmony XB4 green button head operates with a spring return mechanism. It has a chromium-plated metal bezel. This button head provides an ergonomic interface for controlling your machines. It is easily installed and replaced on compatible complete push-button units and contact blocks via snap-fit assembly. It is impact resistant, dust proof, waterproof and vibration resistant thanks to its IP66 / IP67 / IP69 / IP69K, making it ideal for operation in harsh environments. | Height opening | 0mm
| 3 | Automation and Control | Industrial Switch | Push Buttons | HARMONY XB4 PROJECTING PUSHBUTTON HEAD Ø22 GREEN | 2002494 | ZB4BA3 | SCHNEIDER ELECTRIC | 155 | https://pim-kvc.soneparsea.com:3443/PictureServer/default.aspx/schneider-zb4ba3_image1.jpg?A3889C9397807479A2A1C7A8BAA5959DB4AAC672CC996496B178B3AEBF9897998173BEB5B9 | https://pim-kvc.soneparsea.com:3443/PictureServer/default.aspx/schneider-zb4ba3.pdf?81788B76AEAA939CBEAABDA9B7A95DAEB279B6A68565A098B6 | HARMONY XB4 PROJECTING PUSHBUTTON HEAD Ø22 GREEN | This Schneider Electric Harmony XB4 green button head operates with a spring return mechanism. It has a chromium-plated metal bezel. This button head provides an ergonomic interface for controlling your machines. It is easily installed and replaced on compatible complete push-button units and contact blocks via snap-fit assembly. It is impact resistant, dust proof, waterproof and vibration resistant thanks to its IP66 / IP67 / IP69 / IP69K, making it ideal for operation in harsh environments. | Type of button | Flat
| 3 | Automation and Control | Industrial Switch | Push Buttons | HARMONY XB4 PROJECTING PUSHBUTTON HEAD Ø22 GREEN | 2002494 | ZB4BA3 | SCHNEIDER ELECTRIC | 155 | https://pim-kvc.soneparsea.com:3443/PictureServer/default.aspx/schneider-zb4ba3_image1.jpg?A3889C9397807479A2A1C7A8BAA5959DB4AAC672CC996496B178B3AEBF9897998173BEB5B9 | https://pim-kvc.soneparsea.com:3443/PictureServer/default.aspx/schneider-zb4ba3.pdf?81788B76AEAA939CBEAABDA9B7A95DAEB279B6A68565A098B6 | HARMONY XB4 PROJECTING PUSHBUTTON HEAD Ø22 GREEN | This Schneider Electric Harmony XB4 green button head operates with a spring return mechanism. It has a chromium-plated metal bezel. This button head provides an ergonomic interface for controlling your machines. It is easily installed and replaced on compatible complete push-button units and contact blocks via snap-fit assembly. It is impact resistant, dust proof, waterproof and vibration resistant thanks to its IP66 / IP67 / IP69 / IP69K, making it ideal for operation in harsh environments. | Suitable for illumination | no
| 3 | Automation and Control | Industrial Switch | Push Buttons | HARMONY XB4 PROJECTING PUSHBUTTON HEAD Ø22 GREEN | 2002494 | ZB4BA3 | SCHNEIDER ELECTRIC | 155 | https://pim-kvc.soneparsea.com:3443/PictureServer/default.aspx/schneider-zb4ba3_image1.jpg?A3889C9397807479A2A1C7A8BAA5959DB4AAC672CC996496B178B3AEBF9897998173BEB5B9 | https://pim-kvc.soneparsea.com:3443/PictureServer/default.aspx/schneider-zb4ba3.pdf?81788B76AEAA939CBEAABDA9B7A95DAEB279B6A68565A098B6 | HARMONY XB4 PROJECTING PUSHBUTTON HEAD Ø22 GREEN | This Schneider Electric Harmony XB4 green button head operates with a spring return mechanism. It has a chromium-plated metal bezel. This button head provides an ergonomic interface for controlling your machines. It is easily installed and replaced on compatible complete push-button units and contact blocks via snap-fit assembly. It is impact resistant, dust proof, waterproof and vibration resistant thanks to its IP66 / IP67 / IP69 / IP69K, making it ideal for operation in harsh environments. | With protective cover | no
| 3 | Automation and Control | Industrial Switch | Push Buttons | HARMONY XB4 PROJECTING PUSHBUTTON HEAD Ø22 GREEN | 2002494 | ZB4BA3 | SCHNEIDER ELECTRIC | 155 | https://pim-kvc.soneparsea.com:3443/PictureServer/default.aspx/schneider-zb4ba3_image1.jpg?A3889C9397807479A2A1C7A8BAA5959DB4AAC672CC996496B178B3AEBF9897998173BEB5B9 | https://pim-kvc.soneparsea.com:3443/PictureServer/default.aspx/schneider-zb4ba3.pdf?81788B76AEAA939CBEAABDA9B7A95DAEB279B6A68565A098B6 | HARMONY XB4 PROJECTING PUSHBUTTON HEAD Ø22 GREEN | This Schneider Electric Harmony XB4 green button head operates with a spring return mechanism. It has a chromium-plated metal bezel. This button head provides an ergonomic interface for controlling your machines. It is easily installed and replaced on compatible complete push-button units and contact blocks via snap-fit assembly. It is impact resistant, dust proof, waterproof and vibration resistant thanks to its IP66 / IP67 / IP69 / IP69K, making it ideal for operation in harsh environments. | Labelled | no
| 3 | Automation and Control | Industrial Switch | Push Buttons | HARMONY XB4 PROJECTING PUSHBUTTON HEAD Ø22 GREEN | 2002494 | ZB4BA3 | SCHNEIDER ELECTRIC | 155 | https://pim-kvc.soneparsea.com:3443/PictureServer/default.aspx/schneider-zb4ba3_image1.jpg?A3889C9397807479A2A1C7A8BAA5959DB4AAC672CC996496B178B3AEBF9897998173BEB5B9 | https://pim-kvc.soneparsea.com:3443/PictureServer/default.aspx/schneider-zb4ba3.pdf?81788B76AEAA939CBEAABDA9B7A95DAEB279B6A68565A098B6 | HARMONY XB4 PROJECTING PUSHBUTTON HEAD Ø22 GREEN | This Schneider Electric Harmony XB4 green button head operates with a spring return mechanism. It has a chromium-plated metal bezel. This button head provides an ergonomic interface for controlling your machines. It is easily installed and replaced on compatible complete push-button units and contact blocks via snap-fit assembly. It is impact resistant, dust proof, waterproof and vibration resistant thanks to its IP66 / IP67 / IP69 / IP69K, making it ideal for operation in harsh environments. | Switching function latching | no
| 3 | Automation and Control | Industrial Switch | Push Buttons | HARMONY XB4 PROJECTING PUSHBUTTON HEAD Ø22 GREEN | 2002494 | ZB4BA3 | SCHNEIDER ELECTRIC | 155 | https://pim-kvc.soneparsea.com:3443/PictureServer/default.aspx/schneider-zb4ba3_image1.jpg?A3889C9397807479A2A1C7A8BAA5959DB4AAC672CC996496B178B3AEBF9897998173BEB5B9 | https://pim-kvc.soneparsea.com:3443/PictureServer/default.aspx/schneider-zb4ba3.pdf?81788B76AEAA939CBEAABDA9B7A95DAEB279B6A68565A098B6 | HARMONY XB4 PROJECTING PUSHBUTTON HEAD Ø22 GREEN | This Schneider Electric Harmony XB4 green button head operates with a spring return mechanism. It has a chromium-plated metal bezel. This button head provides an ergonomic interface for controlling your machines. It is easily installed and replaced on compatible complete push-button units and contact blocks via snap-fit assembly. It is impact resistant, dust proof, waterproof and vibration resistant thanks to its IP66 / IP67 / IP69 / IP69K, making it ideal for operation in harsh environments. | Spring-return | yes
| 3 | Automation and Control | Industrial Switch | Push Buttons | HARMONY XB4 PROJECTING PUSHBUTTON HEAD Ø22 GREEN | 2002494 | ZB4BA3 | SCHNEIDER ELECTRIC | 155 | https://pim-kvc.soneparsea.com:3443/PictureServer/default.aspx/schneider-zb4ba3_image1.jpg?A3889C9397807479A2A1C7A8BAA5959DB4AAC672CC996496B178B3AEBF9897998173BEB5B9 | https://pim-kvc.soneparsea.com:3443/PictureServer/default.aspx/schneider-zb4ba3.pdf?81788B76AEAA939CBEAABDA9B7A95DAEB279B6A68565A098B6 | HARMONY XB4 PROJECTING PUSHBUTTON HEAD Ø22 GREEN | This Schneider Electric Harmony XB4 green button head operates with a spring return mechanism. It has a chromium-plated metal bezel. This button head provides an ergonomic interface for controlling your machines. It is easily installed and replaced on compatible complete push-button units and contact blocks via snap-fit assembly. It is impact resistant, dust proof, waterproof and vibration resistant thanks to its IP66 / IP67 / IP69 / IP69K, making it ideal for operation in harsh environments. | With front ring | yes
| 3 | Automation and Control | Industrial Switch | Push Buttons | HARMONY XB4 PROJECTING PUSHBUTTON HEAD Ø22 GREEN | 2002494 | ZB4BA3 | SCHNEIDER ELECTRIC | 155 | https://pim-kvc.soneparsea.com:3443/PictureServer/default.aspx/schneider-zb4ba3_image1.jpg?A3889C9397807479A2A1C7A8BAA5959DB4AAC672CC996496B178B3AEBF9897998173BEB5B9 | https://pim-kvc.soneparsea.com:3443/PictureServer/default.aspx/schneider-zb4ba3.pdf?81788B76AEAA939CBEAABDA9B7A95DAEB279B6A68565A098B6 | HARMONY XB4 PROJECTING PUSHBUTTON HEAD Ø22 GREEN | This Schneider Electric Harmony XB4 green button head operates with a spring return mechanism. It has a chromium-plated metal bezel. This button head provides an ergonomic interface for controlling your machines. It is easily installed and replaced on compatible complete push-button units and contact blocks via snap-fit assembly. It is impact resistant, dust proof, waterproof and vibration resistant thanks to its IP66 / IP67 / IP69 / IP69K, making it ideal for operation in harsh environments. | Material front ring | Metal
| 3 | Automation and Control | Industrial Switch | Push Buttons | HARMONY XB4 PROJECTING PUSHBUTTON HEAD Ø22 GREEN | 2002494 | ZB4BA3 | SCHNEIDER ELECTRIC | 155 | https://pim-kvc.soneparsea.com:3443/PictureServer/default.aspx/schneider-zb4ba3_image1.jpg?A3889C9397807479A2A1C7A8BAA5959DB4AAC672CC996496B178B3AEBF9897998173BEB5B9 | https://pim-kvc.soneparsea.com:3443/PictureServer/default.aspx/schneider-zb4ba3.pdf?81788B76AEAA939CBEAABDA9B7A95DAEB279B6A68565A098B6 | HARMONY XB4 PROJECTING PUSHBUTTON HEAD Ø22 GREEN | This Schneider Electric Harmony XB4 green button head operates with a spring return mechanism. It has a chromium-plated metal bezel. This button head provides an ergonomic interface for controlling your machines. It is easily installed and replaced on compatible complete push-button units and contact blocks via snap-fit assembly. It is impact resistant, dust proof, waterproof and vibration resistant thanks to its IP66 / IP67 / IP69 / IP69K, making it ideal for operation in harsh environments. | Colour front ring | Chrome
| 3 | Automation and Control | Industrial Switch | Push Buttons | HARMONY XB4 PROJECTING PUSHBUTTON HEAD Ø22 GREEN | 2002494 | ZB4BA3 | SCHNEIDER ELECTRIC | 155 | https://pim-kvc.soneparsea.com:3443/PictureServer/default.aspx/schneider-zb4ba3_image1.jpg?A3889C9397807479A2A1C7A8BAA5959DB4AAC672CC996496B178B3AEBF9897998173BEB5B9 | https://pim-kvc.soneparsea.com:3443/PictureServer/default.aspx/schneider-zb4ba3.pdf?81788B76AEAA939CBEAABDA9B7A95DAEB279B6A68565A098B6 | HARMONY XB4 PROJECTING PUSHBUTTON HEAD Ø22 GREEN | This Schneider Electric Harmony XB4 green button head operates with a spring return mechanism. It has a chromium-plated metal bezel. This button head provides an ergonomic interface for controlling your machines. It is easily installed and replaced on compatible complete push-button units and contact blocks via snap-fit assembly. It is impact resistant, dust proof, waterproof and vibration resistant thanks to its IP66 / IP67 / IP69 / IP69K, making it ideal for operation in harsh environments. | Degree of protection (IP), front side | IP66
| 3 | Automation and Control | Industrial Switch | Push Buttons | HARMONY XB4 PROJECTING PUSHBUTTON HEAD Ø22 GREEN | 2002494 | ZB4BA3 | SCHNEIDER ELECTRIC | 155 | https://pim-kvc.soneparsea.com:3443/PictureServer/default.aspx/schneider-zb4ba3_image1.jpg?A3889C9397807479A2A1C7A8BAA5959DB4AAC672CC996496B178B3AEBF9897998173BEB5B9 | https://pim-kvc.soneparsea.com:3443/PictureServer/default.aspx/schneider-zb4ba3.pdf?81788B76AEAA939CBEAABDA9B7A95DAEB279B6A68565A098B6 | HARMONY XB4 PROJECTING PUSHBUTTON HEAD Ø22 GREEN | This Schneider Electric Harmony XB4 green button head operates with a spring return mechanism. It has a chromium-plated metal bezel. This button head provides an ergonomic interface for controlling your machines. It is easily installed and replaced on compatible complete push-button units and contact blocks via snap-fit assembly. It is impact resistant, dust proof, waterproof and vibration resistant thanks to its IP66 / IP67 / IP69 / IP69K, making it ideal for operation in harsh environments. | Degree of protection (NEMA), front side | 13
| 4 | Automation and Control | Industrial Switch | Push Buttons | HARMONY XB4 FLUSH PUSHBUTTON HEAD Ø22 YELLOW | 2002495 | ZB4BA5 | SCHNEIDER ELECTRIC | 155 | https://pim-kvc.soneparsea.com:3443/PictureServer/default.aspx/schneider-zb4ba5_image1.jpg?A3889C9397807479A2A1C7A8BAA5959DB4AAC672CC996496B17AB3AEBF9897998173BEB5B9 | https://pim-kvc.soneparsea.com:3443/PictureServer/default.aspx/schneider-zb4ba5.pdf?81788B76AEAA939CBEAABDA9B7A95DAEB279B6A68765A098B6 | HARMONY XB4 FLUSH PUSHBUTTON HEAD Ø22 YELLOW | This Schneider Electric Harmony XB4 yellow button head operates with a spring return mechanism. It has a chromium-plated metal bezel. This button head provides an ergonomic interface for controlling your machines. It is easily installed and replaced on compatible complete push-button units and contact blocks via snap-fit assembly. It is impact resistant, dust proof, waterproof and vibration resistant thanks to its IP66 / IP67 / IP69 / IP69K, making it ideal for operation in harsh environments. | Colour button | Yellow
| 4 | Automation and Control | Industrial Switch | Push Buttons | HARMONY XB4 FLUSH PUSHBUTTON HEAD Ø22 YELLOW | 2002495 | ZB4BA5 | SCHNEIDER ELECTRIC | 155 | https://pim-kvc.soneparsea.com:3443/PictureServer/default.aspx/schneider-zb4ba5_image1.jpg?A3889C9397807479A2A1C7A8BAA5959DB4AAC672CC996496B17AB3AEBF9897998173BEB5B9 | https://pim-kvc.soneparsea.com:3443/PictureServer/default.aspx/schneider-zb4ba5.pdf?81788B76AEAA939CBEAABDA9B7A95DAEB279B6A68765A098B6 | HARMONY XB4 FLUSH PUSHBUTTON HEAD Ø22 YELLOW | This Schneider Electric Harmony XB4 yellow button head operates with a spring return mechanism. It has a chromium-plated metal bezel. This button head provides an ergonomic interface for controlling your machines. It is easily installed and replaced on compatible complete push-button units and contact blocks via snap-fit assembly. It is impact resistant, dust proof, waterproof and vibration resistant thanks to its IP66 / IP67 / IP69 / IP69K, making it ideal for operation in harsh environments. | Number of command positions | 1
| 4 | Automation and Control | Industrial Switch | Push Buttons | HARMONY XB4 FLUSH PUSHBUTTON HEAD Ø22 YELLOW | 2002495 | ZB4BA5 | SCHNEIDER ELECTRIC | 155 | https://pim-kvc.soneparsea.com:3443/PictureServer/default.aspx/schneider-zb4ba5_image1.jpg?A3889C9397807479A2A1C7A8BAA5959DB4AAC672CC996496B17AB3AEBF9897998173BEB5B9 | https://pim-kvc.soneparsea.com:3443/PictureServer/default.aspx/schneider-zb4ba5.pdf?81788B76AEAA939CBEAABDA9B7A95DAEB279B6A68765A098B6 | HARMONY XB4 FLUSH PUSHBUTTON HEAD Ø22 YELLOW | This Schneider Electric Harmony XB4 yellow button head operates with a spring return mechanism. It has a chromium-plated metal bezel. This button head provides an ergonomic interface for controlling your machines. It is easily installed and replaced on compatible complete push-button units and contact blocks via snap-fit assembly. It is impact resistant, dust proof, waterproof and vibration resistant thanks to its IP66 / IP67 / IP69 / IP69K, making it ideal for operation in harsh environments. | Construction type lens | Round
| 4 | Automation and Control | Industrial Switch | Push Buttons | HARMONY XB4 FLUSH PUSHBUTTON HEAD Ø22 YELLOW | 2002495 | ZB4BA5 | SCHNEIDER ELECTRIC | 155 | https://pim-kvc.soneparsea.com:3443/PictureServer/default.aspx/schneider-zb4ba5_image1.jpg?A3889C9397807479A2A1C7A8BAA5959DB4AAC672CC996496B17AB3AEBF9897998173BEB5B9 | https://pim-kvc.soneparsea.com:3443/PictureServer/default.aspx/schneider-zb4ba5.pdf?81788B76AEAA939CBEAABDA9B7A95DAEB279B6A68765A098B6 | HARMONY XB4 FLUSH PUSHBUTTON HEAD Ø22 YELLOW | This Schneider Electric Harmony XB4 yellow button head operates with a spring return mechanism. It has a chromium-plated metal bezel. This button head provides an ergonomic interface for controlling your machines. It is easily installed and replaced on compatible complete push-button units and contact blocks via snap-fit assembly. It is impact resistant, dust proof, waterproof and vibration resistant thanks to its IP66 / IP67 / IP69 / IP69K, making it ideal for operation in harsh environments. | Hole diameter | 22.5mm
| 4 | Automation and Control | Industrial Switch | Push Buttons | HARMONY XB4 FLUSH PUSHBUTTON HEAD Ø22 YELLOW | 2002495 | ZB4BA5 | SCHNEIDER ELECTRIC | 155 | https://pim-kvc.soneparsea.com:3443/PictureServer/default.aspx/schneider-zb4ba5_image1.jpg?A3889C9397807479A2A1C7A8BAA5959DB4AAC672CC996496B17AB3AEBF9897998173BEB5B9 | https://pim-kvc.soneparsea.com:3443/PictureServer/default.aspx/schneider-zb4ba5.pdf?81788B76AEAA939CBEAABDA9B7A95DAEB279B6A68765A098B6 | HARMONY XB4 FLUSH PUSHBUTTON HEAD Ø22 YELLOW | This Schneider Electric Harmony XB4 yellow button head operates with a spring return mechanism. It has a chromium-plated metal bezel. This button head provides an ergonomic interface for controlling your machines. It is easily installed and replaced on compatible complete push-button units and contact blocks via snap-fit assembly. It is impact resistant, dust proof, waterproof and vibration resistant thanks to its IP66 / IP67 / IP69 / IP69K, making it ideal for operation in harsh environments. | Width opening | 0mm
| 4 | Automation and Control | Industrial Switch | Push Buttons | HARMONY XB4 FLUSH PUSHBUTTON HEAD Ø22 YELLOW | 2002495 | ZB4BA5 | SCHNEIDER ELECTRIC | 155 | https://pim-kvc.soneparsea.com:3443/PictureServer/default.aspx/schneider-zb4ba5_image1.jpg?A3889C9397807479A2A1C7A8BAA5959DB4AAC672CC996496B17AB3AEBF9897998173BEB5B9 | https://pim-kvc.soneparsea.com:3443/PictureServer/default.aspx/schneider-zb4ba5.pdf?81788B76AEAA939CBEAABDA9B7A95DAEB279B6A68765A098B6 | HARMONY XB4 FLUSH PUSHBUTTON HEAD Ø22 YELLOW | This Schneider Electric Harmony XB4 yellow button head operates with a spring return mechanism. It has a chromium-plated metal bezel. This button head provides an ergonomic interface for controlling your machines. It is easily installed and replaced on compatible complete push-button units and contact blocks via snap-fit assembly. It is impact resistant, dust proof, waterproof and vibration resistant thanks to its IP66 / IP67 / IP69 / IP69K, making it ideal for operation in harsh environments. | Height opening | 0mm
| 4 | Automation and Control | Industrial Switch | Push Buttons | HARMONY XB4 FLUSH PUSHBUTTON HEAD Ø22 YELLOW | 2002495 | ZB4BA5 | SCHNEIDER ELECTRIC | 155 | https://pim-kvc.soneparsea.com:3443/PictureServer/default.aspx/schneider-zb4ba5_image1.jpg?A3889C9397807479A2A1C7A8BAA5959DB4AAC672CC996496B17AB3AEBF9897998173BEB5B9 | https://pim-kvc.soneparsea.com:3443/PictureServer/default.aspx/schneider-zb4ba5.pdf?81788B76AEAA939CBEAABDA9B7A95DAEB279B6A68765A098B6 | HARMONY XB4 FLUSH PUSHBUTTON HEAD Ø22 YELLOW | This Schneider Electric Harmony XB4 yellow button head operates with a spring return mechanism. It has a chromium-plated metal bezel. This button head provides an ergonomic interface for controlling your machines. It is easily installed and replaced on compatible complete push-button units and contact blocks via snap-fit assembly. It is impact resistant, dust proof, waterproof and vibration resistant thanks to its IP66 / IP67 / IP69 / IP69K, making it ideal for operation in harsh environments. | Type of button | Flat
| 4 | Automation and Control | Industrial Switch | Push Buttons | HARMONY XB4 FLUSH PUSHBUTTON HEAD Ø22 YELLOW | 2002495 | ZB4BA5 | SCHNEIDER ELECTRIC | 155 | https://pim-kvc.soneparsea.com:3443/PictureServer/default.aspx/schneider-zb4ba5_image1.jpg?A3889C9397807479A2A1C7A8BAA5959DB4AAC672CC996496B17AB3AEBF9897998173BEB5B9 | https://pim-kvc.soneparsea.com:3443/PictureServer/default.aspx/schneider-zb4ba5.pdf?81788B76AEAA939CBEAABDA9B7A95DAEB279B6A68765A098B6 | HARMONY XB4 FLUSH PUSHBUTTON HEAD Ø22 YELLOW | This Schneider Electric Harmony XB4 yellow button head operates with a spring return mechanism. It has a chromium-plated metal bezel. This button head provides an ergonomic interface for controlling your machines. It is easily installed and replaced on compatible complete push-button units and contact blocks via snap-fit assembly. It is impact resistant, dust proof, waterproof and vibration resistant thanks to its IP66 / IP67 / IP69 / IP69K, making it ideal for operation in harsh environments. | Suitable for illumination | no
| 4 | Automation and Control | Industrial Switch | Push Buttons | HARMONY XB4 FLUSH PUSHBUTTON HEAD Ø22 YELLOW | 2002495 | ZB4BA5 | SCHNEIDER ELECTRIC | 155 | https://pim-kvc.soneparsea.com:3443/PictureServer/default.aspx/schneider-zb4ba5_image1.jpg?A3889C9397807479A2A1C7A8BAA5959DB4AAC672CC996496B17AB3AEBF9897998173BEB5B9 | https://pim-kvc.soneparsea.com:3443/PictureServer/default.aspx/schneider-zb4ba5.pdf?81788B76AEAA939CBEAABDA9B7A95DAEB279B6A68765A098B6 | HARMONY XB4 FLUSH PUSHBUTTON HEAD Ø22 YELLOW | This Schneider Electric Harmony XB4 yellow button head operates with a spring return mechanism. It has a chromium-plated metal bezel. This button head provides an ergonomic interface for controlling your machines. It is easily installed and replaced on compatible complete push-button units and contact blocks via snap-fit assembly. It is impact resistant, dust proof, waterproof and vibration resistant thanks to its IP66 / IP67 / IP69 / IP69K, making it ideal for operation in harsh environments. | With protective cover | no
| 4 | Automation and Control | Industrial Switch | Push Buttons | HARMONY XB4 FLUSH PUSHBUTTON HEAD Ø22 YELLOW | 2002495 | ZB4BA5 | SCHNEIDER ELECTRIC | 155 | https://pim-kvc.soneparsea.com:3443/PictureServer/default.aspx/schneider-zb4ba5_image1.jpg?A3889C9397807479A2A1C7A8BAA5959DB4AAC672CC996496B17AB3AEBF9897998173BEB5B9 | https://pim-kvc.soneparsea.com:3443/PictureServer/default.aspx/schneider-zb4ba5.pdf?81788B76AEAA939CBEAABDA9B7A95DAEB279B6A68765A098B6 | HARMONY XB4 FLUSH PUSHBUTTON HEAD Ø22 YELLOW | This Schneider Electric Harmony XB4 yellow button head operates with a spring return mechanism. It has a chromium-plated metal bezel. This button head provides an ergonomic interface for controlling your machines. It is easily installed and replaced on compatible complete push-button units and contact blocks via snap-fit assembly. It is impact resistant, dust proof, waterproof and vibration resistant thanks to its IP66 / IP67 / IP69 / IP69K, making it ideal for operation in harsh environments. | Labelled | no
| 4 | Automation and Control | Industrial Switch | Push Buttons | HARMONY XB4 FLUSH PUSHBUTTON HEAD Ø22 YELLOW | 2002495 | ZB4BA5 | SCHNEIDER ELECTRIC | 155 | https://pim-kvc.soneparsea.com:3443/PictureServer/default.aspx/schneider-zb4ba5_image1.jpg?A3889C9397807479A2A1C7A8BAA5959DB4AAC672CC996496B17AB3AEBF9897998173BEB5B9 | https://pim-kvc.soneparsea.com:3443/PictureServer/default.aspx/schneider-zb4ba5.pdf?81788B76AEAA939CBEAABDA9B7A95DAEB279B6A68765A098B6 | HARMONY XB4 FLUSH PUSHBUTTON HEAD Ø22 YELLOW | This Schneider Electric Harmony XB4 yellow button head operates with a spring return mechanism. It has a chromium-plated metal bezel. This button head provides an ergonomic interface for controlling your machines. It is easily installed and replaced on compatible complete push-button units and contact blocks via snap-fit assembly. It is impact resistant, dust proof, waterproof and vibration resistant thanks to its IP66 / IP67 / IP69 / IP69K, making it ideal for operation in harsh environments. | Switching function latching | no
| 4 | Automation and Control | Industrial Switch | Push Buttons | HARMONY XB4 FLUSH PUSHBUTTON HEAD Ø22 YELLOW | 2002495 | ZB4BA5 | SCHNEIDER ELECTRIC | 155 | https://pim-kvc.soneparsea.com:3443/PictureServer/default.aspx/schneider-zb4ba5_image1.jpg?A3889C9397807479A2A1C7A8BAA5959DB4AAC672CC996496B17AB3AEBF9897998173BEB5B9 | https://pim-kvc.soneparsea.com:3443/PictureServer/default.aspx/schneider-zb4ba5.pdf?81788B76AEAA939CBEAABDA9B7A95DAEB279B6A68765A098B6 | HARMONY XB4 FLUSH PUSHBUTTON HEAD Ø22 YELLOW | This Schneider Electric Harmony XB4 yellow button head operates with a spring return mechanism. It has a chromium-plated metal bezel. This button head provides an ergonomic interface for controlling your machines. It is easily installed and replaced on compatible complete push-button units and contact blocks via snap-fit assembly. It is impact resistant, dust proof, waterproof and vibration resistant thanks to its IP66 / IP67 / IP69 / IP69K, making it ideal for operation in harsh environments. | Spring-return | yes
| 4 | Automation and Control | Industrial Switch | Push Buttons | HARMONY XB4 FLUSH PUSHBUTTON HEAD Ø22 YELLOW | 2002495 | ZB4BA5 | SCHNEIDER ELECTRIC | 155 | https://pim-kvc.soneparsea.com:3443/PictureServer/default.aspx/schneider-zb4ba5_image1.jpg?A3889C9397807479A2A1C7A8BAA5959DB4AAC672CC996496B17AB3AEBF9897998173BEB5B9 | https://pim-kvc.soneparsea.com:3443/PictureServer/default.aspx/schneider-zb4ba5.pdf?81788B76AEAA939CBEAABDA9B7A95DAEB279B6A68765A098B6 | HARMONY XB4 FLUSH PUSHBUTTON HEAD Ø22 YELLOW | This Schneider Electric Harmony XB4 yellow button head operates with a spring return mechanism. It has a chromium-plated metal bezel. This button head provides an ergonomic interface for controlling your machines. It is easily installed and replaced on compatible complete push-button units and contact blocks via snap-fit assembly. It is impact resistant, dust proof, waterproof and vibration resistant thanks to its IP66 / IP67 / IP69 / IP69K, making it ideal for operation in harsh environments. | With front ring | yes
| 4 | Automation and Control | Industrial Switch | Push Buttons | HARMONY XB4 FLUSH PUSHBUTTON HEAD Ø22 YELLOW | 2002495 | ZB4BA5 | SCHNEIDER ELECTRIC | 155 | https://pim-kvc.soneparsea.com:3443/PictureServer/default.aspx/schneider-zb4ba5_image1.jpg?A3889C9397807479A2A1C7A8BAA5959DB4AAC672CC996496B17AB3AEBF9897998173BEB5B9 | https://pim-kvc.soneparsea.com:3443/PictureServer/default.aspx/schneider-zb4ba5.pdf?81788B76AEAA939CBEAABDA9B7A95DAEB279B6A68765A098B6 | HARMONY XB4 FLUSH PUSHBUTTON HEAD Ø22 YELLOW | This Schneider Electric Harmony XB4 yellow button head operates with a spring return mechanism. It has a chromium-plated metal bezel. This button head provides an ergonomic interface for controlling your machines. It is easily installed and replaced on compatible complete push-button units and contact blocks via snap-fit assembly. It is impact resistant, dust proof, waterproof and vibration resistant thanks to its IP66 / IP67 / IP69 / IP69K, making it ideal for operation in harsh environments. | Material front ring | Metal
| 4 | Automation and Control | Industrial Switch | Push Buttons | HARMONY XB4 FLUSH PUSHBUTTON HEAD Ø22 YELLOW | 2002495 | ZB4BA5 | SCHNEIDER ELECTRIC | 155 | https://pim-kvc.soneparsea.com:3443/PictureServer/default.aspx/schneider-zb4ba5_image1.jpg?A3889C9397807479A2A1C7A8BAA5959DB4AAC672CC996496B17AB3AEBF9897998173BEB5B9 | https://pim-kvc.soneparsea.com:3443/PictureServer/default.aspx/schneider-zb4ba5.pdf?81788B76AEAA939CBEAABDA9B7A95DAEB279B6A68765A098B6 | HARMONY XB4 FLUSH PUSHBUTTON HEAD Ø22 YELLOW | This Schneider Electric Harmony XB4 yellow button head operates with a spring return mechanism. It has a chromium-plated metal bezel. This button head provides an ergonomic interface for controlling your machines. It is easily installed and replaced on compatible complete push-button units and contact blocks via snap-fit assembly. It is impact resistant, dust proof, waterproof and vibration resistant thanks to its IP66 / IP67 / IP69 / IP69K, making it ideal for operation in harsh environments. | Colour front ring | Chrome
| 4 | Automation and Control | Industrial Switch | Push Buttons | HARMONY XB4 FLUSH PUSHBUTTON HEAD Ø22 YELLOW | 2002495 | ZB4BA5 | SCHNEIDER ELECTRIC | 155 | https://pim-kvc.soneparsea.com:3443/PictureServer/default.aspx/schneider-zb4ba5_image1.jpg?A3889C9397807479A2A1C7A8BAA5959DB4AAC672CC996496B17AB3AEBF9897998173BEB5B9 | https://pim-kvc.soneparsea.com:3443/PictureServer/default.aspx/schneider-zb4ba5.pdf?81788B76AEAA939CBEAABDA9B7A95DAEB279B6A68765A098B6 | HARMONY XB4 FLUSH PUSHBUTTON HEAD Ø22 YELLOW | This Schneider Electric Harmony XB4 yellow button head operates with a spring return mechanism. It has a chromium-plated metal bezel. This button head provides an ergonomic interface for controlling your machines. It is easily installed and replaced on compatible complete push-button units and contact blocks via snap-fit assembly. It is impact resistant, dust proof, waterproof and vibration resistant thanks to its IP66 / IP67 / IP69 / IP69K, making it ideal for operation in harsh environments. | Degree of protection (IP), front side | IP66
| 4 | Automation and Control | Industrial Switch | Push Buttons | HARMONY XB4 FLUSH PUSHBUTTON HEAD Ø22 YELLOW | 2002495 | ZB4BA5 | SCHNEIDER ELECTRIC | 155 | https://pim-kvc.soneparsea.com:3443/PictureServer/default.aspx/schneider-zb4ba5_image1.jpg?A3889C9397807479A2A1C7A8BAA5959DB4AAC672CC996496B17AB3AEBF9897998173BEB5B9 | https://pim-kvc.soneparsea.com:3443/PictureServer/default.aspx/schneider-zb4ba5.pdf?81788B76AEAA939CBEAABDA9B7A95DAEB279B6A68765A098B6 | HARMONY XB4 FLUSH PUSHBUTTON HEAD Ø22 YELLOW | This Schneider Electric Harmony XB4 yellow button head operates with a spring return mechanism. It has a chromium-plated metal bezel. This button head provides an ergonomic interface for controlling your machines. It is easily installed and replaced on compatible complete push-button units and contact blocks via snap-fit assembly. It is impact resistant, dust proof, waterproof and vibration resistant thanks to its IP66 / IP67 / IP69 / IP69K, making it ideal for operation in harsh environments. | Degree of protection (NEMA), front side | 13
| 5 | Automation and Control | Industrial Switch | Push Buttons | HARMONY XB4 MUSHROOM PUSHBUTTON HEAD Ø40 GREEN | 2002496 | ZB4BC3 | SCHNEIDER ELECTRIC | 480 | https://pim-kvc.soneparsea.com:3443/PictureServer/default.aspx/schneider-zb4bc3_image1.jpg?A3889C9397807479A2A1C7A8BAA5959DB4AAC672CC996496B378B3AEBF9897998173BEB5B9 | https://pim-kvc.soneparsea.com:3443/PictureServer/default.aspx/schneider-zb4-bc3.pdf?81788B76AEAA939CBEAABDA9B7A95DAEB27981A7B56A5EA4B4AB | HARMONY XB4 MUSHROOM PUSHBUTTON HEAD Ø40 GREEN | This Schneider Electric Harmony XB4 40mm mushroom green button head operates with a spring return mechanism. It has a chromium-plated metal bezel. This 40mm mushroom shaped push-button head is ideal for situations where quick actions are required for a process or machine to function correctly or where operator movements require maximum ergonomy. It is easily combined with Harmony range of contact blocks to perform a large variety of control functions. It is clearly distinguishable visually at a distance thanks to a prominent 40mm mushroom shape. It is impact resistant, dust proof, waterproof and vibration resistant thanks to its IP66 / IP67 / IP69 / IP69K, making it ideal for operation in harsh environments. | Colour button | Green
| 5 | Automation and Control | Industrial Switch | Push Buttons | HARMONY XB4 MUSHROOM PUSHBUTTON HEAD Ø40 GREEN | 2002496 | ZB4BC3 | SCHNEIDER ELECTRIC | 480 | https://pim-kvc.soneparsea.com:3443/PictureServer/default.aspx/schneider-zb4bc3_image1.jpg?A3889C9397807479A2A1C7A8BAA5959DB4AAC672CC996496B378B3AEBF9897998173BEB5B9 | https://pim-kvc.soneparsea.com:3443/PictureServer/default.aspx/schneider-zb4-bc3.pdf?81788B76AEAA939CBEAABDA9B7A95DAEB27981A7B56A5EA4B4AB | HARMONY XB4 MUSHROOM PUSHBUTTON HEAD Ø40 GREEN | This Schneider Electric Harmony XB4 40mm mushroom green button head operates with a spring return mechanism. It has a chromium-plated metal bezel. This 40mm mushroom shaped push-button head is ideal for situations where quick actions are required for a process or machine to function correctly or where operator movements require maximum ergonomy. It is easily combined with Harmony range of contact blocks to perform a large variety of control functions. It is clearly distinguishable visually at a distance thanks to a prominent 40mm mushroom shape. It is impact resistant, dust proof, waterproof and vibration resistant thanks to its IP66 / IP67 / IP69 / IP69K, making it ideal for operation in harsh environments. | Construction type lens | Round
| 5 | Automation and Control | Industrial Switch | Push Buttons | HARMONY XB4 MUSHROOM PUSHBUTTON HEAD Ø40 GREEN | 2002496 | ZB4BC3 | SCHNEIDER ELECTRIC | 480 | https://pim-kvc.soneparsea.com:3443/PictureServer/default.aspx/schneider-zb4bc3_image1.jpg?A3889C9397807479A2A1C7A8BAA5959DB4AAC672CC996496B378B3AEBF9897998173BEB5B9 | https://pim-kvc.soneparsea.com:3443/PictureServer/default.aspx/schneider-zb4-bc3.pdf?81788B76AEAA939CBEAABDA9B7A95DAEB27981A7B56A5EA4B4AB | HARMONY XB4 MUSHROOM PUSHBUTTON HEAD Ø40 GREEN | This Schneider Electric Harmony XB4 40mm mushroom green button head operates with a spring return mechanism. It has a chromium-plated metal bezel. This 40mm mushroom shaped push-button head is ideal for situations where quick actions are required for a process or machine to function correctly or where operator movements require maximum ergonomy. It is easily combined with Harmony range of contact blocks to perform a large variety of control functions. It is clearly distinguishable visually at a distance thanks to a prominent 40mm mushroom shape. It is impact resistant, dust proof, waterproof and vibration resistant thanks to its IP66 / IP67 / IP69 / IP69K, making it ideal for operation in harsh environments. | Diameter cap | 40mm
| 5 | Automation and Control | Industrial Switch | Push Buttons | HARMONY XB4 MUSHROOM PUSHBUTTON HEAD Ø40 GREEN | 2002496 | ZB4BC3 | SCHNEIDER ELECTRIC | 480 | https://pim-kvc.soneparsea.com:3443/PictureServer/default.aspx/schneider-zb4bc3_image1.jpg?A3889C9397807479A2A1C7A8BAA5959DB4AAC672CC996496B378B3AEBF9897998173BEB5B9 | https://pim-kvc.soneparsea.com:3443/PictureServer/default.aspx/schneider-zb4-bc3.pdf?81788B76AEAA939CBEAABDA9B7A95DAEB27981A7B56A5EA4B4AB | HARMONY XB4 MUSHROOM PUSHBUTTON HEAD Ø40 GREEN | This Schneider Electric Harmony XB4 40mm mushroom green button head operates with a spring return mechanism. It has a chromium-plated metal bezel. This 40mm mushroom shaped push-button head is ideal for situations where quick actions are required for a process or machine to function correctly or where operator movements require maximum ergonomy. It is easily combined with Harmony range of contact blocks to perform a large variety of control functions. It is clearly distinguishable visually at a distance thanks to a prominent 40mm mushroom shape. It is impact resistant, dust proof, waterproof and vibration resistant thanks to its IP66 / IP67 / IP69 / IP69K, making it ideal for operation in harsh environments. | Hole diameter | 22.5mm
| 5 | Automation and Control | Industrial Switch | Push Buttons | HARMONY XB4 MUSHROOM PUSHBUTTON HEAD Ø40 GREEN | 2002496 | ZB4BC3 | SCHNEIDER ELECTRIC | 480 | https://pim-kvc.soneparsea.com:3443/PictureServer/default.aspx/schneider-zb4bc3_image1.jpg?A3889C9397807479A2A1C7A8BAA5959DB4AAC672CC996496B378B3AEBF9897998173BEB5B9 | https://pim-kvc.soneparsea.com:3443/PictureServer/default.aspx/schneider-zb4-bc3.pdf?81788B76AEAA939CBEAABDA9B7A95DAEB27981A7B56A5EA4B4AB | HARMONY XB4 MUSHROOM PUSHBUTTON HEAD Ø40 GREEN | This Schneider Electric Harmony XB4 40mm mushroom green button head operates with a spring return mechanism. It has a chromium-plated metal bezel. This 40mm mushroom shaped push-button head is ideal for situations where quick actions are required for a process or machine to function correctly or where operator movements require maximum ergonomy. It is easily combined with Harmony range of contact blocks to perform a large variety of control functions. It is clearly distinguishable visually at a distance thanks to a prominent 40mm mushroom shape. It is impact resistant, dust proof, waterproof and vibration resistant thanks to its IP66 / IP67 / IP69 / IP69K, making it ideal for operation in harsh environments. | Width opening | 0mm
| 5 | Automation and Control | Industrial Switch | Push Buttons | HARMONY XB4 MUSHROOM PUSHBUTTON HEAD Ø40 GREEN | 2002496 | ZB4BC3 | SCHNEIDER ELECTRIC | 480 | https://pim-kvc.soneparsea.com:3443/PictureServer/default.aspx/schneider-zb4bc3_image1.jpg?A3889C9397807479A2A1C7A8BAA5959DB4AAC672CC996496B378B3AEBF9897998173BEB5B9 | https://pim-kvc.soneparsea.com:3443/PictureServer/default.aspx/schneider-zb4-bc3.pdf?81788B76AEAA939CBEAABDA9B7A95DAEB27981A7B56A5EA4B4AB | HARMONY XB4 MUSHROOM PUSHBUTTON HEAD Ø40 GREEN | This Schneider Electric Harmony XB4 40mm mushroom green button head operates with a spring return mechanism. It has a chromium-plated metal bezel. This 40mm mushroom shaped push-button head is ideal for situations where quick actions are required for a process or machine to function correctly or where operator movements require maximum ergonomy. It is easily combined with Harmony range of contact blocks to perform a large variety of control functions. It is clearly distinguishable visually at a distance thanks to a prominent 40mm mushroom shape. It is impact resistant, dust proof, waterproof and vibration resistant thanks to its IP66 / IP67 / IP69 / IP69K, making it ideal for operation in harsh environments. | Height opening | 0mm
| 5 | Automation and Control | Industrial Switch | Push Buttons | HARMONY XB4 MUSHROOM PUSHBUTTON HEAD Ø40 GREEN | 2002496 | ZB4BC3 | SCHNEIDER ELECTRIC | 480 | https://pim-kvc.soneparsea.com:3443/PictureServer/default.aspx/schneider-zb4bc3_image1.jpg?A3889C9397807479A2A1C7A8BAA5959DB4AAC672CC996496B378B3AEBF9897998173BEB5B9 | https://pim-kvc.soneparsea.com:3443/PictureServer/default.aspx/schneider-zb4-bc3.pdf?81788B76AEAA939CBEAABDA9B7A95DAEB27981A7B56A5EA4B4AB | HARMONY XB4 MUSHROOM PUSHBUTTON HEAD Ø40 GREEN | This Schneider Electric Harmony XB4 40mm mushroom green button head operates with a spring return mechanism. It has a chromium-plated metal bezel. This 40mm mushroom shaped push-button head is ideal for situations where quick actions are required for a process or machine to function correctly or where operator movements require maximum ergonomy. It is easily combined with Harmony range of contact blocks to perform a large variety of control functions. It is clearly distinguishable visually at a distance thanks to a prominent 40mm mushroom shape. It is impact resistant, dust proof, waterproof and vibration resistant thanks to its IP66 / IP67 / IP69 / IP69K, making it ideal for operation in harsh environments. | Degree of protection (IP) | IP66
| 5 | Automation and Control | Industrial Switch | Push Buttons | HARMONY XB4 MUSHROOM PUSHBUTTON HEAD Ø40 GREEN | 2002496 | ZB4BC3 | SCHNEIDER ELECTRIC | 480 | https://pim-kvc.soneparsea.com:3443/PictureServer/default.aspx/schneider-zb4bc3_image1.jpg?A3889C9397807479A2A1C7A8BAA5959DB4AAC672CC996496B378B3AEBF9897998173BEB5B9 | https://pim-kvc.soneparsea.com:3443/PictureServer/default.aspx/schneider-zb4-bc3.pdf?81788B76AEAA939CBEAABDA9B7A95DAEB27981A7B56A5EA4B4AB | HARMONY XB4 MUSHROOM PUSHBUTTON HEAD Ø40 GREEN | This Schneider Electric Harmony XB4 40mm mushroom green button head operates with a spring return mechanism. It has a chromium-plated metal bezel. This 40mm mushroom shaped push-button head is ideal for situations where quick actions are required for a process or machine to function correctly or where operator movements require maximum ergonomy. It is easily combined with Harmony range of contact blocks to perform a large variety of control functions. It is clearly distinguishable visually at a distance thanks to a prominent 40mm mushroom shape. It is impact resistant, dust proof, waterproof and vibration resistant thanks to its IP66 / IP67 / IP69 / IP69K, making it ideal for operation in harsh environments. | Degree of protection (NEMA) | 13
| 5 | Automation and Control | Industrial Switch | Push Buttons | HARMONY XB4 MUSHROOM PUSHBUTTON HEAD Ø40 GREEN | 2002496 | ZB4BC3 | SCHNEIDER ELECTRIC | 480 | https://pim-kvc.soneparsea.com:3443/PictureServer/default.aspx/schneider-zb4bc3_image1.jpg?A3889C9397807479A2A1C7A8BAA5959DB4AAC672CC996496B378B3AEBF9897998173BEB5B9 | https://pim-kvc.soneparsea.com:3443/PictureServer/default.aspx/schneider-zb4-bc3.pdf?81788B76AEAA939CBEAABDA9B7A95DAEB27981A7B56A5EA4B4AB | HARMONY XB4 MUSHROOM PUSHBUTTON HEAD Ø40 GREEN | This Schneider Electric Harmony XB4 40mm mushroom green button head operates with a spring return mechanism. It has a chromium-plated metal bezel. This 40mm mushroom shaped push-button head is ideal for situations where quick actions are required for a process or machine to function correctly or where operator movements require maximum ergonomy. It is easily combined with Harmony range of contact blocks to perform a large variety of control functions. It is clearly distinguishable visually at a distance thanks to a prominent 40mm mushroom shape. It is impact resistant, dust proof, waterproof and vibration resistant thanks to its IP66 / IP67 / IP69 / IP69K, making it ideal for operation in harsh environments. | Type of button | High
| 5 | Automation and Control | Industrial Switch | Push Buttons | HARMONY XB4 MUSHROOM PUSHBUTTON HEAD Ø40 GREEN | 2002496 | ZB4BC3 | SCHNEIDER ELECTRIC | 480 | https://pim-kvc.soneparsea.com:3443/PictureServer/default.aspx/schneider-zb4bc3_image1.jpg?A3889C9397807479A2A1C7A8BAA5959DB4AAC672CC996496B378B3AEBF9897998173BEB5B9 | https://pim-kvc.soneparsea.com:3443/PictureServer/default.aspx/schneider-zb4-bc3.pdf?81788B76AEAA939CBEAABDA9B7A95DAEB27981A7B56A5EA4B4AB | HARMONY XB4 MUSHROOM PUSHBUTTON HEAD Ø40 GREEN | This Schneider Electric Harmony XB4 40mm mushroom green button head operates with a spring return mechanism. It has a chromium-plated metal bezel. This 40mm mushroom shaped push-button head is ideal for situations where quick actions are required for a process or machine to function correctly or where operator movements require maximum ergonomy. It is easily combined with Harmony range of contact blocks to perform a large variety of control functions. It is clearly distinguishable visually at a distance thanks to a prominent 40mm mushroom shape. It is impact resistant, dust proof, waterproof and vibration resistant thanks to its IP66 / IP67 / IP69 / IP69K, making it ideal for operation in harsh environments. | Suitable for illumination | no
| 5 | Automation and Control | Industrial Switch | Push Buttons | HARMONY XB4 MUSHROOM PUSHBUTTON HEAD Ø40 GREEN | 2002496 | ZB4BC3 | SCHNEIDER ELECTRIC | 480 | https://pim-kvc.soneparsea.com:3443/PictureServer/default.aspx/schneider-zb4bc3_image1.jpg?A3889C9397807479A2A1C7A8BAA5959DB4AAC672CC996496B378B3AEBF9897998173BEB5B9 | https://pim-kvc.soneparsea.com:3443/PictureServer/default.aspx/schneider-zb4-bc3.pdf?81788B76AEAA939CBEAABDA9B7A95DAEB27981A7B56A5EA4B4AB | HARMONY XB4 MUSHROOM PUSHBUTTON HEAD Ø40 GREEN | This Schneider Electric Harmony XB4 40mm mushroom green button head operates with a spring return mechanism. It has a chromium-plated metal bezel. This 40mm mushroom shaped push-button head is ideal for situations where quick actions are required for a process or machine to function correctly or where operator movements require maximum ergonomy. It is easily combined with Harmony range of contact blocks to perform a large variety of control functions. It is clearly distinguishable visually at a distance thanks to a prominent 40mm mushroom shape. It is impact resistant, dust proof, waterproof and vibration resistant thanks to its IP66 / IP67 / IP69 / IP69K, making it ideal for operation in harsh environments. | With lighting | no
| 5 | Automation and Control | Industrial Switch | Push Buttons | HARMONY XB4 MUSHROOM PUSHBUTTON HEAD Ø40 GREEN | 2002496 | ZB4BC3 | SCHNEIDER ELECTRIC | 480 | https://pim-kvc.soneparsea.com:3443/PictureServer/default.aspx/schneider-zb4bc3_image1.jpg?A3889C9397807479A2A1C7A8BAA5959DB4AAC672CC996496B378B3AEBF9897998173BEB5B9 | https://pim-kvc.soneparsea.com:3443/PictureServer/default.aspx/schneider-zb4-bc3.pdf?81788B76AEAA939CBEAABDA9B7A95DAEB27981A7B56A5EA4B4AB | HARMONY XB4 MUSHROOM PUSHBUTTON HEAD Ø40 GREEN | This Schneider Electric Harmony XB4 40mm mushroom green button head operates with a spring return mechanism. It has a chromium-plated metal bezel. This 40mm mushroom shaped push-button head is ideal for situations where quick actions are required for a process or machine to function correctly or where operator movements require maximum ergonomy. It is easily combined with Harmony range of contact blocks to perform a large variety of control functions. It is clearly distinguishable visually at a distance thanks to a prominent 40mm mushroom shape. It is impact resistant, dust proof, waterproof and vibration resistant thanks to its IP66 / IP67 / IP69 / IP69K, making it ideal for operation in harsh environments. | Switching function latching | no
| 5 | Automation and Control | Industrial Switch | Push Buttons | HARMONY XB4 MUSHROOM PUSHBUTTON HEAD Ø40 GREEN | 2002496 | ZB4BC3 | SCHNEIDER ELECTRIC | 480 | https://pim-kvc.soneparsea.com:3443/PictureServer/default.aspx/schneider-zb4bc3_image1.jpg?A3889C9397807479A2A1C7A8BAA5959DB4AAC672CC996496B378B3AEBF9897998173BEB5B9 | https://pim-kvc.soneparsea.com:3443/PictureServer/default.aspx/schneider-zb4-bc3.pdf?81788B76AEAA939CBEAABDA9B7A95DAEB27981A7B56A5EA4B4AB | HARMONY XB4 MUSHROOM PUSHBUTTON HEAD Ø40 GREEN | This Schneider Electric Harmony XB4 40mm mushroom green button head operates with a spring return mechanism. It has a chromium-plated metal bezel. This 40mm mushroom shaped push-button head is ideal for situations where quick actions are required for a process or machine to function correctly or where operator movements require maximum ergonomy. It is easily combined with Harmony range of contact blocks to perform a large variety of control functions. It is clearly distinguishable visually at a distance thanks to a prominent 40mm mushroom shape. It is impact resistant, dust proof, waterproof and vibration resistant thanks to its IP66 / IP67 / IP69 / IP69K, making it ideal for operation in harsh environments. | Spring-return | yes
| 5 | Automation and Control | Industrial Switch | Push Buttons | HARMONY XB4 MUSHROOM PUSHBUTTON HEAD Ø40 GREEN | 2002496 | ZB4BC3 | SCHNEIDER ELECTRIC | 480 | https://pim-kvc.soneparsea.com:3443/PictureServer/default.aspx/schneider-zb4bc3_image1.jpg?A3889C9397807479A2A1C7A8BAA5959DB4AAC672CC996496B378B3AEBF9897998173BEB5B9 | https://pim-kvc.soneparsea.com:3443/PictureServer/default.aspx/schneider-zb4-bc3.pdf?81788B76AEAA939CBEAABDA9B7A95DAEB27981A7B56A5EA4B4AB | HARMONY XB4 MUSHROOM PUSHBUTTON HEAD Ø40 GREEN | This Schneider Electric Harmony XB4 40mm mushroom green button head operates with a spring return mechanism. It has a chromium-plated metal bezel. This 40mm mushroom shaped push-button head is ideal for situations where quick actions are required for a process or machine to function correctly or where operator movements require maximum ergonomy. It is easily combined with Harmony range of contact blocks to perform a large variety of control functions. It is clearly distinguishable visually at a distance thanks to a prominent 40mm mushroom shape. It is impact resistant, dust proof, waterproof and vibration resistant thanks to its IP66 / IP67 / IP69 / IP69K, making it ideal for operation in harsh environments. | With front ring | yes
| 5 | Automation and Control | Industrial Switch | Push Buttons | HARMONY XB4 MUSHROOM PUSHBUTTON HEAD Ø40 GREEN | 2002496 | ZB4BC3 | SCHNEIDER ELECTRIC | 480 | https://pim-kvc.soneparsea.com:3443/PictureServer/default.aspx/schneider-zb4bc3_image1.jpg?A3889C9397807479A2A1C7A8BAA5959DB4AAC672CC996496B378B3AEBF9897998173BEB5B9 | https://pim-kvc.soneparsea.com:3443/PictureServer/default.aspx/schneider-zb4-bc3.pdf?81788B76AEAA939CBEAABDA9B7A95DAEB27981A7B56A5EA4B4AB | HARMONY XB4 MUSHROOM PUSHBUTTON HEAD Ø40 GREEN | This Schneider Electric Harmony XB4 40mm mushroom green button head operates with a spring return mechanism. It has a chromium-plated metal bezel. This 40mm mushroom shaped push-button head is ideal for situations where quick actions are required for a process or machine to function correctly or where operator movements require maximum ergonomy. It is easily combined with Harmony range of contact blocks to perform a large variety of control functions. It is clearly distinguishable visually at a distance thanks to a prominent 40mm mushroom shape. It is impact resistant, dust proof, waterproof and vibration resistant thanks to its IP66 / IP67 / IP69 / IP69K, making it ideal for operation in harsh environments. | Material front ring | Metal
| 5 | Automation and Control | Industrial Switch | Push Buttons | HARMONY XB4 MUSHROOM PUSHBUTTON HEAD Ø40 GREEN | 2002496 | ZB4BC3 | SCHNEIDER ELECTRIC | 480 | https://pim-kvc.soneparsea.com:3443/PictureServer/default.aspx/schneider-zb4bc3_image1.jpg?A3889C9397807479A2A1C7A8BAA5959DB4AAC672CC996496B378B3AEBF9897998173BEB5B9 | https://pim-kvc.soneparsea.com:3443/PictureServer/default.aspx/schneider-zb4-bc3.pdf?81788B76AEAA939CBEAABDA9B7A95DAEB27981A7B56A5EA4B4AB | HARMONY XB4 MUSHROOM PUSHBUTTON HEAD Ø40 GREEN | This Schneider Electric Harmony XB4 40mm mushroom green button head operates with a spring return mechanism. It has a chromium-plated metal bezel. This 40mm mushroom shaped push-button head is ideal for situations where quick actions are required for a process or machine to function correctly or where operator movements require maximum ergonomy. It is easily combined with Harmony range of contact blocks to perform a large variety of control functions. It is clearly distinguishable visually at a distance thanks to a prominent 40mm mushroom shape. It is impact resistant, dust proof, waterproof and vibration resistant thanks to its IP66 / IP67 / IP69 / IP69K, making it ideal for operation in harsh environments. | Colour front ring | Chrome
| 5 | Automation and Control | Industrial Switch | Push Buttons | HARMONY XB4 MUSHROOM PUSHBUTTON HEAD Ø40 GREEN | 2002496 | ZB4BC3 | SCHNEIDER ELECTRIC | 480 | https://pim-kvc.soneparsea.com:3443/PictureServer/default.aspx/schneider-zb4bc3_image1.jpg?A3889C9397807479A2A1C7A8BAA5959DB4AAC672CC996496B378B3AEBF9897998173BEB5B9 | https://pim-kvc.soneparsea.com:3443/PictureServer/default.aspx/schneider-zb4-bc3.pdf?81788B76AEAA939CBEAABDA9B7A95DAEB27981A7B56A5EA4B4AB | HARMONY XB4 MUSHROOM PUSHBUTTON HEAD Ø40 GREEN | This Schneider Electric Harmony XB4 40mm mushroom green button head operates with a spring return mechanism. It has a chromium-plated metal bezel. This 40mm mushroom shaped push-button head is ideal for situations where quick actions are required for a process or machine to function correctly or where operator movements require maximum ergonomy. It is easily combined with Harmony range of contact blocks to perform a large variety of control functions. It is clearly distinguishable visually at a distance thanks to a prominent 40mm mushroom shape. It is impact resistant, dust proof, waterproof and vibration resistant thanks to its IP66 / IP67 / IP69 / IP69K, making it ideal for operation in harsh environments. | Suitable for emergency stop | no
| 5 | Automation and Control | Industrial Switch | Push Buttons | HARMONY XB4 MUSHROOM PUSHBUTTON HEAD Ø40 GREEN | 2002496 | ZB4BC3 | SCHNEIDER ELECTRIC | 480 | https://pim-kvc.soneparsea.com:3443/PictureServer/default.aspx/schneider-zb4bc3_image1.jpg?A3889C9397807479A2A1C7A8BAA5959DB4AAC672CC996496B378B3AEBF9897998173BEB5B9 | https://pim-kvc.soneparsea.com:3443/PictureServer/default.aspx/schneider-zb4-bc3.pdf?81788B76AEAA939CBEAABDA9B7A95DAEB27981A7B56A5EA4B4AB | HARMONY XB4 MUSHROOM PUSHBUTTON HEAD Ø40 GREEN | This Schneider Electric Harmony XB4 40mm mushroom green button head operates with a spring return mechanism. It has a chromium-plated metal bezel. This 40mm mushroom shaped push-button head is ideal for situations where quick actions are required for a process or machine to function correctly or where operator movements require maximum ergonomy. It is easily combined with Harmony range of contact blocks to perform a large variety of control functions. It is clearly distinguishable visually at a distance thanks to a prominent 40mm mushroom shape. It is impact resistant, dust proof, waterproof and vibration resistant thanks to its IP66 / IP67 / IP69 / IP69K, making it ideal for operation in harsh environments. | Unlocking method | None
| 6 | Automation and Control | Industrial Switch | Selector Switches | HARMONY XB4 SELECTOR SWITCH HEAD Ø22 2 POS STAY PUT RON | 2002497 | ZB4BG4 | SCHNEIDER ELECTRIC | 1250 | https://pim-kvc.soneparsea.com:3443/PictureServer/default.aspx/schneider-zb4bg4_image1.jpg?A3889C9397807479A2A1C7A8BAA5959DB4AAC672CC996496B779B3AEBF9897998173BEB5B9 | https://pim-kvc.soneparsea.com:3443/PictureServer/default.aspx/schneider-ZB4-BG4.pdf?81788B76AEAA939CBEAABDA9B7A95D8E92798187996B5EA4B4AB | HARMONY XB4 SELECTOR SWITCH HEAD Ø22 2-POSITION STAY PUT RONIS 455 | Designed for industrial applications and to combine ease of installation and robustness. | Number of switch positions | 2
| 6 | Automation and Control | Industrial Switch | Selector Switches | HARMONY XB4 SELECTOR SWITCH HEAD Ø22 2 POS STAY PUT RON | 2002497 | ZB4BG4 | SCHNEIDER ELECTRIC | 1250 | https://pim-kvc.soneparsea.com:3443/PictureServer/default.aspx/schneider-zb4bg4_image1.jpg?A3889C9397807479A2A1C7A8BAA5959DB4AAC672CC996496B779B3AEBF9897998173BEB5B9 | https://pim-kvc.soneparsea.com:3443/PictureServer/default.aspx/schneider-ZB4-BG4.pdf?81788B76AEAA939CBEAABDA9B7A95D8E92798187996B5EA4B4AB | HARMONY XB4 SELECTOR SWITCH HEAD Ø22 2-POSITION STAY PUT RONIS 455 | Designed for industrial applications and to combine ease of installation and robustness. | Type of control element | Key
| 6 | Automation and Control | Industrial Switch | Selector Switches | HARMONY XB4 SELECTOR SWITCH HEAD Ø22 2 POS STAY PUT RON | 2002497 | ZB4BG4 | SCHNEIDER ELECTRIC | 1250 | https://pim-kvc.soneparsea.com:3443/PictureServer/default.aspx/schneider-zb4bg4_image1.jpg?A3889C9397807479A2A1C7A8BAA5959DB4AAC672CC996496B779B3AEBF9897998173BEB5B9 | https://pim-kvc.soneparsea.com:3443/PictureServer/default.aspx/schneider-ZB4-BG4.pdf?81788B76AEAA939CBEAABDA9B7A95D8E92798187996B5EA4B4AB | HARMONY XB4 SELECTOR SWITCH HEAD Ø22 2-POSITION STAY PUT RONIS 455 | Designed for industrial applications and to combine ease of installation and robustness. | Suitable for illumination | no
| 6 | Automation and Control | Industrial Switch | Selector Switches | HARMONY XB4 SELECTOR SWITCH HEAD Ø22 2 POS STAY PUT RON | 2002497 | ZB4BG4 | SCHNEIDER ELECTRIC | 1250 | https://pim-kvc.soneparsea.com:3443/PictureServer/default.aspx/schneider-zb4bg4_image1.jpg?A3889C9397807479A2A1C7A8BAA5959DB4AAC672CC996496B779B3AEBF9897998173BEB5B9 | https://pim-kvc.soneparsea.com:3443/PictureServer/default.aspx/schneider-ZB4-BG4.pdf?81788B76AEAA939CBEAABDA9B7A95D8E92798187996B5EA4B4AB | HARMONY XB4 SELECTOR SWITCH HEAD Ø22 2-POSITION STAY PUT RONIS 455 | Designed for industrial applications and to combine ease of installation and robustness. | Colour control element | Black
| 6 | Automation and Control | Industrial Switch | Selector Switches | HARMONY XB4 SELECTOR SWITCH HEAD Ø22 2 POS STAY PUT RON | 2002497 | ZB4BG4 | SCHNEIDER ELECTRIC | 1250 | https://pim-kvc.soneparsea.com:3443/PictureServer/default.aspx/schneider-zb4bg4_image1.jpg?A3889C9397807479A2A1C7A8BAA5959DB4AAC672CC996496B779B3AEBF9897998173BEB5B9 | https://pim-kvc.soneparsea.com:3443/PictureServer/default.aspx/schneider-ZB4-BG4.pdf?81788B76AEAA939CBEAABDA9B7A95D8E92798187996B5EA4B4AB | HARMONY XB4 SELECTOR SWITCH HEAD Ø22 2-POSITION STAY PUT RONIS 455 | Designed for industrial applications and to combine ease of installation and robustness. | Construction type lens | Round
| 6 | Automation and Control | Industrial Switch | Selector Switches | HARMONY XB4 SELECTOR SWITCH HEAD Ø22 2 POS STAY PUT RON | 2002497 | ZB4BG4 | SCHNEIDER ELECTRIC | 1250 | https://pim-kvc.soneparsea.com:3443/PictureServer/default.aspx/schneider-zb4bg4_image1.jpg?A3889C9397807479A2A1C7A8BAA5959DB4AAC672CC996496B779B3AEBF9897998173BEB5B9 | https://pim-kvc.soneparsea.com:3443/PictureServer/default.aspx/schneider-ZB4-BG4.pdf?81788B76AEAA939CBEAABDA9B7A95D8E92798187996B5EA4B4AB | HARMONY XB4 SELECTOR SWITCH HEAD Ø22 2-POSITION STAY PUT RONIS 455 | Designed for industrial applications and to combine ease of installation and robustness. | Hole diameter | 22.5mm
| 6 | Automation and Control | Industrial Switch | Selector Switches | HARMONY XB4 SELECTOR SWITCH HEAD Ø22 2 POS STAY PUT RON | 2002497 | ZB4BG4 | SCHNEIDER ELECTRIC | 1250 | https://pim-kvc.soneparsea.com:3443/PictureServer/default.aspx/schneider-zb4bg4_image1.jpg?A3889C9397807479A2A1C7A8BAA5959DB4AAC672CC996496B779B3AEBF9897998173BEB5B9 | https://pim-kvc.soneparsea.com:3443/PictureServer/default.aspx/schneider-ZB4-BG4.pdf?81788B76AEAA939CBEAABDA9B7A95D8E92798187996B5EA4B4AB | HARMONY XB4 SELECTOR SWITCH HEAD Ø22 2-POSITION STAY PUT RONIS 455 | Designed for industrial applications and to combine ease of installation and robustness. | Width opening | 0mm
| 6 | Automation and Control | Industrial Switch | Selector Switches | HARMONY XB4 SELECTOR SWITCH HEAD Ø22 2 POS STAY PUT RON | 2002497 | ZB4BG4 | SCHNEIDER ELECTRIC | 1250 | https://pim-kvc.soneparsea.com:3443/PictureServer/default.aspx/schneider-zb4bg4_image1.jpg?A3889C9397807479A2A1C7A8BAA5959DB4AAC672CC996496B779B3AEBF9897998173BEB5B9 | https://pim-kvc.soneparsea.com:3443/PictureServer/default.aspx/schneider-ZB4-BG4.pdf?81788B76AEAA939CBEAABDA9B7A95D8E92798187996B5EA4B4AB | HARMONY XB4 SELECTOR SWITCH HEAD Ø22 2-POSITION STAY PUT RONIS 455 | Designed for industrial applications and to combine ease of installation and robustness. | Height opening | 0mm
| 6 | Automation and Control | Industrial Switch | Selector Switches | HARMONY XB4 SELECTOR SWITCH HEAD Ø22 2 POS STAY PUT RON | 2002497 | ZB4BG4 | SCHNEIDER ELECTRIC | 1250 | https://pim-kvc.soneparsea.com:3443/PictureServer/default.aspx/schneider-zb4bg4_image1.jpg?A3889C9397807479A2A1C7A8BAA5959DB4AAC672CC996496B779B3AEBF9897998173BEB5B9 | https://pim-kvc.soneparsea.com:3443/PictureServer/default.aspx/schneider-ZB4-BG4.pdf?81788B76AEAA939CBEAABDA9B7A95D8E92798187996B5EA4B4AB | HARMONY XB4 SELECTOR SWITCH HEAD Ø22 2-POSITION STAY PUT RONIS 455 | Designed for industrial applications and to combine ease of installation and robustness. | Switching function latching | yes
| 6 | Automation and Control | Industrial Switch | Selector Switches | HARMONY XB4 SELECTOR SWITCH HEAD Ø22 2 POS STAY PUT RON | 2002497 | ZB4BG4 | SCHNEIDER ELECTRIC | 1250 | https://pim-kvc.soneparsea.com:3443/PictureServer/default.aspx/schneider-zb4bg4_image1.jpg?A3889C9397807479A2A1C7A8BAA5959DB4AAC672CC996496B779B3AEBF9897998173BEB5B9 | https://pim-kvc.soneparsea.com:3443/PictureServer/default.aspx/schneider-ZB4-BG4.pdf?81788B76AEAA939CBEAABDA9B7A95D8E92798187996B5EA4B4AB | HARMONY XB4 SELECTOR SWITCH HEAD Ø22 2-POSITION STAY PUT RONIS 455 | Designed for industrial applications and to combine ease of installation and robustness. | Spring-return | no
| 6 | Automation and Control | Industrial Switch | Selector Switches | HARMONY XB4 SELECTOR SWITCH HEAD Ø22 2 POS STAY PUT RON | 2002497 | ZB4BG4 | SCHNEIDER ELECTRIC | 1250 | https://pim-kvc.soneparsea.com:3443/PictureServer/default.aspx/schneider-zb4bg4_image1.jpg?A3889C9397807479A2A1C7A8BAA5959DB4AAC672CC996496B779B3AEBF9897998173BEB5B9 | https://pim-kvc.soneparsea.com:3443/PictureServer/default.aspx/schneider-ZB4-BG4.pdf?81788B76AEAA939CBEAABDA9B7A95D8E92798187996B5EA4B4AB | HARMONY XB4 SELECTOR SWITCH HEAD Ø22 2-POSITION STAY PUT RONIS 455 | Designed for industrial applications and to combine ease of installation and robustness. | With front ring | yes
| 6 | Automation and Control | Industrial Switch | Selector Switches | HARMONY XB4 SELECTOR SWITCH HEAD Ø22 2 POS STAY PUT RON | 2002497 | ZB4BG4 | SCHNEIDER ELECTRIC | 1250 | https://pim-kvc.soneparsea.com:3443/PictureServer/default.aspx/schneider-zb4bg4_image1.jpg?A3889C9397807479A2A1C7A8BAA5959DB4AAC672CC996496B779B3AEBF9897998173BEB5B9 | https://pim-kvc.soneparsea.com:3443/PictureServer/default.aspx/schneider-ZB4-BG4.pdf?81788B76AEAA939CBEAABDA9B7A95D8E92798187996B5EA4B4AB | HARMONY XB4 SELECTOR SWITCH HEAD Ø22 2-POSITION STAY PUT RONIS 455 | Designed for industrial applications and to combine ease of installation and robustness. | Material front ring | Metal
| 6 | Automation and Control | Industrial Switch | Selector Switches | HARMONY XB4 SELECTOR SWITCH HEAD Ø22 2 POS STAY PUT RON | 2002497 | ZB4BG4 | SCHNEIDER ELECTRIC | 1250 | https://pim-kvc.soneparsea.com:3443/PictureServer/default.aspx/schneider-zb4bg4_image1.jpg?A3889C9397807479A2A1C7A8BAA5959DB4AAC672CC996496B779B3AEBF9897998173BEB5B9 | https://pim-kvc.soneparsea.com:3443/PictureServer/default.aspx/schneider-ZB4-BG4.pdf?81788B76AEAA939CBEAABDA9B7A95D8E92798187996B5EA4B4AB | HARMONY XB4 SELECTOR SWITCH HEAD Ø22 2-POSITION STAY PUT RONIS 455 | Designed for industrial applications and to combine ease of installation and robustness. | Colour front ring | Chrome
| 6 | Automation and Control | Industrial Switch | Selector Switches | HARMONY XB4 SELECTOR SWITCH HEAD Ø22 2 POS STAY PUT RON | 2002497 | ZB4BG4 | SCHNEIDER ELECTRIC | 1250 | https://pim-kvc.soneparsea.com:3443/PictureServer/default.aspx/schneider-zb4bg4_image1.jpg?A3889C9397807479A2A1C7A8BAA5959DB4AAC672CC996496B779B3AEBF9897998173BEB5B9 | https://pim-kvc.soneparsea.com:3443/PictureServer/default.aspx/schneider-ZB4-BG4.pdf?81788B76AEAA939CBEAABDA9B7A95D8E92798187996B5EA4B4AB | HARMONY XB4 SELECTOR SWITCH HEAD Ø22 2-POSITION STAY PUT RONIS 455 | Designed for industrial applications and to combine ease of installation and robustness. | Degree of protection (IP), front side | IP66
| 6 | Automation and Control | Industrial Switch | Selector Switches | HARMONY XB4 SELECTOR SWITCH HEAD Ø22 2 POS STAY PUT RON | 2002497 | ZB4BG4 | SCHNEIDER ELECTRIC | 1250 | https://pim-kvc.soneparsea.com:3443/PictureServer/default.aspx/schneider-zb4bg4_image1.jpg?A3889C9397807479A2A1C7A8BAA5959DB4AAC672CC996496B779B3AEBF9897998173BEB5B9 | https://pim-kvc.soneparsea.com:3443/PictureServer/default.aspx/schneider-ZB4-BG4.pdf?81788B76AEAA939CBEAABDA9B7A95D8E92798187996B5EA4B4AB | HARMONY XB4 SELECTOR SWITCH HEAD Ø22 2-POSITION STAY PUT RONIS 455 | Designed for industrial applications and to combine ease of installation and robustness. | Degree of protection (NEMA) | 13
| 7 | Automation and Control | Industrial Switch | Control Switch | INS63 SWITCH DISCONNECTOR 4P 63A | 2003092 | 28903 | SCHNEIDER ELECTRIC | 2745 | https://pim-kvc.soneparsea.com:3443/PictureServer/default.aspx/schneider-28903_Image1.jpg?A3889C9397807479A2A1C7A8BAA5959DB4AAC672846F696483A49DB2B39E95657EAFC4AC | https://pim-kvc.soneparsea.com:3443/PictureServer/default.aspx/schneider-28903.pdf?81788B76AEAA939CBEAABDA9B7A95D66887E847880A7949A | INS63 SWITCH DISCONNECTOR 4P 63A | By adapting to a whole host of LV applications, the Compact INS/INV switch-disconnectors offer all the safety that the user requires. Designed for maximum performance and safety, this comprehensive and homogeneous range operates with a wide choice of accessories and auxiliaries. | Version as main switch | yes
| 7 | Automation and Control | Industrial Switch | Control Switch | INS63 SWITCH DISCONNECTOR 4P 63A | 2003092 | 28903 | SCHNEIDER ELECTRIC | 2745 | https://pim-kvc.soneparsea.com:3443/PictureServer/default.aspx/schneider-28903_Image1.jpg?A3889C9397807479A2A1C7A8BAA5959DB4AAC672846F696483A49DB2B39E95657EAFC4AC | https://pim-kvc.soneparsea.com:3443/PictureServer/default.aspx/schneider-28903.pdf?81788B76AEAA939CBEAABDA9B7A95D66887E847880A7949A | INS63 SWITCH DISCONNECTOR 4P 63A | By adapting to a whole host of LV applications, the Compact INS/INV switch-disconnectors offer all the safety that the user requires. Designed for maximum performance and safety, this comprehensive and homogeneous range operates with a wide choice of accessories and auxiliaries. | Version as maintenance-/service switch | no
| 7 | Automation and Control | Industrial Switch | Control Switch | INS63 SWITCH DISCONNECTOR 4P 63A | 2003092 | 28903 | SCHNEIDER ELECTRIC | 2745 | https://pim-kvc.soneparsea.com:3443/PictureServer/default.aspx/schneider-28903_Image1.jpg?A3889C9397807479A2A1C7A8BAA5959DB4AAC672846F696483A49DB2B39E95657EAFC4AC | https://pim-kvc.soneparsea.com:3443/PictureServer/default.aspx/schneider-28903.pdf?81788B76AEAA939CBEAABDA9B7A95D66887E847880A7949A | INS63 SWITCH DISCONNECTOR 4P 63A | By adapting to a whole host of LV applications, the Compact INS/INV switch-disconnectors offer all the safety that the user requires. Designed for maximum performance and safety, this comprehensive and homogeneous range operates with a wide choice of accessories and auxiliaries. | Version as safety switch | no
| 7 | Automation and Control | Industrial Switch | Control Switch | INS63 SWITCH DISCONNECTOR 4P 63A | 2003092 | 28903 | SCHNEIDER ELECTRIC | 2745 | https://pim-kvc.soneparsea.com:3443/PictureServer/default.aspx/schneider-28903_Image1.jpg?A3889C9397807479A2A1C7A8BAA5959DB4AAC672846F696483A49DB2B39E95657EAFC4AC | https://pim-kvc.soneparsea.com:3443/PictureServer/default.aspx/schneider-28903.pdf?81788B76AEAA939CBEAABDA9B7A95D66887E847880A7949A | INS63 SWITCH DISCONNECTOR 4P 63A | By adapting to a whole host of LV applications, the Compact INS/INV switch-disconnectors offer all the safety that the user requires. Designed for maximum performance and safety, this comprehensive and homogeneous range operates with a wide choice of accessories and auxiliaries. | Version as emergency stop installation | no
| 7 | Automation and Control | Industrial Switch | Control Switch | INS63 SWITCH DISCONNECTOR 4P 63A | 2003092 | 28903 | SCHNEIDER ELECTRIC | 2745 | https://pim-kvc.soneparsea.com:3443/PictureServer/default.aspx/schneider-28903_Image1.jpg?A3889C9397807479A2A1C7A8BAA5959DB4AAC672846F696483A49DB2B39E95657EAFC4AC | https://pim-kvc.soneparsea.com:3443/PictureServer/default.aspx/schneider-28903.pdf?81788B76AEAA939CBEAABDA9B7A95D66887E847880A7949A | INS63 SWITCH DISCONNECTOR 4P 63A | By adapting to a whole host of LV applications, the Compact INS/INV switch-disconnectors offer all the safety that the user requires. Designed for maximum performance and safety, this comprehensive and homogeneous range operates with a wide choice of accessories and auxiliaries. | Version as reversing switch | no
| 7 | Automation and Control | Industrial Switch | Control Switch | INS63 SWITCH DISCONNECTOR 4P 63A | 2003092 | 28903 | SCHNEIDER ELECTRIC | 2745 | https://pim-kvc.soneparsea.com:3443/PictureServer/default.aspx/schneider-28903_Image1.jpg?A3889C9397807479A2A1C7A8BAA5959DB4AAC672846F696483A49DB2B39E95657EAFC4AC | https://pim-kvc.soneparsea.com:3443/PictureServer/default.aspx/schneider-28903.pdf?81788B76AEAA939CBEAABDA9B7A95D66887E847880A7949A | INS63 SWITCH DISCONNECTOR 4P 63A | By adapting to a whole host of LV applications, the Compact INS/INV switch-disconnectors offer all the safety that the user requires. Designed for maximum performance and safety, this comprehensive and homogeneous range operates with a wide choice of accessories and auxiliaries. | Max. rated operation voltage Ue AC | 500V
| 7 | Automation and Control | Industrial Switch | Control Switch | INS63 SWITCH DISCONNECTOR 4P 63A | 2003092 | 28903 | SCHNEIDER ELECTRIC | 2745 | https://pim-kvc.soneparsea.com:3443/PictureServer/default.aspx/schneider-28903_Image1.jpg?A3889C9397807479A2A1C7A8BAA5959DB4AAC672846F696483A49DB2B39E95657EAFC4AC | https://pim-kvc.soneparsea.com:3443/PictureServer/default.aspx/schneider-28903.pdf?81788B76AEAA939CBEAABDA9B7A95D66887E847880A7949A | INS63 SWITCH DISCONNECTOR 4P 63A | By adapting to a whole host of LV applications, the Compact INS/INV switch-disconnectors offer all the safety that the user requires. Designed for maximum performance and safety, this comprehensive and homogeneous range operates with a wide choice of accessories and auxiliaries. | Rated operating voltage | 0...0V
| 7 | Automation and Control | Industrial Switch | Control Switch | INS63 SWITCH DISCONNECTOR 4P 63A | 2003092 | 28903 | SCHNEIDER ELECTRIC | 2745 | https://pim-kvc.soneparsea.com:3443/PictureServer/default.aspx/schneider-28903_Image1.jpg?A3889C9397807479A2A1C7A8BAA5959DB4AAC672846F696483A49DB2B39E95657EAFC4AC | https://pim-kvc.soneparsea.com:3443/PictureServer/default.aspx/schneider-28903.pdf?81788B76AEAA939CBEAABDA9B7A95D66887E847880A7949A | INS63 SWITCH DISCONNECTOR 4P 63A | By adapting to a whole host of LV applications, the Compact INS/INV switch-disconnectors offer all the safety that the user requires. Designed for maximum performance and safety, this comprehensive and homogeneous range operates with a wide choice of accessories and auxiliaries. | Rated permanent current Iu | 63A
| 7 | Automation and Control | Industrial Switch | Control Switch | INS63 SWITCH DISCONNECTOR 4P 63A | 2003092 | 28903 | SCHNEIDER ELECTRIC | 2745 | https://pim-kvc.soneparsea.com:3443/PictureServer/default.aspx/schneider-28903_Image1.jpg?A3889C9397807479A2A1C7A8BAA5959DB4AAC672846F696483A49DB2B39E95657EAFC4AC | https://pim-kvc.soneparsea.com:3443/PictureServer/default.aspx/schneider-28903.pdf?81788B76AEAA939CBEAABDA9B7A95D66887E847880A7949A | INS63 SWITCH DISCONNECTOR 4P 63A | By adapting to a whole host of LV applications, the Compact INS/INV switch-disconnectors offer all the safety that the user requires. Designed for maximum performance and safety, this comprehensive and homogeneous range operates with a wide choice of accessories and auxiliaries. | Rated permanent current at AC-21, 400 V | 63A
| 7 | Automation and Control | Industrial Switch | Control Switch | INS63 SWITCH DISCONNECTOR 4P 63A | 2003092 | 28903 | SCHNEIDER ELECTRIC | 2745 | https://pim-kvc.soneparsea.com:3443/PictureServer/default.aspx/schneider-28903_Image1.jpg?A3889C9397807479A2A1C7A8BAA5959DB4AAC672846F696483A49DB2B39E95657EAFC4AC | https://pim-kvc.soneparsea.com:3443/PictureServer/default.aspx/schneider-28903.pdf?81788B76AEAA939CBEAABDA9B7A95D66887E847880A7949A | INS63 SWITCH DISCONNECTOR 4P 63A | By adapting to a whole host of LV applications, the Compact INS/INV switch-disconnectors offer all the safety that the user requires. Designed for maximum performance and safety, this comprehensive and homogeneous range operates with a wide choice of accessories and auxiliaries. | Rated operation power at AC-3, 400 V | 0kW
| 7 | Automation and Control | Industrial Switch | Control Switch | INS63 SWITCH DISCONNECTOR 4P 63A | 2003092 | 28903 | SCHNEIDER ELECTRIC | 2745 | https://pim-kvc.soneparsea.com:3443/PictureServer/default.aspx/schneider-28903_Image1.jpg?A3889C9397807479A2A1C7A8BAA5959DB4AAC672846F696483A49DB2B39E95657EAFC4AC | https://pim-kvc.soneparsea.com:3443/PictureServer/default.aspx/schneider-28903.pdf?81788B76AEAA939CBEAABDA9B7A95D66887E847880A7949A | INS63 SWITCH DISCONNECTOR 4P 63A | By adapting to a whole host of LV applications, the Compact INS/INV switch-disconnectors offer all the safety that the user requires. Designed for maximum performance and safety, this comprehensive and homogeneous range operates with a wide choice of accessories and auxiliaries. | Rated short-time withstand current lcw | 3kA
| 7 | Automation and Control | Industrial Switch | Control Switch | INS63 SWITCH DISCONNECTOR 4P 63A | 2003092 | 28903 | SCHNEIDER ELECTRIC | 2745 | https://pim-kvc.soneparsea.com:3443/PictureServer/default.aspx/schneider-28903_Image1.jpg?A3889C9397807479A2A1C7A8BAA5959DB4AAC672846F696483A49DB2B39E95657EAFC4AC | https://pim-kvc.soneparsea.com:3443/PictureServer/default.aspx/schneider-28903.pdf?81788B76AEAA939CBEAABDA9B7A95D66887E847880A7949A | INS63 SWITCH DISCONNECTOR 4P 63A | By adapting to a whole host of LV applications, the Compact INS/INV switch-disconnectors offer all the safety that the user requires. Designed for maximum performance and safety, this comprehensive and homogeneous range operates with a wide choice of accessories and auxiliaries. | Rated operation power at AC-23, 400 V | 30kW
| 7 | Automation and Control | Industrial Switch | Control Switch | INS63 SWITCH DISCONNECTOR 4P 63A | 2003092 | 28903 | SCHNEIDER ELECTRIC | 2745 | https://pim-kvc.soneparsea.com:3443/PictureServer/default.aspx/schneider-28903_Image1.jpg?A3889C9397807479A2A1C7A8BAA5959DB4AAC672846F696483A49DB2B39E95657EAFC4AC | https://pim-kvc.soneparsea.com:3443/PictureServer/default.aspx/schneider-28903.pdf?81788B76AEAA939CBEAABDA9B7A95D66887E847880A7949A | INS63 SWITCH DISCONNECTOR 4P 63A | By adapting to a whole host of LV applications, the Compact INS/INV switch-disconnectors offer all the safety that the user requires. Designed for maximum performance and safety, this comprehensive and homogeneous range operates with a wide choice of accessories and auxiliaries. | Switching power at 400 V | 0kW
| 7 | Automation and Control | Industrial Switch | Control Switch | INS63 SWITCH DISCONNECTOR 4P 63A | 2003092 | 28903 | SCHNEIDER ELECTRIC | 2745 | https://pim-kvc.soneparsea.com:3443/PictureServer/default.aspx/schneider-28903_Image1.jpg?A3889C9397807479A2A1C7A8BAA5959DB4AAC672846F696483A49DB2B39E95657EAFC4AC | https://pim-kvc.soneparsea.com:3443/PictureServer/default.aspx/schneider-28903.pdf?81788B76AEAA939CBEAABDA9B7A95D66887E847880A7949A | INS63 SWITCH DISCONNECTOR 4P 63A | By adapting to a whole host of LV applications, the Compact INS/INV switch-disconnectors offer all the safety that the user requires. Designed for maximum performance and safety, this comprehensive and homogeneous range operates with a wide choice of accessories and auxiliaries. | Conditioned rated short-circuit current Iq | 75kA
| 7 | Automation and Control | Industrial Switch | Control Switch | INS63 SWITCH DISCONNECTOR 4P 63A | 2003092 | 28903 | SCHNEIDER ELECTRIC | 2745 | https://pim-kvc.soneparsea.com:3443/PictureServer/default.aspx/schneider-28903_Image1.jpg?A3889C9397807479A2A1C7A8BAA5959DB4AAC672846F696483A49DB2B39E95657EAFC4AC | https://pim-kvc.soneparsea.com:3443/PictureServer/default.aspx/schneider-28903.pdf?81788B76AEAA939CBEAABDA9B7A95D66887E847880A7949A | INS63 SWITCH DISCONNECTOR 4P 63A | By adapting to a whole host of LV applications, the Compact INS/INV switch-disconnectors offer all the safety that the user requires. Designed for maximum performance and safety, this comprehensive and homogeneous range operates with a wide choice of accessories and auxiliaries. | Number of poles | 4
| 7 | Automation and Control | Industrial Switch | Control Switch | INS63 SWITCH DISCONNECTOR 4P 63A | 2003092 | 28903 | SCHNEIDER ELECTRIC | 2745 | https://pim-kvc.soneparsea.com:3443/PictureServer/default.aspx/schneider-28903_Image1.jpg?A3889C9397807479A2A1C7A8BAA5959DB4AAC672846F696483A49DB2B39E95657EAFC4AC | https://pim-kvc.soneparsea.com:3443/PictureServer/default.aspx/schneider-28903.pdf?81788B76AEAA939CBEAABDA9B7A95D66887E847880A7949A | INS63 SWITCH DISCONNECTOR 4P 63A | By adapting to a whole host of LV applications, the Compact INS/INV switch-disconnectors offer all the safety that the user requires. Designed for maximum performance and safety, this comprehensive and homogeneous range operates with a wide choice of accessories and auxiliaries. | Number of auxiliary contacts as normally closed contact | 0
| 7 | Automation and Control | Industrial Switch | Control Switch | INS63 SWITCH DISCONNECTOR 4P 63A | 2003092 | 28903 | SCHNEIDER ELECTRIC | 2745 | https://pim-kvc.soneparsea.com:3443/PictureServer/default.aspx/schneider-28903_Image1.jpg?A3889C9397807479A2A1C7A8BAA5959DB4AAC672846F696483A49DB2B39E95657EAFC4AC | https://pim-kvc.soneparsea.com:3443/PictureServer/default.aspx/schneider-28903.pdf?81788B76AEAA939CBEAABDA9B7A95D66887E847880A7949A | INS63 SWITCH DISCONNECTOR 4P 63A | By adapting to a whole host of LV applications, the Compact INS/INV switch-disconnectors offer all the safety that the user requires. Designed for maximum performance and safety, this comprehensive and homogeneous range operates with a wide choice of accessories and auxiliaries. | Number of auxiliary contacts as normally open contact | 0
| 7 | Automation and Control | Industrial Switch | Control Switch | INS63 SWITCH DISCONNECTOR 4P 63A | 2003092 | 28903 | SCHNEIDER ELECTRIC | 2745 | https://pim-kvc.soneparsea.com:3443/PictureServer/default.aspx/schneider-28903_Image1.jpg?A3889C9397807479A2A1C7A8BAA5959DB4AAC672846F696483A49DB2B39E95657EAFC4AC | https://pim-kvc.soneparsea.com:3443/PictureServer/default.aspx/schneider-28903.pdf?81788B76AEAA939CBEAABDA9B7A95D66887E847880A7949A | INS63 SWITCH DISCONNECTOR 4P 63A | By adapting to a whole host of LV applications, the Compact INS/INV switch-disconnectors offer all the safety that the user requires. Designed for maximum performance and safety, this comprehensive and homogeneous range operates with a wide choice of accessories and auxiliaries. | Number of auxiliary contacts as change-over contact | 0
| 7 | Automation and Control | Industrial Switch | Control Switch | INS63 SWITCH DISCONNECTOR 4P 63A | 2003092 | 28903 | SCHNEIDER ELECTRIC | 2745 | https://pim-kvc.soneparsea.com:3443/PictureServer/default.aspx/schneider-28903_Image1.jpg?A3889C9397807479A2A1C7A8BAA5959DB4AAC672846F696483A49DB2B39E95657EAFC4AC | https://pim-kvc.soneparsea.com:3443/PictureServer/default.aspx/schneider-28903.pdf?81788B76AEAA939CBEAABDA9B7A95D66887E847880A7949A | INS63 SWITCH DISCONNECTOR 4P 63A | By adapting to a whole host of LV applications, the Compact INS/INV switch-disconnectors offer all the safety that the user requires. Designed for maximum performance and safety, this comprehensive and homogeneous range operates with a wide choice of accessories and auxiliaries. | Motor drive optional | no
| 7 | Automation and Control | Industrial Switch | Control Switch | INS63 SWITCH DISCONNECTOR 4P 63A | 2003092 | 28903 | SCHNEIDER ELECTRIC | 2745 | https://pim-kvc.soneparsea.com:3443/PictureServer/default.aspx/schneider-28903_Image1.jpg?A3889C9397807479A2A1C7A8BAA5959DB4AAC672846F696483A49DB2B39E95657EAFC4AC | https://pim-kvc.soneparsea.com:3443/PictureServer/default.aspx/schneider-28903.pdf?81788B76AEAA939CBEAABDA9B7A95D66887E847880A7949A | INS63 SWITCH DISCONNECTOR 4P 63A | By adapting to a whole host of LV applications, the Compact INS/INV switch-disconnectors offer all the safety that the user requires. Designed for maximum performance and safety, this comprehensive and homogeneous range operates with a wide choice of accessories and auxiliaries. | Motor drive integrated | no
| 8 | Automation and Control | Industrial Switch | Selector Switches | HARMONY XB5 SELECTOR SWITCH HEAD Ø22 3POS STAY PUT BLACK | 2004263 | ZA2BD3 | SCHNEIDER ELECTRIC | 685 | https://pim-kvc.soneparsea.com:3443/PictureServer/default.aspx/schneider-za2bd3_image1.jpg?A3889C9397807479A2A1C7A8BAA5959DB4AAC672CC986296B478B3AEBF9897998173BEB5B9 | https://pim-kvc.soneparsea.com:3443/PictureServer/default.aspx/schneider-ZA2-BD3.pdf?81788B76AEAA939CBEAABDA9B7A95D8E91778187966A5EA4B4AB | HARMONY XB5 SELECTOR SWITCH HEAD Ø22 3-POSITION STAY PUT BLACK | Designed for mechanical handling, these highly robust pendant control stations comply with the safety requirements of IEC standards. They are not only simple and intuitive, but also very comfortable for the operator to use. | Number of switch positions | 3
| 8 | Automation and Control | Industrial Switch | Selector Switches | HARMONY XB5 SELECTOR SWITCH HEAD Ø22 3POS STAY PUT BLACK | 2004263 | ZA2BD3 | SCHNEIDER ELECTRIC | 685 | https://pim-kvc.soneparsea.com:3443/PictureServer/default.aspx/schneider-za2bd3_image1.jpg?A3889C9397807479A2A1C7A8BAA5959DB4AAC672CC986296B478B3AEBF9897998173BEB5B9 | https://pim-kvc.soneparsea.com:3443/PictureServer/default.aspx/schneider-ZA2-BD3.pdf?81788B76AEAA939CBEAABDA9B7A95D8E91778187966A5EA4B4AB | HARMONY XB5 SELECTOR SWITCH HEAD Ø22 3-POSITION STAY PUT BLACK | Designed for mechanical handling, these highly robust pendant control stations comply with the safety requirements of IEC standards. They are not only simple and intuitive, but also very comfortable for the operator to use. | Type of control element | Short thumb-grip
| 8 | Automation and Control | Industrial Switch | Selector Switches | HARMONY XB5 SELECTOR SWITCH HEAD Ø22 3POS STAY PUT BLACK | 2004263 | ZA2BD3 | SCHNEIDER ELECTRIC | 685 | https://pim-kvc.soneparsea.com:3443/PictureServer/default.aspx/schneider-za2bd3_image1.jpg?A3889C9397807479A2A1C7A8BAA5959DB4AAC672CC986296B478B3AEBF9897998173BEB5B9 | https://pim-kvc.soneparsea.com:3443/PictureServer/default.aspx/schneider-ZA2-BD3.pdf?81788B76AEAA939CBEAABDA9B7A95D8E91778187966A5EA4B4AB | HARMONY XB5 SELECTOR SWITCH HEAD Ø22 3-POSITION STAY PUT BLACK | Designed for mechanical handling, these highly robust pendant control stations comply with the safety requirements of IEC standards. They are not only simple and intuitive, but also very comfortable for the operator to use. | Suitable for illumination | no
| 8 | Automation and Control | Industrial Switch | Selector Switches | HARMONY XB5 SELECTOR SWITCH HEAD Ø22 3POS STAY PUT BLACK | 2004263 | ZA2BD3 | SCHNEIDER ELECTRIC | 685 | https://pim-kvc.soneparsea.com:3443/PictureServer/default.aspx/schneider-za2bd3_image1.jpg?A3889C9397807479A2A1C7A8BAA5959DB4AAC672CC986296B478B3AEBF9897998173BEB5B9 | https://pim-kvc.soneparsea.com:3443/PictureServer/default.aspx/schneider-ZA2-BD3.pdf?81788B76AEAA939CBEAABDA9B7A95D8E91778187966A5EA4B4AB | HARMONY XB5 SELECTOR SWITCH HEAD Ø22 3-POSITION STAY PUT BLACK | Designed for mechanical handling, these highly robust pendant control stations comply with the safety requirements of IEC standards. They are not only simple and intuitive, but also very comfortable for the operator to use. | Colour control element | Black
| 8 | Automation and Control | Industrial Switch | Selector Switches | HARMONY XB5 SELECTOR SWITCH HEAD Ø22 3POS STAY PUT BLACK | 2004263 | ZA2BD3 | SCHNEIDER ELECTRIC | 685 | https://pim-kvc.soneparsea.com:3443/PictureServer/default.aspx/schneider-za2bd3_image1.jpg?A3889C9397807479A2A1C7A8BAA5959DB4AAC672CC986296B478B3AEBF9897998173BEB5B9 | https://pim-kvc.soneparsea.com:3443/PictureServer/default.aspx/schneider-ZA2-BD3.pdf?81788B76AEAA939CBEAABDA9B7A95D8E91778187966A5EA4B4AB | HARMONY XB5 SELECTOR SWITCH HEAD Ø22 3-POSITION STAY PUT BLACK | Designed for mechanical handling, these highly robust pendant control stations comply with the safety requirements of IEC standards. They are not only simple and intuitive, but also very comfortable for the operator to use. | Construction type lens | Round
| 8 | Automation and Control | Industrial Switch | Selector Switches | HARMONY XB5 SELECTOR SWITCH HEAD Ø22 3POS STAY PUT BLACK | 2004263 | ZA2BD3 | SCHNEIDER ELECTRIC | 685 | https://pim-kvc.soneparsea.com:3443/PictureServer/default.aspx/schneider-za2bd3_image1.jpg?A3889C9397807479A2A1C7A8BAA5959DB4AAC672CC986296B478B3AEBF9897998173BEB5B9 | https://pim-kvc.soneparsea.com:3443/PictureServer/default.aspx/schneider-ZA2-BD3.pdf?81788B76AEAA939CBEAABDA9B7A95D8E91778187966A5EA4B4AB | HARMONY XB5 SELECTOR SWITCH HEAD Ø22 3-POSITION STAY PUT BLACK | Designed for mechanical handling, these highly robust pendant control stations comply with the safety requirements of IEC standards. They are not only simple and intuitive, but also very comfortable for the operator to use. | Hole diameter | 22mm
| 8 | Automation and Control | Industrial Switch | Selector Switches | HARMONY XB5 SELECTOR SWITCH HEAD Ø22 3POS STAY PUT BLACK | 2004263 | ZA2BD3 | SCHNEIDER ELECTRIC | 685 | https://pim-kvc.soneparsea.com:3443/PictureServer/default.aspx/schneider-za2bd3_image1.jpg?A3889C9397807479A2A1C7A8BAA5959DB4AAC672CC986296B478B3AEBF9897998173BEB5B9 | https://pim-kvc.soneparsea.com:3443/PictureServer/default.aspx/schneider-ZA2-BD3.pdf?81788B76AEAA939CBEAABDA9B7A95D8E91778187966A5EA4B4AB | HARMONY XB5 SELECTOR SWITCH HEAD Ø22 3-POSITION STAY PUT BLACK | Designed for mechanical handling, these highly robust pendant control stations comply with the safety requirements of IEC standards. They are not only simple and intuitive, but also very comfortable for the operator to use. | Width opening | 0mm
| 8 | Automation and Control | Industrial Switch | Selector Switches | HARMONY XB5 SELECTOR SWITCH HEAD Ø22 3POS STAY PUT BLACK | 2004263 | ZA2BD3 | SCHNEIDER ELECTRIC | 685 | https://pim-kvc.soneparsea.com:3443/PictureServer/default.aspx/schneider-za2bd3_image1.jpg?A3889C9397807479A2A1C7A8BAA5959DB4AAC672CC986296B478B3AEBF9897998173BEB5B9 | https://pim-kvc.soneparsea.com:3443/PictureServer/default.aspx/schneider-ZA2-BD3.pdf?81788B76AEAA939CBEAABDA9B7A95D8E91778187966A5EA4B4AB | HARMONY XB5 SELECTOR SWITCH HEAD Ø22 3-POSITION STAY PUT BLACK | Designed for mechanical handling, these highly robust pendant control stations comply with the safety requirements of IEC standards. They are not only simple and intuitive, but also very comfortable for the operator to use. | Height opening | 0mm
| 8 | Automation and Control | Industrial Switch | Selector Switches | HARMONY XB5 SELECTOR SWITCH HEAD Ø22 3POS STAY PUT BLACK | 2004263 | ZA2BD3 | SCHNEIDER ELECTRIC | 685 | https://pim-kvc.soneparsea.com:3443/PictureServer/default.aspx/schneider-za2bd3_image1.jpg?A3889C9397807479A2A1C7A8BAA5959DB4AAC672CC986296B478B3AEBF9897998173BEB5B9 | https://pim-kvc.soneparsea.com:3443/PictureServer/default.aspx/schneider-ZA2-BD3.pdf?81788B76AEAA939CBEAABDA9B7A95D8E91778187966A5EA4B4AB | HARMONY XB5 SELECTOR SWITCH HEAD Ø22 3-POSITION STAY PUT BLACK | Designed for mechanical handling, these highly robust pendant control stations comply with the safety requirements of IEC standards. They are not only simple and intuitive, but also very comfortable for the operator to use. | Switching function latching | no
| 8 | Automation and Control | Industrial Switch | Selector Switches | HARMONY XB5 SELECTOR SWITCH HEAD Ø22 3POS STAY PUT BLACK | 2004263 | ZA2BD3 | SCHNEIDER ELECTRIC | 685 | https://pim-kvc.soneparsea.com:3443/PictureServer/default.aspx/schneider-za2bd3_image1.jpg?A3889C9397807479A2A1C7A8BAA5959DB4AAC672CC986296B478B3AEBF9897998173BEB5B9 | https://pim-kvc.soneparsea.com:3443/PictureServer/default.aspx/schneider-ZA2-BD3.pdf?81788B76AEAA939CBEAABDA9B7A95D8E91778187966A5EA4B4AB | HARMONY XB5 SELECTOR SWITCH HEAD Ø22 3-POSITION STAY PUT BLACK | Designed for mechanical handling, these highly robust pendant control stations comply with the safety requirements of IEC standards. They are not only simple and intuitive, but also very comfortable for the operator to use. | Spring-return | no
| 8 | Automation and Control | Industrial Switch | Selector Switches | HARMONY XB5 SELECTOR SWITCH HEAD Ø22 3POS STAY PUT BLACK | 2004263 | ZA2BD3 | SCHNEIDER ELECTRIC | 685 | https://pim-kvc.soneparsea.com:3443/PictureServer/default.aspx/schneider-za2bd3_image1.jpg?A3889C9397807479A2A1C7A8BAA5959DB4AAC672CC986296B478B3AEBF9897998173BEB5B9 | https://pim-kvc.soneparsea.com:3443/PictureServer/default.aspx/schneider-ZA2-BD3.pdf?81788B76AEAA939CBEAABDA9B7A95D8E91778187966A5EA4B4AB | HARMONY XB5 SELECTOR SWITCH HEAD Ø22 3-POSITION STAY PUT BLACK | Designed for mechanical handling, these highly robust pendant control stations comply with the safety requirements of IEC standards. They are not only simple and intuitive, but also very comfortable for the operator to use. | With front ring | yes
| 8 | Automation and Control | Industrial Switch | Selector Switches | HARMONY XB5 SELECTOR SWITCH HEAD Ø22 3POS STAY PUT BLACK | 2004263 | ZA2BD3 | SCHNEIDER ELECTRIC | 685 | https://pim-kvc.soneparsea.com:3443/PictureServer/default.aspx/schneider-za2bd3_image1.jpg?A3889C9397807479A2A1C7A8BAA5959DB4AAC672CC986296B478B3AEBF9897998173BEB5B9 | https://pim-kvc.soneparsea.com:3443/PictureServer/default.aspx/schneider-ZA2-BD3.pdf?81788B76AEAA939CBEAABDA9B7A95D8E91778187966A5EA4B4AB | HARMONY XB5 SELECTOR SWITCH HEAD Ø22 3-POSITION STAY PUT BLACK | Designed for mechanical handling, these highly robust pendant control stations comply with the safety requirements of IEC standards. They are not only simple and intuitive, but also very comfortable for the operator to use. | Material front ring | Plastic
| 8 | Automation and Control | Industrial Switch | Selector Switches | HARMONY XB5 SELECTOR SWITCH HEAD Ø22 3POS STAY PUT BLACK | 2004263 | ZA2BD3 | SCHNEIDER ELECTRIC | 685 | https://pim-kvc.soneparsea.com:3443/PictureServer/default.aspx/schneider-za2bd3_image1.jpg?A3889C9397807479A2A1C7A8BAA5959DB4AAC672CC986296B478B3AEBF9897998173BEB5B9 | https://pim-kvc.soneparsea.com:3443/PictureServer/default.aspx/schneider-ZA2-BD3.pdf?81788B76AEAA939CBEAABDA9B7A95D8E91778187966A5EA4B4AB | HARMONY XB5 SELECTOR SWITCH HEAD Ø22 3-POSITION STAY PUT BLACK | Designed for mechanical handling, these highly robust pendant control stations comply with the safety requirements of IEC standards. They are not only simple and intuitive, but also very comfortable for the operator to use. | Colour front ring | Black
| 8 | Automation and Control | Industrial Switch | Selector Switches | HARMONY XB5 SELECTOR SWITCH HEAD Ø22 3POS STAY PUT BLACK | 2004263 | ZA2BD3 | SCHNEIDER ELECTRIC | 685 | https://pim-kvc.soneparsea.com:3443/PictureServer/default.aspx/schneider-za2bd3_image1.jpg?A3889C9397807479A2A1C7A8BAA5959DB4AAC672CC986296B478B3AEBF9897998173BEB5B9 | https://pim-kvc.soneparsea.com:3443/PictureServer/default.aspx/schneider-ZA2-BD3.pdf?81788B76AEAA939CBEAABDA9B7A95D8E91778187966A5EA4B4AB | HARMONY XB5 SELECTOR SWITCH HEAD Ø22 3-POSITION STAY PUT BLACK | Designed for mechanical handling, these highly robust pendant control stations comply with the safety requirements of IEC standards. They are not only simple and intuitive, but also very comfortable for the operator to use. | Degree of protection (IP), front side | IP66
| 9 | Automation and Control | Industrial Switch | Selector Switches | HARMONY XB4 SELECTOR SWITCH HEAD Ø22 3 POS BLACK | 2004266 | ZB4BD5 | SCHNEIDER ELECTRIC | 500 | https://pim-kvc.soneparsea.com:3443/PictureServer/default.aspx/schneider-zb4bd5_image1.jpg?A3889C9397807479A2A1C7A8BAA5959DB4AAC672CC996496B47AB3AEBF9897998173BEB5B9 | https://pim-kvc.soneparsea.com:3443/PictureServer/default.aspx/schneider-ZB4-BD5.pdf?81788B76AEAA939CBEAABDA9B7A95D8E92798187966C5EA4B4AB | HARMONY XB4 SELECTOR SWITCH HEAD Ø22 3-POSITION BLACK | The modular Harmony XB4 range of 22 mm metal control and signaling units combines simplicity of installation, efficiency, modern design, flexibility, and robustness to meet most industrial applications. | Number of switch positions | 3
| 9 | Automation and Control | Industrial Switch | Selector Switches | HARMONY XB4 SELECTOR SWITCH HEAD Ø22 3 POS BLACK | 2004266 | ZB4BD5 | SCHNEIDER ELECTRIC | 500 | https://pim-kvc.soneparsea.com:3443/PictureServer/default.aspx/schneider-zb4bd5_image1.jpg?A3889C9397807479A2A1C7A8BAA5959DB4AAC672CC996496B47AB3AEBF9897998173BEB5B9 | https://pim-kvc.soneparsea.com:3443/PictureServer/default.aspx/schneider-ZB4-BD5.pdf?81788B76AEAA939CBEAABDA9B7A95D8E92798187966C5EA4B4AB | HARMONY XB4 SELECTOR SWITCH HEAD Ø22 3-POSITION BLACK | The modular Harmony XB4 range of 22 mm metal control and signaling units combines simplicity of installation, efficiency, modern design, flexibility, and robustness to meet most industrial applications. | Type of control element | Short thumb-grip
| 9 | Automation and Control | Industrial Switch | Selector Switches | HARMONY XB4 SELECTOR SWITCH HEAD Ø22 3 POS BLACK | 2004266 | ZB4BD5 | SCHNEIDER ELECTRIC | 500 | https://pim-kvc.soneparsea.com:3443/PictureServer/default.aspx/schneider-zb4bd5_image1.jpg?A3889C9397807479A2A1C7A8BAA5959DB4AAC672CC996496B47AB3AEBF9897998173BEB5B9 | https://pim-kvc.soneparsea.com:3443/PictureServer/default.aspx/schneider-ZB4-BD5.pdf?81788B76AEAA939CBEAABDA9B7A95D8E92798187966C5EA4B4AB | HARMONY XB4 SELECTOR SWITCH HEAD Ø22 3-POSITION BLACK | The modular Harmony XB4 range of 22 mm metal control and signaling units combines simplicity of installation, efficiency, modern design, flexibility, and robustness to meet most industrial applications. | Suitable for illumination | no
| 9 | Automation and Control | Industrial Switch | Selector Switches | HARMONY XB4 SELECTOR SWITCH HEAD Ø22 3 POS BLACK | 2004266 | ZB4BD5 | SCHNEIDER ELECTRIC | 500 | https://pim-kvc.soneparsea.com:3443/PictureServer/default.aspx/schneider-zb4bd5_image1.jpg?A3889C9397807479A2A1C7A8BAA5959DB4AAC672CC996496B47AB3AEBF9897998173BEB5B9 | https://pim-kvc.soneparsea.com:3443/PictureServer/default.aspx/schneider-ZB4-BD5.pdf?81788B76AEAA939CBEAABDA9B7A95D8E92798187966C5EA4B4AB | HARMONY XB4 SELECTOR SWITCH HEAD Ø22 3-POSITION BLACK | The modular Harmony XB4 range of 22 mm metal control and signaling units combines simplicity of installation, efficiency, modern design, flexibility, and robustness to meet most industrial applications. | Colour control element | Black
| 9 | Automation and Control | Industrial Switch | Selector Switches | HARMONY XB4 SELECTOR SWITCH HEAD Ø22 3 POS BLACK | 2004266 | ZB4BD5 | SCHNEIDER ELECTRIC | 500 | https://pim-kvc.soneparsea.com:3443/PictureServer/default.aspx/schneider-zb4bd5_image1.jpg?A3889C9397807479A2A1C7A8BAA5959DB4AAC672CC996496B47AB3AEBF9897998173BEB5B9 | https://pim-kvc.soneparsea.com:3443/PictureServer/default.aspx/schneider-ZB4-BD5.pdf?81788B76AEAA939CBEAABDA9B7A95D8E92798187966C5EA4B4AB | HARMONY XB4 SELECTOR SWITCH HEAD Ø22 3-POSITION BLACK | The modular Harmony XB4 range of 22 mm metal control and signaling units combines simplicity of installation, efficiency, modern design, flexibility, and robustness to meet most industrial applications. | Construction type lens | Round
| 9 | Automation and Control | Industrial Switch | Selector Switches | HARMONY XB4 SELECTOR SWITCH HEAD Ø22 3 POS BLACK | 2004266 | ZB4BD5 | SCHNEIDER ELECTRIC | 500 | https://pim-kvc.soneparsea.com:3443/PictureServer/default.aspx/schneider-zb4bd5_image1.jpg?A3889C9397807479A2A1C7A8BAA5959DB4AAC672CC996496B47AB3AEBF9897998173BEB5B9 | https://pim-kvc.soneparsea.com:3443/PictureServer/default.aspx/schneider-ZB4-BD5.pdf?81788B76AEAA939CBEAABDA9B7A95D8E92798187966C5EA4B4AB | HARMONY XB4 SELECTOR SWITCH HEAD Ø22 3-POSITION BLACK | The modular Harmony XB4 range of 22 mm metal control and signaling units combines simplicity of installation, efficiency, modern design, flexibility, and robustness to meet most industrial applications. | Hole diameter | 22.5mm
| 9 | Automation and Control | Industrial Switch | Selector Switches | HARMONY XB4 SELECTOR SWITCH HEAD Ø22 3 POS BLACK | 2004266 | ZB4BD5 | SCHNEIDER ELECTRIC | 500 | https://pim-kvc.soneparsea.com:3443/PictureServer/default.aspx/schneider-zb4bd5_image1.jpg?A3889C9397807479A2A1C7A8BAA5959DB4AAC672CC996496B47AB3AEBF9897998173BEB5B9 | https://pim-kvc.soneparsea.com:3443/PictureServer/default.aspx/schneider-ZB4-BD5.pdf?81788B76AEAA939CBEAABDA9B7A95D8E92798187966C5EA4B4AB | HARMONY XB4 SELECTOR SWITCH HEAD Ø22 3-POSITION BLACK | The modular Harmony XB4 range of 22 mm metal control and signaling units combines simplicity of installation, efficiency, modern design, flexibility, and robustness to meet most industrial applications. | Width opening | 0mm
| 9 | Automation and Control | Industrial Switch | Selector Switches | HARMONY XB4 SELECTOR SWITCH HEAD Ø22 3 POS BLACK | 2004266 | ZB4BD5 | SCHNEIDER ELECTRIC | 500 | https://pim-kvc.soneparsea.com:3443/PictureServer/default.aspx/schneider-zb4bd5_image1.jpg?A3889C9397807479A2A1C7A8BAA5959DB4AAC672CC996496B47AB3AEBF9897998173BEB5B9 | https://pim-kvc.soneparsea.com:3443/PictureServer/default.aspx/schneider-ZB4-BD5.pdf?81788B76AEAA939CBEAABDA9B7A95D8E92798187966C5EA4B4AB | HARMONY XB4 SELECTOR SWITCH HEAD Ø22 3-POSITION BLACK | The modular Harmony XB4 range of 22 mm metal control and signaling units combines simplicity of installation, efficiency, modern design, flexibility, and robustness to meet most industrial applications. | Height opening | 0mm
| 9 | Automation and Control | Industrial Switch | Selector Switches | HARMONY XB4 SELECTOR SWITCH HEAD Ø22 3 POS BLACK | 2004266 | ZB4BD5 | SCHNEIDER ELECTRIC | 500 | https://pim-kvc.soneparsea.com:3443/PictureServer/default.aspx/schneider-zb4bd5_image1.jpg?A3889C9397807479A2A1C7A8BAA5959DB4AAC672CC996496B47AB3AEBF9897998173BEB5B9 | https://pim-kvc.soneparsea.com:3443/PictureServer/default.aspx/schneider-ZB4-BD5.pdf?81788B76AEAA939CBEAABDA9B7A95D8E92798187966C5EA4B4AB | HARMONY XB4 SELECTOR SWITCH HEAD Ø22 3-POSITION BLACK | The modular Harmony XB4 range of 22 mm metal control and signaling units combines simplicity of installation, efficiency, modern design, flexibility, and robustness to meet most industrial applications. | Switching function latching | no
| 9 | Automation and Control | Industrial Switch | Selector Switches | HARMONY XB4 SELECTOR SWITCH HEAD Ø22 3 POS BLACK | 2004266 | ZB4BD5 | SCHNEIDER ELECTRIC | 500 | https://pim-kvc.soneparsea.com:3443/PictureServer/default.aspx/schneider-zb4bd5_image1.jpg?A3889C9397807479A2A1C7A8BAA5959DB4AAC672CC996496B47AB3AEBF9897998173BEB5B9 | https://pim-kvc.soneparsea.com:3443/PictureServer/default.aspx/schneider-ZB4-BD5.pdf?81788B76AEAA939CBEAABDA9B7A95D8E92798187966C5EA4B4AB | HARMONY XB4 SELECTOR SWITCH HEAD Ø22 3-POSITION BLACK | The modular Harmony XB4 range of 22 mm metal control and signaling units combines simplicity of installation, efficiency, modern design, flexibility, and robustness to meet most industrial applications. | Spring-return | yes
| 9 | Automation and Control | Industrial Switch | Selector Switches | HARMONY XB4 SELECTOR SWITCH HEAD Ø22 3 POS BLACK | 2004266 | ZB4BD5 | SCHNEIDER ELECTRIC | 500 | https://pim-kvc.soneparsea.com:3443/PictureServer/default.aspx/schneider-zb4bd5_image1.jpg?A3889C9397807479A2A1C7A8BAA5959DB4AAC672CC996496B47AB3AEBF9897998173BEB5B9 | https://pim-kvc.soneparsea.com:3443/PictureServer/default.aspx/schneider-ZB4-BD5.pdf?81788B76AEAA939CBEAABDA9B7A95D8E92798187966C5EA4B4AB | HARMONY XB4 SELECTOR SWITCH HEAD Ø22 3-POSITION BLACK | The modular Harmony XB4 range of 22 mm metal control and signaling units combines simplicity of installation, efficiency, modern design, flexibility, and robustness to meet most industrial applications. | With front ring | yes
| 9 | Automation and Control | Industrial Switch | Selector Switches | HARMONY XB4 SELECTOR SWITCH HEAD Ø22 3 POS BLACK | 2004266 | ZB4BD5 | SCHNEIDER ELECTRIC | 500 | https://pim-kvc.soneparsea.com:3443/PictureServer/default.aspx/schneider-zb4bd5_image1.jpg?A3889C9397807479A2A1C7A8BAA5959DB4AAC672CC996496B47AB3AEBF9897998173BEB5B9 | https://pim-kvc.soneparsea.com:3443/PictureServer/default.aspx/schneider-ZB4-BD5.pdf?81788B76AEAA939CBEAABDA9B7A95D8E92798187966C5EA4B4AB | HARMONY XB4 SELECTOR SWITCH HEAD Ø22 3-POSITION BLACK | The modular Harmony XB4 range of 22 mm metal control and signaling units combines simplicity of installation, efficiency, modern design, flexibility, and robustness to meet most industrial applications. | Material front ring | Metal
| 9 | Automation and Control | Industrial Switch | Selector Switches | HARMONY XB4 SELECTOR SWITCH HEAD Ø22 3 POS BLACK | 2004266 | ZB4BD5 | SCHNEIDER ELECTRIC | 500 | https://pim-kvc.soneparsea.com:3443/PictureServer/default.aspx/schneider-zb4bd5_image1.jpg?A3889C9397807479A2A1C7A8BAA5959DB4AAC672CC996496B47AB3AEBF9897998173BEB5B9 | https://pim-kvc.soneparsea.com:3443/PictureServer/default.aspx/schneider-ZB4-BD5.pdf?81788B76AEAA939CBEAABDA9B7A95D8E92798187966C5EA4B4AB | HARMONY XB4 SELECTOR SWITCH HEAD Ø22 3-POSITION BLACK | The modular Harmony XB4 range of 22 mm metal control and signaling units combines simplicity of installation, efficiency, modern design, flexibility, and robustness to meet most industrial applications. | Colour front ring | Chrome
| 9 | Automation and Control | Industrial Switch | Selector Switches | HARMONY XB4 SELECTOR SWITCH HEAD Ø22 3 POS BLACK | 2004266 | ZB4BD5 | SCHNEIDER ELECTRIC | 500 | https://pim-kvc.soneparsea.com:3443/PictureServer/default.aspx/schneider-zb4bd5_image1.jpg?A3889C9397807479A2A1C7A8BAA5959DB4AAC672CC996496B47AB3AEBF9897998173BEB5B9 | https://pim-kvc.soneparsea.com:3443/PictureServer/default.aspx/schneider-ZB4-BD5.pdf?81788B76AEAA939CBEAABDA9B7A95D8E92798187966C5EA4B4AB | HARMONY XB4 SELECTOR SWITCH HEAD Ø22 3-POSITION BLACK | The modular Harmony XB4 range of 22 mm metal control and signaling units combines simplicity of installation, efficiency, modern design, flexibility, and robustness to meet most industrial applications. | Degree of protection (IP), front side | IP67/IP69K
| 9 | Automation and Control | Industrial Switch | Selector Switches | HARMONY XB4 SELECTOR SWITCH HEAD Ø22 3 POS BLACK | 2004266 | ZB4BD5 | SCHNEIDER ELECTRIC | 500 | https://pim-kvc.soneparsea.com:3443/PictureServer/default.aspx/schneider-zb4bd5_image1.jpg?A3889C9397807479A2A1C7A8BAA5959DB4AAC672CC996496B47AB3AEBF9897998173BEB5B9 | https://pim-kvc.soneparsea.com:3443/PictureServer/default.aspx/schneider-ZB4-BD5.pdf?81788B76AEAA939CBEAABDA9B7A95D8E92798187966C5EA4B4AB | HARMONY XB4 SELECTOR SWITCH HEAD Ø22 3-POSITION BLACK | The modular Harmony XB4 range of 22 mm metal control and signaling units combines simplicity of installation, efficiency, modern design, flexibility, and robustness to meet most industrial applications. | Degree of protection (NEMA) | Other
| 10 | Automation and Control | Industrial Switch | Push Buttons | HARMONY XB4 PROJECTING PUSHBUTTON HEAD Ø22 GREEN | 2004267 | ZB4BP3 | SCHNEIDER ELECTRIC | 380 | https://pim-kvc.soneparsea.com:3443/PictureServer/default.aspx/schneider-zb4bp3_image1.jpg?A3889C9397807479A2A1C7A8BAA5959DB4AAC672CC996496C078B3AEBF9897998173BEB5B9 | https://pim-kvc.soneparsea.com:3443/PictureServer/default.aspx/schneider-zb4bp3.pdf?81788B76AEAA939CBEAABDA9B7A95DAEB279B6B58565A098B6 | HARMONY XB4 PROJECTING PUSHBUTTON HEAD Ø22 GREEN | This Schneider Electric Harmony XB4 clear silicone booted green button head operates with a spring return mechanism. It has a chromium-plated metal bezel. This silicone booted button head provides a simple solution to comply with hygiene requirement in food, beverage industries as well as healthcare and pharmaceuticals. It is easily combined with Harmony range of contact blocks to perform a large variety of control functions. It is impact resistant, dust proof, waterproof and vibration resistant thanks to its IP69K, making it ideal for operation in harsh environments. | Colour button | Green
| 10 | Automation and Control | Industrial Switch | Push Buttons | HARMONY XB4 PROJECTING PUSHBUTTON HEAD Ø22 GREEN | 2004267 | ZB4BP3 | SCHNEIDER ELECTRIC | 380 | https://pim-kvc.soneparsea.com:3443/PictureServer/default.aspx/schneider-zb4bp3_image1.jpg?A3889C9397807479A2A1C7A8BAA5959DB4AAC672CC996496C078B3AEBF9897998173BEB5B9 | https://pim-kvc.soneparsea.com:3443/PictureServer/default.aspx/schneider-zb4bp3.pdf?81788B76AEAA939CBEAABDA9B7A95DAEB279B6B58565A098B6 | HARMONY XB4 PROJECTING PUSHBUTTON HEAD Ø22 GREEN | This Schneider Electric Harmony XB4 clear silicone booted green button head operates with a spring return mechanism. It has a chromium-plated metal bezel. This silicone booted button head provides a simple solution to comply with hygiene requirement in food, beverage industries as well as healthcare and pharmaceuticals. It is easily combined with Harmony range of contact blocks to perform a large variety of control functions. It is impact resistant, dust proof, waterproof and vibration resistant thanks to its IP69K, making it ideal for operation in harsh environments. | Number of command positions | 1
| 10 | Automation and Control | Industrial Switch | Push Buttons | HARMONY XB4 PROJECTING PUSHBUTTON HEAD Ø22 GREEN | 2004267 | ZB4BP3 | SCHNEIDER ELECTRIC | 380 | https://pim-kvc.soneparsea.com:3443/PictureServer/default.aspx/schneider-zb4bp3_image1.jpg?A3889C9397807479A2A1C7A8BAA5959DB4AAC672CC996496C078B3AEBF9897998173BEB5B9 | https://pim-kvc.soneparsea.com:3443/PictureServer/default.aspx/schneider-zb4bp3.pdf?81788B76AEAA939CBEAABDA9B7A95DAEB279B6B58565A098B6 | HARMONY XB4 PROJECTING PUSHBUTTON HEAD Ø22 GREEN | This Schneider Electric Harmony XB4 clear silicone booted green button head operates with a spring return mechanism. It has a chromium-plated metal bezel. This silicone booted button head provides a simple solution to comply with hygiene requirement in food, beverage industries as well as healthcare and pharmaceuticals. It is easily combined with Harmony range of contact blocks to perform a large variety of control functions. It is impact resistant, dust proof, waterproof and vibration resistant thanks to its IP69K, making it ideal for operation in harsh environments. | Construction type lens | Round
| 10 | Automation and Control | Industrial Switch | Push Buttons | HARMONY XB4 PROJECTING PUSHBUTTON HEAD Ø22 GREEN | 2004267 | ZB4BP3 | SCHNEIDER ELECTRIC | 380 | https://pim-kvc.soneparsea.com:3443/PictureServer/default.aspx/schneider-zb4bp3_image1.jpg?A3889C9397807479A2A1C7A8BAA5959DB4AAC672CC996496C078B3AEBF9897998173BEB5B9 | https://pim-kvc.soneparsea.com:3443/PictureServer/default.aspx/schneider-zb4bp3.pdf?81788B76AEAA939CBEAABDA9B7A95DAEB279B6B58565A098B6 | HARMONY XB4 PROJECTING PUSHBUTTON HEAD Ø22 GREEN | This Schneider Electric Harmony XB4 clear silicone booted green button head operates with a spring return mechanism. It has a chromium-plated metal bezel. This silicone booted button head provides a simple solution to comply with hygiene requirement in food, beverage industries as well as healthcare and pharmaceuticals. It is easily combined with Harmony range of contact blocks to perform a large variety of control functions. It is impact resistant, dust proof, waterproof and vibration resistant thanks to its IP69K, making it ideal for operation in harsh environments. | Hole diameter | 22.5mm
| 10 | Automation and Control | Industrial Switch | Push Buttons | HARMONY XB4 PROJECTING PUSHBUTTON HEAD Ø22 GREEN | 2004267 | ZB4BP3 | SCHNEIDER ELECTRIC | 380 | https://pim-kvc.soneparsea.com:3443/PictureServer/default.aspx/schneider-zb4bp3_image1.jpg?A3889C9397807479A2A1C7A8BAA5959DB4AAC672CC996496C078B3AEBF9897998173BEB5B9 | https://pim-kvc.soneparsea.com:3443/PictureServer/default.aspx/schneider-zb4bp3.pdf?81788B76AEAA939CBEAABDA9B7A95DAEB279B6B58565A098B6 | HARMONY XB4 PROJECTING PUSHBUTTON HEAD Ø22 GREEN | This Schneider Electric Harmony XB4 clear silicone booted green button head operates with a spring return mechanism. It has a chromium-plated metal bezel. This silicone booted button head provides a simple solution to comply with hygiene requirement in food, beverage industries as well as healthcare and pharmaceuticals. It is easily combined with Harmony range of contact blocks to perform a large variety of control functions. It is impact resistant, dust proof, waterproof and vibration resistant thanks to its IP69K, making it ideal for operation in harsh environments. | Width opening | 0mm
| 10 | Automation and Control | Industrial Switch | Push Buttons | HARMONY XB4 PROJECTING PUSHBUTTON HEAD Ø22 GREEN | 2004267 | ZB4BP3 | SCHNEIDER ELECTRIC | 380 | https://pim-kvc.soneparsea.com:3443/PictureServer/default.aspx/schneider-zb4bp3_image1.jpg?A3889C9397807479A2A1C7A8BAA5959DB4AAC672CC996496C078B3AEBF9897998173BEB5B9 | https://pim-kvc.soneparsea.com:3443/PictureServer/default.aspx/schneider-zb4bp3.pdf?81788B76AEAA939CBEAABDA9B7A95DAEB279B6B58565A098B6 | HARMONY XB4 PROJECTING PUSHBUTTON HEAD Ø22 GREEN | This Schneider Electric Harmony XB4 clear silicone booted green button head operates with a spring return mechanism. It has a chromium-plated metal bezel. This silicone booted button head provides a simple solution to comply with hygiene requirement in food, beverage industries as well as healthcare and pharmaceuticals. It is easily combined with Harmony range of contact blocks to perform a large variety of control functions. It is impact resistant, dust proof, waterproof and vibration resistant thanks to its IP69K, making it ideal for operation in harsh environments. | Height opening | 0mm
| 10 | Automation and Control | Industrial Switch | Push Buttons | HARMONY XB4 PROJECTING PUSHBUTTON HEAD Ø22 GREEN | 2004267 | ZB4BP3 | SCHNEIDER ELECTRIC | 380 | https://pim-kvc.soneparsea.com:3443/PictureServer/default.aspx/schneider-zb4bp3_image1.jpg?A3889C9397807479A2A1C7A8BAA5959DB4AAC672CC996496C078B3AEBF9897998173BEB5B9 | https://pim-kvc.soneparsea.com:3443/PictureServer/default.aspx/schneider-zb4bp3.pdf?81788B76AEAA939CBEAABDA9B7A95DAEB279B6B58565A098B6 | HARMONY XB4 PROJECTING PUSHBUTTON HEAD Ø22 GREEN | This Schneider Electric Harmony XB4 clear silicone booted green button head operates with a spring return mechanism. It has a chromium-plated metal bezel. This silicone booted button head provides a simple solution to comply with hygiene requirement in food, beverage industries as well as healthcare and pharmaceuticals. It is easily combined with Harmony range of contact blocks to perform a large variety of control functions. It is impact resistant, dust proof, waterproof and vibration resistant thanks to its IP69K, making it ideal for operation in harsh environments. | Type of button | High
| 10 | Automation and Control | Industrial Switch | Push Buttons | HARMONY XB4 PROJECTING PUSHBUTTON HEAD Ø22 GREEN | 2004267 | ZB4BP3 | SCHNEIDER ELECTRIC | 380 | https://pim-kvc.soneparsea.com:3443/PictureServer/default.aspx/schneider-zb4bp3_image1.jpg?A3889C9397807479A2A1C7A8BAA5959DB4AAC672CC996496C078B3AEBF9897998173BEB5B9 | https://pim-kvc.soneparsea.com:3443/PictureServer/default.aspx/schneider-zb4bp3.pdf?81788B76AEAA939CBEAABDA9B7A95DAEB279B6B58565A098B6 | HARMONY XB4 PROJECTING PUSHBUTTON HEAD Ø22 GREEN | This Schneider Electric Harmony XB4 clear silicone booted green button head operates with a spring return mechanism. It has a chromium-plated metal bezel. This silicone booted button head provides a simple solution to comply with hygiene requirement in food, beverage industries as well as healthcare and pharmaceuticals. It is easily combined with Harmony range of contact blocks to perform a large variety of control functions. It is impact resistant, dust proof, waterproof and vibration resistant thanks to its IP69K, making it ideal for operation in harsh environments. | Suitable for illumination | no
| 10 | Automation and Control | Industrial Switch | Push Buttons | HARMONY XB4 PROJECTING PUSHBUTTON HEAD Ø22 GREEN | 2004267 | ZB4BP3 | SCHNEIDER ELECTRIC | 380 | https://pim-kvc.soneparsea.com:3443/PictureServer/default.aspx/schneider-zb4bp3_image1.jpg?A3889C9397807479A2A1C7A8BAA5959DB4AAC672CC996496C078B3AEBF9897998173BEB5B9 | https://pim-kvc.soneparsea.com:3443/PictureServer/default.aspx/schneider-zb4bp3.pdf?81788B76AEAA939CBEAABDA9B7A95DAEB279B6B58565A098B6 | HARMONY XB4 PROJECTING PUSHBUTTON HEAD Ø22 GREEN | This Schneider Electric Harmony XB4 clear silicone booted green button head operates with a spring return mechanism. It has a chromium-plated metal bezel. This silicone booted button head provides a simple solution to comply with hygiene requirement in food, beverage industries as well as healthcare and pharmaceuticals. It is easily combined with Harmony range of contact blocks to perform a large variety of control functions. It is impact resistant, dust proof, waterproof and vibration resistant thanks to its IP69K, making it ideal for operation in harsh environments. | With protective cover | no
| 10 | Automation and Control | Industrial Switch | Push Buttons | HARMONY XB4 PROJECTING PUSHBUTTON HEAD Ø22 GREEN | 2004267 | ZB4BP3 | SCHNEIDER ELECTRIC | 380 | https://pim-kvc.soneparsea.com:3443/PictureServer/default.aspx/schneider-zb4bp3_image1.jpg?A3889C9397807479A2A1C7A8BAA5959DB4AAC672CC996496C078B3AEBF9897998173BEB5B9 | https://pim-kvc.soneparsea.com:3443/PictureServer/default.aspx/schneider-zb4bp3.pdf?81788B76AEAA939CBEAABDA9B7A95DAEB279B6B58565A098B6 | HARMONY XB4 PROJECTING PUSHBUTTON HEAD Ø22 GREEN | This Schneider Electric Harmony XB4 clear silicone booted green button head operates with a spring return mechanism. It has a chromium-plated metal bezel. This silicone booted button head provides a simple solution to comply with hygiene requirement in food, beverage industries as well as healthcare and pharmaceuticals. It is easily combined with Harmony range of contact blocks to perform a large variety of control functions. It is impact resistant, dust proof, waterproof and vibration resistant thanks to its IP69K, making it ideal for operation in harsh environments. | Labelled | no
| 10 | Automation and Control | Industrial Switch | Push Buttons | HARMONY XB4 PROJECTING PUSHBUTTON HEAD Ø22 GREEN | 2004267 | ZB4BP3 | SCHNEIDER ELECTRIC | 380 | https://pim-kvc.soneparsea.com:3443/PictureServer/default.aspx/schneider-zb4bp3_image1.jpg?A3889C9397807479A2A1C7A8BAA5959DB4AAC672CC996496C078B3AEBF9897998173BEB5B9 | https://pim-kvc.soneparsea.com:3443/PictureServer/default.aspx/schneider-zb4bp3.pdf?81788B76AEAA939CBEAABDA9B7A95DAEB279B6B58565A098B6 | HARMONY XB4 PROJECTING PUSHBUTTON HEAD Ø22 GREEN | This Schneider Electric Harmony XB4 clear silicone booted green button head operates with a spring return mechanism. It has a chromium-plated metal bezel. This silicone booted button head provides a simple solution to comply with hygiene requirement in food, beverage industries as well as healthcare and pharmaceuticals. It is easily combined with Harmony range of contact blocks to perform a large variety of control functions. It is impact resistant, dust proof, waterproof and vibration resistant thanks to its IP69K, making it ideal for operation in harsh environments. | Switching function latching | no
| 10 | Automation and Control | Industrial Switch | Push Buttons | HARMONY XB4 PROJECTING PUSHBUTTON HEAD Ø22 GREEN | 2004267 | ZB4BP3 | SCHNEIDER ELECTRIC | 380 | https://pim-kvc.soneparsea.com:3443/PictureServer/default.aspx/schneider-zb4bp3_image1.jpg?A3889C9397807479A2A1C7A8BAA5959DB4AAC672CC996496C078B3AEBF9897998173BEB5B9 | https://pim-kvc.soneparsea.com:3443/PictureServer/default.aspx/schneider-zb4bp3.pdf?81788B76AEAA939CBEAABDA9B7A95DAEB279B6B58565A098B6 | HARMONY XB4 PROJECTING PUSHBUTTON HEAD Ø22 GREEN | This Schneider Electric Harmony XB4 clear silicone booted green button head operates with a spring return mechanism. It has a chromium-plated metal bezel. This silicone booted button head provides a simple solution to comply with hygiene requirement in food, beverage industries as well as healthcare and pharmaceuticals. It is easily combined with Harmony range of contact blocks to perform a large variety of control functions. It is impact resistant, dust proof, waterproof and vibration resistant thanks to its IP69K, making it ideal for operation in harsh environments. | Spring-return | yes
| 10 | Automation and Control | Industrial Switch | Push Buttons | HARMONY XB4 PROJECTING PUSHBUTTON HEAD Ø22 GREEN | 2004267 | ZB4BP3 | SCHNEIDER ELECTRIC | 380 | https://pim-kvc.soneparsea.com:3443/PictureServer/default.aspx/schneider-zb4bp3_image1.jpg?A3889C9397807479A2A1C7A8BAA5959DB4AAC672CC996496C078B3AEBF9897998173BEB5B9 | https://pim-kvc.soneparsea.com:3443/PictureServer/default.aspx/schneider-zb4bp3.pdf?81788B76AEAA939CBEAABDA9B7A95DAEB279B6B58565A098B6 | HARMONY XB4 PROJECTING PUSHBUTTON HEAD Ø22 GREEN | This Schneider Electric Harmony XB4 clear silicone booted green button head operates with a spring return mechanism. It has a chromium-plated metal bezel. This silicone booted button head provides a simple solution to comply with hygiene requirement in food, beverage industries as well as healthcare and pharmaceuticals. It is easily combined with Harmony range of contact blocks to perform a large variety of control functions. It is impact resistant, dust proof, waterproof and vibration resistant thanks to its IP69K, making it ideal for operation in harsh environments. | With front ring | yes
| 10 | Automation and Control | Industrial Switch | Push Buttons | HARMONY XB4 PROJECTING PUSHBUTTON HEAD Ø22 GREEN | 2004267 | ZB4BP3 | SCHNEIDER ELECTRIC | 380 | https://pim-kvc.soneparsea.com:3443/PictureServer/default.aspx/schneider-zb4bp3_image1.jpg?A3889C9397807479A2A1C7A8BAA5959DB4AAC672CC996496C078B3AEBF9897998173BEB5B9 | https://pim-kvc.soneparsea.com:3443/PictureServer/default.aspx/schneider-zb4bp3.pdf?81788B76AEAA939CBEAABDA9B7A95DAEB279B6B58565A098B6 | HARMONY XB4 PROJECTING PUSHBUTTON HEAD Ø22 GREEN | This Schneider Electric Harmony XB4 clear silicone booted green button head operates with a spring return mechanism. It has a chromium-plated metal bezel. This silicone booted button head provides a simple solution to comply with hygiene requirement in food, beverage industries as well as healthcare and pharmaceuticals. It is easily combined with Harmony range of contact blocks to perform a large variety of control functions. It is impact resistant, dust proof, waterproof and vibration resistant thanks to its IP69K, making it ideal for operation in harsh environments. | Material front ring | Metal
| 10 | Automation and Control | Industrial Switch | Push Buttons | HARMONY XB4 PROJECTING PUSHBUTTON HEAD Ø22 GREEN | 2004267 | ZB4BP3 | SCHNEIDER ELECTRIC | 380 | https://pim-kvc.soneparsea.com:3443/PictureServer/default.aspx/schneider-zb4bp3_image1.jpg?A3889C9397807479A2A1C7A8BAA5959DB4AAC672CC996496C078B3AEBF9897998173BEB5B9 | https://pim-kvc.soneparsea.com:3443/PictureServer/default.aspx/schneider-zb4bp3.pdf?81788B76AEAA939CBEAABDA9B7A95DAEB279B6B58565A098B6 | HARMONY XB4 PROJECTING PUSHBUTTON HEAD Ø22 GREEN | This Schneider Electric Harmony XB4 clear silicone booted green button head operates with a spring return mechanism. It has a chromium-plated metal bezel. This silicone booted button head provides a simple solution to comply with hygiene requirement in food, beverage industries as well as healthcare and pharmaceuticals. It is easily combined with Harmony range of contact blocks to perform a large variety of control functions. It is impact resistant, dust proof, waterproof and vibration resistant thanks to its IP69K, making it ideal for operation in harsh environments. | Colour front ring | Chrome
| 10 | Automation and Control | Industrial Switch | Push Buttons | HARMONY XB4 PROJECTING PUSHBUTTON HEAD Ø22 GREEN | 2004267 | ZB4BP3 | SCHNEIDER ELECTRIC | 380 | https://pim-kvc.soneparsea.com:3443/PictureServer/default.aspx/schneider-zb4bp3_image1.jpg?A3889C9397807479A2A1C7A8BAA5959DB4AAC672CC996496C078B3AEBF9897998173BEB5B9 | https://pim-kvc.soneparsea.com:3443/PictureServer/default.aspx/schneider-zb4bp3.pdf?81788B76AEAA939CBEAABDA9B7A95DAEB279B6B58565A098B6 | HARMONY XB4 PROJECTING PUSHBUTTON HEAD Ø22 GREEN | This Schneider Electric Harmony XB4 clear silicone booted green button head operates with a spring return mechanism. It has a chromium-plated metal bezel. This silicone booted button head provides a simple solution to comply with hygiene requirement in food, beverage industries as well as healthcare and pharmaceuticals. It is easily combined with Harmony range of contact blocks to perform a large variety of control functions. It is impact resistant, dust proof, waterproof and vibration resistant thanks to its IP69K, making it ideal for operation in harsh environments. | Degree of protection (IP), front side | IP66
| 10 | Automation and Control | Industrial Switch | Push Buttons | HARMONY XB4 PROJECTING PUSHBUTTON HEAD Ø22 GREEN | 2004267 | ZB4BP3 | SCHNEIDER ELECTRIC | 380 | https://pim-kvc.soneparsea.com:3443/PictureServer/default.aspx/schneider-zb4bp3_image1.jpg?A3889C9397807479A2A1C7A8BAA5959DB4AAC672CC996496C078B3AEBF9897998173BEB5B9 | https://pim-kvc.soneparsea.com:3443/PictureServer/default.aspx/schneider-zb4bp3.pdf?81788B76AEAA939CBEAABDA9B7A95DAEB279B6B58565A098B6 | HARMONY XB4 PROJECTING PUSHBUTTON HEAD Ø22 GREEN | This Schneider Electric Harmony XB4 clear silicone booted green button head operates with a spring return mechanism. It has a chromium-plated metal bezel. This silicone booted button head provides a simple solution to comply with hygiene requirement in food, beverage industries as well as healthcare and pharmaceuticals. It is easily combined with Harmony range of contact blocks to perform a large variety of control functions. It is impact resistant, dust proof, waterproof and vibration resistant thanks to its IP69K, making it ideal for operation in harsh environments. | Degree of protection (NEMA), front side | 13
| 11 | Automation and Control | Industrial Switch | Push Buttons | HARMONY XB4 FLUSH/RED ILLUM PB Ø22 MARKING GREEN | 2004271 | ZB4BW7A3741 | SCHNEIDER ELECTRIC | 900 | https://pim-kvc.soneparsea.com:3443/PictureServer/default.aspx/schneider-zb4bw7a3741_image1.jpg?A3889C9397807479A2A1C7A8BAA5959DB4AAC672CC996496C77CB578896B6193B9B2B5ACB7685E9EC0AC | https://pim-kvc.soneparsea.com:3443/PictureServer/default.aspx/schneider-ZB4BW7A3741.pdf?81788B76AEAA939CBEAABDA9B7A95D8E9279969C8978636B847682B5B69D | HARMONY XB4 FLUSH/RED FLUSH ILLUMINATED DOUBLE-HEADED PUSHBUTTON Ø22 WITH MARKING GREEN | Designed for industrial applications and to combine ease of installation and robustness. | Colour button | Red/green
| 11 | Automation and Control | Industrial Switch | Push Buttons | HARMONY XB4 FLUSH/RED ILLUM PB Ø22 MARKING GREEN | 2004271 | ZB4BW7A3741 | SCHNEIDER ELECTRIC | 900 | https://pim-kvc.soneparsea.com:3443/PictureServer/default.aspx/schneider-zb4bw7a3741_image1.jpg?A3889C9397807479A2A1C7A8BAA5959DB4AAC672CC996496C77CB578896B6193B9B2B5ACB7685E9EC0AC | https://pim-kvc.soneparsea.com:3443/PictureServer/default.aspx/schneider-ZB4BW7A3741.pdf?81788B76AEAA939CBEAABDA9B7A95D8E9279969C8978636B847682B5B69D | HARMONY XB4 FLUSH/RED FLUSH ILLUMINATED DOUBLE-HEADED PUSHBUTTON Ø22 WITH MARKING GREEN | Designed for industrial applications and to combine ease of installation and robustness. | Number of command positions | 2
| 11 | Automation and Control | Industrial Switch | Push Buttons | HARMONY XB4 FLUSH/RED ILLUM PB Ø22 MARKING GREEN | 2004271 | ZB4BW7A3741 | SCHNEIDER ELECTRIC | 900 | https://pim-kvc.soneparsea.com:3443/PictureServer/default.aspx/schneider-zb4bw7a3741_image1.jpg?A3889C9397807479A2A1C7A8BAA5959DB4AAC672CC996496C77CB578896B6193B9B2B5ACB7685E9EC0AC | https://pim-kvc.soneparsea.com:3443/PictureServer/default.aspx/schneider-ZB4BW7A3741.pdf?81788B76AEAA939CBEAABDA9B7A95D8E9279969C8978636B847682B5B69D | HARMONY XB4 FLUSH/RED FLUSH ILLUMINATED DOUBLE-HEADED PUSHBUTTON Ø22 WITH MARKING GREEN | Designed for industrial applications and to combine ease of installation and robustness. | Construction type lens | Rectangular
| 11 | Automation and Control | Industrial Switch | Push Buttons | HARMONY XB4 FLUSH/RED ILLUM PB Ø22 MARKING GREEN | 2004271 | ZB4BW7A3741 | SCHNEIDER ELECTRIC | 900 | https://pim-kvc.soneparsea.com:3443/PictureServer/default.aspx/schneider-zb4bw7a3741_image1.jpg?A3889C9397807479A2A1C7A8BAA5959DB4AAC672CC996496C77CB578896B6193B9B2B5ACB7685E9EC0AC | https://pim-kvc.soneparsea.com:3443/PictureServer/default.aspx/schneider-ZB4BW7A3741.pdf?81788B76AEAA939CBEAABDA9B7A95D8E9279969C8978636B847682B5B69D | HARMONY XB4 FLUSH/RED FLUSH ILLUMINATED DOUBLE-HEADED PUSHBUTTON Ø22 WITH MARKING GREEN | Designed for industrial applications and to combine ease of installation and robustness. | Hole diameter | 22mm
| 11 | Automation and Control | Industrial Switch | Push Buttons | HARMONY XB4 FLUSH/RED ILLUM PB Ø22 MARKING GREEN | 2004271 | ZB4BW7A3741 | SCHNEIDER ELECTRIC | 900 | https://pim-kvc.soneparsea.com:3443/PictureServer/default.aspx/schneider-zb4bw7a3741_image1.jpg?A3889C9397807479A2A1C7A8BAA5959DB4AAC672CC996496C77CB578896B6193B9B2B5ACB7685E9EC0AC | https://pim-kvc.soneparsea.com:3443/PictureServer/default.aspx/schneider-ZB4BW7A3741.pdf?81788B76AEAA939CBEAABDA9B7A95D8E9279969C8978636B847682B5B69D | HARMONY XB4 FLUSH/RED FLUSH ILLUMINATED DOUBLE-HEADED PUSHBUTTON Ø22 WITH MARKING GREEN | Designed for industrial applications and to combine ease of installation and robustness. | Width opening | 0mm
| 11 | Automation and Control | Industrial Switch | Push Buttons | HARMONY XB4 FLUSH/RED ILLUM PB Ø22 MARKING GREEN | 2004271 | ZB4BW7A3741 | SCHNEIDER ELECTRIC | 900 | https://pim-kvc.soneparsea.com:3443/PictureServer/default.aspx/schneider-zb4bw7a3741_image1.jpg?A3889C9397807479A2A1C7A8BAA5959DB4AAC672CC996496C77CB578896B6193B9B2B5ACB7685E9EC0AC | https://pim-kvc.soneparsea.com:3443/PictureServer/default.aspx/schneider-ZB4BW7A3741.pdf?81788B76AEAA939CBEAABDA9B7A95D8E9279969C8978636B847682B5B69D | HARMONY XB4 FLUSH/RED FLUSH ILLUMINATED DOUBLE-HEADED PUSHBUTTON Ø22 WITH MARKING GREEN | Designed for industrial applications and to combine ease of installation and robustness. | Height opening | 0mm
| 11 | Automation and Control | Industrial Switch | Push Buttons | HARMONY XB4 FLUSH/RED ILLUM PB Ø22 MARKING GREEN | 2004271 | ZB4BW7A3741 | SCHNEIDER ELECTRIC | 900 | https://pim-kvc.soneparsea.com:3443/PictureServer/default.aspx/schneider-zb4bw7a3741_image1.jpg?A3889C9397807479A2A1C7A8BAA5959DB4AAC672CC996496C77CB578896B6193B9B2B5ACB7685E9EC0AC | https://pim-kvc.soneparsea.com:3443/PictureServer/default.aspx/schneider-ZB4BW7A3741.pdf?81788B76AEAA939CBEAABDA9B7A95D8E9279969C8978636B847682B5B69D | HARMONY XB4 FLUSH/RED FLUSH ILLUMINATED DOUBLE-HEADED PUSHBUTTON Ø22 WITH MARKING GREEN | Designed for industrial applications and to combine ease of installation and robustness. | Type of button | Flat
| 11 | Automation and Control | Industrial Switch | Push Buttons | HARMONY XB4 FLUSH/RED ILLUM PB Ø22 MARKING GREEN | 2004271 | ZB4BW7A3741 | SCHNEIDER ELECTRIC | 900 | https://pim-kvc.soneparsea.com:3443/PictureServer/default.aspx/schneider-zb4bw7a3741_image1.jpg?A3889C9397807479A2A1C7A8BAA5959DB4AAC672CC996496C77CB578896B6193B9B2B5ACB7685E9EC0AC | https://pim-kvc.soneparsea.com:3443/PictureServer/default.aspx/schneider-ZB4BW7A3741.pdf?81788B76AEAA939CBEAABDA9B7A95D8E9279969C8978636B847682B5B69D | HARMONY XB4 FLUSH/RED FLUSH ILLUMINATED DOUBLE-HEADED PUSHBUTTON Ø22 WITH MARKING GREEN | Designed for industrial applications and to combine ease of installation and robustness. | Suitable for illumination | yes
| 11 | Automation and Control | Industrial Switch | Push Buttons | HARMONY XB4 FLUSH/RED ILLUM PB Ø22 MARKING GREEN | 2004271 | ZB4BW7A3741 | SCHNEIDER ELECTRIC | 900 | https://pim-kvc.soneparsea.com:3443/PictureServer/default.aspx/schneider-zb4bw7a3741_image1.jpg?A3889C9397807479A2A1C7A8BAA5959DB4AAC672CC996496C77CB578896B6193B9B2B5ACB7685E9EC0AC | https://pim-kvc.soneparsea.com:3443/PictureServer/default.aspx/schneider-ZB4BW7A3741.pdf?81788B76AEAA939CBEAABDA9B7A95D8E9279969C8978636B847682B5B69D | HARMONY XB4 FLUSH/RED FLUSH ILLUMINATED DOUBLE-HEADED PUSHBUTTON Ø22 WITH MARKING GREEN | Designed for industrial applications and to combine ease of installation and robustness. | With protective cover | no
| 11 | Automation and Control | Industrial Switch | Push Buttons | HARMONY XB4 FLUSH/RED ILLUM PB Ø22 MARKING GREEN | 2004271 | ZB4BW7A3741 | SCHNEIDER ELECTRIC | 900 | https://pim-kvc.soneparsea.com:3443/PictureServer/default.aspx/schneider-zb4bw7a3741_image1.jpg?A3889C9397807479A2A1C7A8BAA5959DB4AAC672CC996496C77CB578896B6193B9B2B5ACB7685E9EC0AC | https://pim-kvc.soneparsea.com:3443/PictureServer/default.aspx/schneider-ZB4BW7A3741.pdf?81788B76AEAA939CBEAABDA9B7A95D8E9279969C8978636B847682B5B69D | HARMONY XB4 FLUSH/RED FLUSH ILLUMINATED DOUBLE-HEADED PUSHBUTTON Ø22 WITH MARKING GREEN | Designed for industrial applications and to combine ease of installation and robustness. | Labelled | yes
| 11 | Automation and Control | Industrial Switch | Push Buttons | HARMONY XB4 FLUSH/RED ILLUM PB Ø22 MARKING GREEN | 2004271 | ZB4BW7A3741 | SCHNEIDER ELECTRIC | 900 | https://pim-kvc.soneparsea.com:3443/PictureServer/default.aspx/schneider-zb4bw7a3741_image1.jpg?A3889C9397807479A2A1C7A8BAA5959DB4AAC672CC996496C77CB578896B6193B9B2B5ACB7685E9EC0AC | https://pim-kvc.soneparsea.com:3443/PictureServer/default.aspx/schneider-ZB4BW7A3741.pdf?81788B76AEAA939CBEAABDA9B7A95D8E9279969C8978636B847682B5B69D | HARMONY XB4 FLUSH/RED FLUSH ILLUMINATED DOUBLE-HEADED PUSHBUTTON Ø22 WITH MARKING GREEN | Designed for industrial applications and to combine ease of installation and robustness. | Switching function latching | no
| 11 | Automation and Control | Industrial Switch | Push Buttons | HARMONY XB4 FLUSH/RED ILLUM PB Ø22 MARKING GREEN | 2004271 | ZB4BW7A3741 | SCHNEIDER ELECTRIC | 900 | https://pim-kvc.soneparsea.com:3443/PictureServer/default.aspx/schneider-zb4bw7a3741_image1.jpg?A3889C9397807479A2A1C7A8BAA5959DB4AAC672CC996496C77CB578896B6193B9B2B5ACB7685E9EC0AC | https://pim-kvc.soneparsea.com:3443/PictureServer/default.aspx/schneider-ZB4BW7A3741.pdf?81788B76AEAA939CBEAABDA9B7A95D8E9279969C8978636B847682B5B69D | HARMONY XB4 FLUSH/RED FLUSH ILLUMINATED DOUBLE-HEADED PUSHBUTTON Ø22 WITH MARKING GREEN | Designed for industrial applications and to combine ease of installation and robustness. | Spring-return | yes
| 11 | Automation and Control | Industrial Switch | Push Buttons | HARMONY XB4 FLUSH/RED ILLUM PB Ø22 MARKING GREEN | 2004271 | ZB4BW7A3741 | SCHNEIDER ELECTRIC | 900 | https://pim-kvc.soneparsea.com:3443/PictureServer/default.aspx/schneider-zb4bw7a3741_image1.jpg?A3889C9397807479A2A1C7A8BAA5959DB4AAC672CC996496C77CB578896B6193B9B2B5ACB7685E9EC0AC | https://pim-kvc.soneparsea.com:3443/PictureServer/default.aspx/schneider-ZB4BW7A3741.pdf?81788B76AEAA939CBEAABDA9B7A95D8E9279969C8978636B847682B5B69D | HARMONY XB4 FLUSH/RED FLUSH ILLUMINATED DOUBLE-HEADED PUSHBUTTON Ø22 WITH MARKING GREEN | Designed for industrial applications and to combine ease of installation and robustness. | With front ring | yes
| 11 | Automation and Control | Industrial Switch | Push Buttons | HARMONY XB4 FLUSH/RED ILLUM PB Ø22 MARKING GREEN | 2004271 | ZB4BW7A3741 | SCHNEIDER ELECTRIC | 900 | https://pim-kvc.soneparsea.com:3443/PictureServer/default.aspx/schneider-zb4bw7a3741_image1.jpg?A3889C9397807479A2A1C7A8BAA5959DB4AAC672CC996496C77CB578896B6193B9B2B5ACB7685E9EC0AC | https://pim-kvc.soneparsea.com:3443/PictureServer/default.aspx/schneider-ZB4BW7A3741.pdf?81788B76AEAA939CBEAABDA9B7A95D8E9279969C8978636B847682B5B69D | HARMONY XB4 FLUSH/RED FLUSH ILLUMINATED DOUBLE-HEADED PUSHBUTTON Ø22 WITH MARKING GREEN | Designed for industrial applications and to combine ease of installation and robustness. | Material front ring | Metal
| 11 | Automation and Control | Industrial Switch | Push Buttons | HARMONY XB4 FLUSH/RED ILLUM PB Ø22 MARKING GREEN | 2004271 | ZB4BW7A3741 | SCHNEIDER ELECTRIC | 900 | https://pim-kvc.soneparsea.com:3443/PictureServer/default.aspx/schneider-zb4bw7a3741_image1.jpg?A3889C9397807479A2A1C7A8BAA5959DB4AAC672CC996496C77CB578896B6193B9B2B5ACB7685E9EC0AC | https://pim-kvc.soneparsea.com:3443/PictureServer/default.aspx/schneider-ZB4BW7A3741.pdf?81788B76AEAA939CBEAABDA9B7A95D8E9279969C8978636B847682B5B69D | HARMONY XB4 FLUSH/RED FLUSH ILLUMINATED DOUBLE-HEADED PUSHBUTTON Ø22 WITH MARKING GREEN | Designed for industrial applications and to combine ease of installation and robustness. | Colour front ring | Chrome
| 11 | Automation and Control | Industrial Switch | Push Buttons | HARMONY XB4 FLUSH/RED ILLUM PB Ø22 MARKING GREEN | 2004271 | ZB4BW7A3741 | SCHNEIDER ELECTRIC | 900 | https://pim-kvc.soneparsea.com:3443/PictureServer/default.aspx/schneider-zb4bw7a3741_image1.jpg?A3889C9397807479A2A1C7A8BAA5959DB4AAC672CC996496C77CB578896B6193B9B2B5ACB7685E9EC0AC | https://pim-kvc.soneparsea.com:3443/PictureServer/default.aspx/schneider-ZB4BW7A3741.pdf?81788B76AEAA939CBEAABDA9B7A95D8E9279969C8978636B847682B5B69D | HARMONY XB4 FLUSH/RED FLUSH ILLUMINATED DOUBLE-HEADED PUSHBUTTON Ø22 WITH MARKING GREEN | Designed for industrial applications and to combine ease of installation and robustness. | Degree of protection (IP), front side | IP66
| 11 | Automation and Control | Industrial Switch | Push Buttons | HARMONY XB4 FLUSH/RED ILLUM PB Ø22 MARKING GREEN | 2004271 | ZB4BW7A3741 | SCHNEIDER ELECTRIC | 900 | https://pim-kvc.soneparsea.com:3443/PictureServer/default.aspx/schneider-zb4bw7a3741_image1.jpg?A3889C9397807479A2A1C7A8BAA5959DB4AAC672CC996496C77CB578896B6193B9B2B5ACB7685E9EC0AC | https://pim-kvc.soneparsea.com:3443/PictureServer/default.aspx/schneider-ZB4BW7A3741.pdf?81788B76AEAA939CBEAABDA9B7A95D8E9279969C8978636B847682B5B69D | HARMONY XB4 FLUSH/RED FLUSH ILLUMINATED DOUBLE-HEADED PUSHBUTTON Ø22 WITH MARKING GREEN | Designed for industrial applications and to combine ease of installation and robustness. | Degree of protection (NEMA), front side | Other
| 12 | Automation and Control | Industrial Switch | Industrial Switch Accessories | HARMONY XB4 METAL FIXING COLLAR PILLAR FOR ELECTRICAL BLOCK | 2004273 | ZB4BZ009 | SCHNEIDER ELECTRIC | 170 | https://pim-kvc.soneparsea.com:3443/PictureServer/default.aspx/schneider-zb4bz009_image1.jpg?A3889C9397807479A2A1C7A8BAA5959DB4AAC672CC996496CA75847EB1A09D95B7AA8573BCA797 | https://pim-kvc.soneparsea.com:3443/PictureServer/default.aspx/schneider-zb4bz009.pdf?81788B76AEAA939CBEAABDA9B7A95DAEB279B6BF82676962C0A9BA | HARMONY XB4 METAL FIXING COLLAR PILLAR FOR ELECTRICAL BLOCK | This Schneider Electric Harmony XB4 body/fixing collar allows to connect together XB4 heads with contact or light blocks. This body fixing collar is a key component to assemble the head with contact blocks. It is made of metal. | Built-in diameter | 22mm
| 12 | Automation and Control | Industrial Switch | Industrial Switch Accessories | HARMONY XB4 METAL FIXING COLLAR PILLAR FOR ELECTRICAL BLOCK | 2004273 | ZB4BZ009 | SCHNEIDER ELECTRIC | 170 | https://pim-kvc.soneparsea.com:3443/PictureServer/default.aspx/schneider-zb4bz009_image1.jpg?A3889C9397807479A2A1C7A8BAA5959DB4AAC672CC996496CA75847EB1A09D95B7AA8573BCA797 | https://pim-kvc.soneparsea.com:3443/PictureServer/default.aspx/schneider-zb4bz009.pdf?81788B76AEAA939CBEAABDA9B7A95DAEB279B6BF82676962C0A9BA | HARMONY XB4 METAL FIXING COLLAR PILLAR FOR ELECTRICAL BLOCK | This Schneider Electric Harmony XB4 body/fixing collar allows to connect together XB4 heads with contact or light blocks. This body fixing collar is a key component to assemble the head with contact blocks. It is made of metal. | Number of appliances to build in | 1
| 13 | Automation and Control | Industrial Switch | Industrial Switch Accessories | HARMONY XAC XAC-A MECHANICAL INTERLOCK FOR 2 OPERATORS | 2004532 | XACA009 | SCHNEIDER ELECTRIC | 420 | https://pim-kvc.soneparsea.com:3443/PictureServer/default.aspx/schneider-xaca009_image1.jpg?A3889C9397807479A2A1C7A8BAA5959DB4AAC672CA98939580758DA4BBA4919BB57682AFC29E | https://pim-kvc.soneparsea.com:3443/PictureServer/default.aspx/schneider-xaca009.pdf?81788B76AEAA939CBEAABDA9B7A95DACB1A8B57582705EA4B4AB | HARMONY XAC XAC-A MECHANICAL INTERLOCK FOR 2 OPERATORS | Interlock, 22mm Dia, Interlocks Two Pushbutton Operators In Pendant Station, For Use With XACA Booted Operators | Type of electrical accessory/spare part | Other
| 13 | Automation and Control | Industrial Switch | Industrial Switch Accessories | HARMONY XAC XAC-A MECHANICAL INTERLOCK FOR 2 OPERATORS | 2004532 | XACA009 | SCHNEIDER ELECTRIC | 420 | https://pim-kvc.soneparsea.com:3443/PictureServer/default.aspx/schneider-xaca009_image1.jpg?A3889C9397807479A2A1C7A8BAA5959DB4AAC672CA98939580758DA4BBA4919BB57682AFC29E | https://pim-kvc.soneparsea.com:3443/PictureServer/default.aspx/schneider-xaca009.pdf?81788B76AEAA939CBEAABDA9B7A95DACB1A8B57582705EA4B4AB | HARMONY XAC XAC-A MECHANICAL INTERLOCK FOR 2 OPERATORS | Interlock, 22mm Dia, Interlocks Two Pushbutton Operators In Pendant Station, For Use With XACA Booted Operators | Type of mechanical accessory/spare part | Other
| 14 | Automation and Control | Industrial Switch | Pilot Lamps | HARMONY XB7 ROUND PILOT LIGHT INTEGRAL LED 240V YELLOW | 2004562 | XB7EV05MP | SCHNEIDER ELECTRIC | 225 | https://pim-kvc.soneparsea.com:3443/PictureServer/default.aspx/schneider-xb7ev05mp_image1.jpg?A3889C9397807479A2A1C7A8BAA5959DB4AAC672CA996799C67589B2C29699A1B1ACB97680A1A09B | https://pim-kvc.soneparsea.com:3443/PictureServer/default.aspx/schneider-XB7-EV05MP.pdf?81788B76AEAA939CBEAABDA9B7A95D8C927C818AA8676581A073C4A9B8 | HARMONY XB7 ROUND PILOT LIGHT INTEGRAL LED Ø22 240V YELLOW | This Schneider Electric Harmony XB7 plain lens monolithic yellow pilot light is supplied with 230Vac, uses an integral LED and screw clamp terminals. This single component pilot light provides clear visual feedback on the status of your machines. It is easily installed into standard 22 mm diameter cut-outs and connected with simple screw-clamp connections. It is clearly distinguishable visually at a distance due to clear colors and illumination via integral LED, enabling complex machine statuses to be read at a glance. It is impact resistant, dust proof, waterproof and vibration resistant thanks to its IP65, making it ideal for operation in harsh environments. | Number of indicator lights | 1
| 14 | Automation and Control | Industrial Switch | Pilot Lamps | HARMONY XB7 ROUND PILOT LIGHT INTEGRAL LED 240V YELLOW | 2004562 | XB7EV05MP | SCHNEIDER ELECTRIC | 225 | https://pim-kvc.soneparsea.com:3443/PictureServer/default.aspx/schneider-xb7ev05mp_image1.jpg?A3889C9397807479A2A1C7A8BAA5959DB4AAC672CA996799C67589B2C29699A1B1ACB97680A1A09B | https://pim-kvc.soneparsea.com:3443/PictureServer/default.aspx/schneider-XB7-EV05MP.pdf?81788B76AEAA939CBEAABDA9B7A95D8C927C818AA8676581A073C4A9B8 | HARMONY XB7 ROUND PILOT LIGHT INTEGRAL LED Ø22 240V YELLOW | This Schneider Electric Harmony XB7 plain lens monolithic yellow pilot light is supplied with 230Vac, uses an integral LED and screw clamp terminals. This single component pilot light provides clear visual feedback on the status of your machines. It is easily installed into standard 22 mm diameter cut-outs and connected with simple screw-clamp connections. It is clearly distinguishable visually at a distance due to clear colors and illumination via integral LED, enabling complex machine statuses to be read at a glance. It is impact resistant, dust proof, waterproof and vibration resistant thanks to its IP65, making it ideal for operation in harsh environments. | Colour lens | Yellow
| 14 | Automation and Control | Industrial Switch | Pilot Lamps | HARMONY XB7 ROUND PILOT LIGHT INTEGRAL LED 240V YELLOW | 2004562 | XB7EV05MP | SCHNEIDER ELECTRIC | 225 | https://pim-kvc.soneparsea.com:3443/PictureServer/default.aspx/schneider-xb7ev05mp_image1.jpg?A3889C9397807479A2A1C7A8BAA5959DB4AAC672CA996799C67589B2C29699A1B1ACB97680A1A09B | https://pim-kvc.soneparsea.com:3443/PictureServer/default.aspx/schneider-XB7-EV05MP.pdf?81788B76AEAA939CBEAABDA9B7A95D8C927C818AA8676581A073C4A9B8 | HARMONY XB7 ROUND PILOT LIGHT INTEGRAL LED Ø22 240V YELLOW | This Schneider Electric Harmony XB7 plain lens monolithic yellow pilot light is supplied with 230Vac, uses an integral LED and screw clamp terminals. This single component pilot light provides clear visual feedback on the status of your machines. It is easily installed into standard 22 mm diameter cut-outs and connected with simple screw-clamp connections. It is clearly distinguishable visually at a distance due to clear colors and illumination via integral LED, enabling complex machine statuses to be read at a glance. It is impact resistant, dust proof, waterproof and vibration resistant thanks to its IP65, making it ideal for operation in harsh environments. | Type of lamp socket | LED
| 14 | Automation and Control | Industrial Switch | Pilot Lamps | HARMONY XB7 ROUND PILOT LIGHT INTEGRAL LED 240V YELLOW | 2004562 | XB7EV05MP | SCHNEIDER ELECTRIC | 225 | https://pim-kvc.soneparsea.com:3443/PictureServer/default.aspx/schneider-xb7ev05mp_image1.jpg?A3889C9397807479A2A1C7A8BAA5959DB4AAC672CA996799C67589B2C29699A1B1ACB97680A1A09B | https://pim-kvc.soneparsea.com:3443/PictureServer/default.aspx/schneider-XB7-EV05MP.pdf?81788B76AEAA939CBEAABDA9B7A95D8C927C818AA8676581A073C4A9B8 | HARMONY XB7 ROUND PILOT LIGHT INTEGRAL LED Ø22 240V YELLOW | This Schneider Electric Harmony XB7 plain lens monolithic yellow pilot light is supplied with 230Vac, uses an integral LED and screw clamp terminals. This single component pilot light provides clear visual feedback on the status of your machines. It is easily installed into standard 22 mm diameter cut-outs and connected with simple screw-clamp connections. It is clearly distinguishable visually at a distance due to clear colors and illumination via integral LED, enabling complex machine statuses to be read at a glance. It is impact resistant, dust proof, waterproof and vibration resistant thanks to its IP65, making it ideal for operation in harsh environments. | With light source | yes
| 14 | Automation and Control | Industrial Switch | Pilot Lamps | HARMONY XB7 ROUND PILOT LIGHT INTEGRAL LED 240V YELLOW | 2004562 | XB7EV05MP | SCHNEIDER ELECTRIC | 225 | https://pim-kvc.soneparsea.com:3443/PictureServer/default.aspx/schneider-xb7ev05mp_image1.jpg?A3889C9397807479A2A1C7A8BAA5959DB4AAC672CA996799C67589B2C29699A1B1ACB97680A1A09B | https://pim-kvc.soneparsea.com:3443/PictureServer/default.aspx/schneider-XB7-EV05MP.pdf?81788B76AEAA939CBEAABDA9B7A95D8C927C818AA8676581A073C4A9B8 | HARMONY XB7 ROUND PILOT LIGHT INTEGRAL LED Ø22 240V YELLOW | This Schneider Electric Harmony XB7 plain lens monolithic yellow pilot light is supplied with 230Vac, uses an integral LED and screw clamp terminals. This single component pilot light provides clear visual feedback on the status of your machines. It is easily installed into standard 22 mm diameter cut-outs and connected with simple screw-clamp connections. It is clearly distinguishable visually at a distance due to clear colors and illumination via integral LED, enabling complex machine statuses to be read at a glance. It is impact resistant, dust proof, waterproof and vibration resistant thanks to its IP65, making it ideal for operation in harsh environments. | Rated operating voltage Ue | 230...240V
| 14 | Automation and Control | Industrial Switch | Pilot Lamps | HARMONY XB7 ROUND PILOT LIGHT INTEGRAL LED 240V YELLOW | 2004562 | XB7EV05MP | SCHNEIDER ELECTRIC | 225 | https://pim-kvc.soneparsea.com:3443/PictureServer/default.aspx/schneider-xb7ev05mp_image1.jpg?A3889C9397807479A2A1C7A8BAA5959DB4AAC672CA996799C67589B2C29699A1B1ACB97680A1A09B | https://pim-kvc.soneparsea.com:3443/PictureServer/default.aspx/schneider-XB7-EV05MP.pdf?81788B76AEAA939CBEAABDA9B7A95D8C927C818AA8676581A073C4A9B8 | HARMONY XB7 ROUND PILOT LIGHT INTEGRAL LED Ø22 240V YELLOW | This Schneider Electric Harmony XB7 plain lens monolithic yellow pilot light is supplied with 230Vac, uses an integral LED and screw clamp terminals. This single component pilot light provides clear visual feedback on the status of your machines. It is easily installed into standard 22 mm diameter cut-outs and connected with simple screw-clamp connections. It is clearly distinguishable visually at a distance due to clear colors and illumination via integral LED, enabling complex machine statuses to be read at a glance. It is impact resistant, dust proof, waterproof and vibration resistant thanks to its IP65, making it ideal for operation in harsh environments. | Voltage type | AC
| 14 | Automation and Control | Industrial Switch | Pilot Lamps | HARMONY XB7 ROUND PILOT LIGHT INTEGRAL LED 240V YELLOW | 2004562 | XB7EV05MP | SCHNEIDER ELECTRIC | 225 | https://pim-kvc.soneparsea.com:3443/PictureServer/default.aspx/schneider-xb7ev05mp_image1.jpg?A3889C9397807479A2A1C7A8BAA5959DB4AAC672CA996799C67589B2C29699A1B1ACB97680A1A09B | https://pim-kvc.soneparsea.com:3443/PictureServer/default.aspx/schneider-XB7-EV05MP.pdf?81788B76AEAA939CBEAABDA9B7A95D8C927C818AA8676581A073C4A9B8 | HARMONY XB7 ROUND PILOT LIGHT INTEGRAL LED Ø22 240V YELLOW | This Schneider Electric Harmony XB7 plain lens monolithic yellow pilot light is supplied with 230Vac, uses an integral LED and screw clamp terminals. This single component pilot light provides clear visual feedback on the status of your machines. It is easily installed into standard 22 mm diameter cut-outs and connected with simple screw-clamp connections. It is clearly distinguishable visually at a distance due to clear colors and illumination via integral LED, enabling complex machine statuses to be read at a glance. It is impact resistant, dust proof, waterproof and vibration resistant thanks to its IP65, making it ideal for operation in harsh environments. | Type of electric connection | Screw connection
| 14 | Automation and Control | Industrial Switch | Pilot Lamps | HARMONY XB7 ROUND PILOT LIGHT INTEGRAL LED 240V YELLOW | 2004562 | XB7EV05MP | SCHNEIDER ELECTRIC | 225 | https://pim-kvc.soneparsea.com:3443/PictureServer/default.aspx/schneider-xb7ev05mp_image1.jpg?A3889C9397807479A2A1C7A8BAA5959DB4AAC672CA996799C67589B2C29699A1B1ACB97680A1A09B | https://pim-kvc.soneparsea.com:3443/PictureServer/default.aspx/schneider-XB7-EV05MP.pdf?81788B76AEAA939CBEAABDA9B7A95D8C927C818AA8676581A073C4A9B8 | HARMONY XB7 ROUND PILOT LIGHT INTEGRAL LED Ø22 240V YELLOW | This Schneider Electric Harmony XB7 plain lens monolithic yellow pilot light is supplied with 230Vac, uses an integral LED and screw clamp terminals. This single component pilot light provides clear visual feedback on the status of your machines. It is easily installed into standard 22 mm diameter cut-outs and connected with simple screw-clamp connections. It is clearly distinguishable visually at a distance due to clear colors and illumination via integral LED, enabling complex machine statuses to be read at a glance. It is impact resistant, dust proof, waterproof and vibration resistant thanks to its IP65, making it ideal for operation in harsh environments. | Construction type lens | Round
| 14 | Automation and Control | Industrial Switch | Pilot Lamps | HARMONY XB7 ROUND PILOT LIGHT INTEGRAL LED 240V YELLOW | 2004562 | XB7EV05MP | SCHNEIDER ELECTRIC | 225 | https://pim-kvc.soneparsea.com:3443/PictureServer/default.aspx/schneider-xb7ev05mp_image1.jpg?A3889C9397807479A2A1C7A8BAA5959DB4AAC672CA996799C67589B2C29699A1B1ACB97680A1A09B | https://pim-kvc.soneparsea.com:3443/PictureServer/default.aspx/schneider-XB7-EV05MP.pdf?81788B76AEAA939CBEAABDA9B7A95D8C927C818AA8676581A073C4A9B8 | HARMONY XB7 ROUND PILOT LIGHT INTEGRAL LED Ø22 240V YELLOW | This Schneider Electric Harmony XB7 plain lens monolithic yellow pilot light is supplied with 230Vac, uses an integral LED and screw clamp terminals. This single component pilot light provides clear visual feedback on the status of your machines. It is easily installed into standard 22 mm diameter cut-outs and connected with simple screw-clamp connections. It is clearly distinguishable visually at a distance due to clear colors and illumination via integral LED, enabling complex machine statuses to be read at a glance. It is impact resistant, dust proof, waterproof and vibration resistant thanks to its IP65, making it ideal for operation in harsh environments. | Type of lens | High
| 14 | Automation and Control | Industrial Switch | Pilot Lamps | HARMONY XB7 ROUND PILOT LIGHT INTEGRAL LED 240V YELLOW | 2004562 | XB7EV05MP | SCHNEIDER ELECTRIC | 225 | https://pim-kvc.soneparsea.com:3443/PictureServer/default.aspx/schneider-xb7ev05mp_image1.jpg?A3889C9397807479A2A1C7A8BAA5959DB4AAC672CA996799C67589B2C29699A1B1ACB97680A1A09B | https://pim-kvc.soneparsea.com:3443/PictureServer/default.aspx/schneider-XB7-EV05MP.pdf?81788B76AEAA939CBEAABDA9B7A95D8C927C818AA8676581A073C4A9B8 | HARMONY XB7 ROUND PILOT LIGHT INTEGRAL LED Ø22 240V YELLOW | This Schneider Electric Harmony XB7 plain lens monolithic yellow pilot light is supplied with 230Vac, uses an integral LED and screw clamp terminals. This single component pilot light provides clear visual feedback on the status of your machines. It is easily installed into standard 22 mm diameter cut-outs and connected with simple screw-clamp connections. It is clearly distinguishable visually at a distance due to clear colors and illumination via integral LED, enabling complex machine statuses to be read at a glance. It is impact resistant, dust proof, waterproof and vibration resistant thanks to its IP65, making it ideal for operation in harsh environments. | Hole diameter | 22mm
| 14 | Automation and Control | Industrial Switch | Pilot Lamps | HARMONY XB7 ROUND PILOT LIGHT INTEGRAL LED 240V YELLOW | 2004562 | XB7EV05MP | SCHNEIDER ELECTRIC | 225 | https://pim-kvc.soneparsea.com:3443/PictureServer/default.aspx/schneider-xb7ev05mp_image1.jpg?A3889C9397807479A2A1C7A8BAA5959DB4AAC672CA996799C67589B2C29699A1B1ACB97680A1A09B | https://pim-kvc.soneparsea.com:3443/PictureServer/default.aspx/schneider-XB7-EV05MP.pdf?81788B76AEAA939CBEAABDA9B7A95D8C927C818AA8676581A073C4A9B8 | HARMONY XB7 ROUND PILOT LIGHT INTEGRAL LED Ø22 240V YELLOW | This Schneider Electric Harmony XB7 plain lens monolithic yellow pilot light is supplied with 230Vac, uses an integral LED and screw clamp terminals. This single component pilot light provides clear visual feedback on the status of your machines. It is easily installed into standard 22 mm diameter cut-outs and connected with simple screw-clamp connections. It is clearly distinguishable visually at a distance due to clear colors and illumination via integral LED, enabling complex machine statuses to be read at a glance. It is impact resistant, dust proof, waterproof and vibration resistant thanks to its IP65, making it ideal for operation in harsh environments. | Width opening | 0mm
| 14 | Automation and Control | Industrial Switch | Pilot Lamps | HARMONY XB7 ROUND PILOT LIGHT INTEGRAL LED 240V YELLOW | 2004562 | XB7EV05MP | SCHNEIDER ELECTRIC | 225 | https://pim-kvc.soneparsea.com:3443/PictureServer/default.aspx/schneider-xb7ev05mp_image1.jpg?A3889C9397807479A2A1C7A8BAA5959DB4AAC672CA996799C67589B2C29699A1B1ACB97680A1A09B | https://pim-kvc.soneparsea.com:3443/PictureServer/default.aspx/schneider-XB7-EV05MP.pdf?81788B76AEAA939CBEAABDA9B7A95D8C927C818AA8676581A073C4A9B8 | HARMONY XB7 ROUND PILOT LIGHT INTEGRAL LED Ø22 240V YELLOW | This Schneider Electric Harmony XB7 plain lens monolithic yellow pilot light is supplied with 230Vac, uses an integral LED and screw clamp terminals. This single component pilot light provides clear visual feedback on the status of your machines. It is easily installed into standard 22 mm diameter cut-outs and connected with simple screw-clamp connections. It is clearly distinguishable visually at a distance due to clear colors and illumination via integral LED, enabling complex machine statuses to be read at a glance. It is impact resistant, dust proof, waterproof and vibration resistant thanks to its IP65, making it ideal for operation in harsh environments. | Height opening | 0mm
| 14 | Automation and Control | Industrial Switch | Pilot Lamps | HARMONY XB7 ROUND PILOT LIGHT INTEGRAL LED 240V YELLOW | 2004562 | XB7EV05MP | SCHNEIDER ELECTRIC | 225 | https://pim-kvc.soneparsea.com:3443/PictureServer/default.aspx/schneider-xb7ev05mp_image1.jpg?A3889C9397807479A2A1C7A8BAA5959DB4AAC672CA996799C67589B2C29699A1B1ACB97680A1A09B | https://pim-kvc.soneparsea.com:3443/PictureServer/default.aspx/schneider-XB7-EV05MP.pdf?81788B76AEAA939CBEAABDA9B7A95D8C927C818AA8676581A073C4A9B8 | HARMONY XB7 ROUND PILOT LIGHT INTEGRAL LED Ø22 240V YELLOW | This Schneider Electric Harmony XB7 plain lens monolithic yellow pilot light is supplied with 230Vac, uses an integral LED and screw clamp terminals. This single component pilot light provides clear visual feedback on the status of your machines. It is easily installed into standard 22 mm diameter cut-outs and connected with simple screw-clamp connections. It is clearly distinguishable visually at a distance due to clear colors and illumination via integral LED, enabling complex machine statuses to be read at a glance. It is impact resistant, dust proof, waterproof and vibration resistant thanks to its IP65, making it ideal for operation in harsh environments. | With front ring | no
| 14 | Automation and Control | Industrial Switch | Pilot Lamps | HARMONY XB7 ROUND PILOT LIGHT INTEGRAL LED 240V YELLOW | 2004562 | XB7EV05MP | SCHNEIDER ELECTRIC | 225 | https://pim-kvc.soneparsea.com:3443/PictureServer/default.aspx/schneider-xb7ev05mp_image1.jpg?A3889C9397807479A2A1C7A8BAA5959DB4AAC672CA996799C67589B2C29699A1B1ACB97680A1A09B | https://pim-kvc.soneparsea.com:3443/PictureServer/default.aspx/schneider-XB7-EV05MP.pdf?81788B76AEAA939CBEAABDA9B7A95D8C927C818AA8676581A073C4A9B8 | HARMONY XB7 ROUND PILOT LIGHT INTEGRAL LED Ø22 240V YELLOW | This Schneider Electric Harmony XB7 plain lens monolithic yellow pilot light is supplied with 230Vac, uses an integral LED and screw clamp terminals. This single component pilot light provides clear visual feedback on the status of your machines. It is easily installed into standard 22 mm diameter cut-outs and connected with simple screw-clamp connections. It is clearly distinguishable visually at a distance due to clear colors and illumination via integral LED, enabling complex machine statuses to be read at a glance. It is impact resistant, dust proof, waterproof and vibration resistant thanks to its IP65, making it ideal for operation in harsh environments. | Material front ring | Other
| 14 | Automation and Control | Industrial Switch | Pilot Lamps | HARMONY XB7 ROUND PILOT LIGHT INTEGRAL LED 240V YELLOW | 2004562 | XB7EV05MP | SCHNEIDER ELECTRIC | 225 | https://pim-kvc.soneparsea.com:3443/PictureServer/default.aspx/schneider-xb7ev05mp_image1.jpg?A3889C9397807479A2A1C7A8BAA5959DB4AAC672CA996799C67589B2C29699A1B1ACB97680A1A09B | https://pim-kvc.soneparsea.com:3443/PictureServer/default.aspx/schneider-XB7-EV05MP.pdf?81788B76AEAA939CBEAABDA9B7A95D8C927C818AA8676581A073C4A9B8 | HARMONY XB7 ROUND PILOT LIGHT INTEGRAL LED Ø22 240V YELLOW | This Schneider Electric Harmony XB7 plain lens monolithic yellow pilot light is supplied with 230Vac, uses an integral LED and screw clamp terminals. This single component pilot light provides clear visual feedback on the status of your machines. It is easily installed into standard 22 mm diameter cut-outs and connected with simple screw-clamp connections. It is clearly distinguishable visually at a distance due to clear colors and illumination via integral LED, enabling complex machine statuses to be read at a glance. It is impact resistant, dust proof, waterproof and vibration resistant thanks to its IP65, making it ideal for operation in harsh environments. | Colour front ring | Other
| 14 | Automation and Control | Industrial Switch | Pilot Lamps | HARMONY XB7 ROUND PILOT LIGHT INTEGRAL LED 240V YELLOW | 2004562 | XB7EV05MP | SCHNEIDER ELECTRIC | 225 | https://pim-kvc.soneparsea.com:3443/PictureServer/default.aspx/schneider-xb7ev05mp_image1.jpg?A3889C9397807479A2A1C7A8BAA5959DB4AAC672CA996799C67589B2C29699A1B1ACB97680A1A09B | https://pim-kvc.soneparsea.com:3443/PictureServer/default.aspx/schneider-XB7-EV05MP.pdf?81788B76AEAA939CBEAABDA9B7A95D8C927C818AA8676581A073C4A9B8 | HARMONY XB7 ROUND PILOT LIGHT INTEGRAL LED Ø22 240V YELLOW | This Schneider Electric Harmony XB7 plain lens monolithic yellow pilot light is supplied with 230Vac, uses an integral LED and screw clamp terminals. This single component pilot light provides clear visual feedback on the status of your machines. It is easily installed into standard 22 mm diameter cut-outs and connected with simple screw-clamp connections. It is clearly distinguishable visually at a distance due to clear colors and illumination via integral LED, enabling complex machine statuses to be read at a glance. It is impact resistant, dust proof, waterproof and vibration resistant thanks to its IP65, making it ideal for operation in harsh environments. | Degree of protection (IP) | IP54
| 15 | Automation and Control | Industrial Switch | Pilot Lamps | HARMONY XB7 ROUND PILOT LIGHT INTEGRAL LED 240V CLEAR | 2004563 | XB7EV07MP | SCHNEIDER ELECTRIC | 225 | https://pim-kvc.soneparsea.com:3443/PictureServer/default.aspx/schneider-xb7ev07mp_image1.jpg?A3889C9397807479A2A1C7A8BAA5959DB4AAC672CA996799C6758BB2C29699A1B1ACB97680A1A09B | https://pim-kvc.soneparsea.com:3443/PictureServer/default.aspx/schneider-XB7-EV07MP.pdf?81788B76AEAA939CBEAABDA9B7A95D8C927C818AA8676781A073C4A9B8 | HARMONY XB7 ROUND PILOT LIGHT INTEGRAL LED Ø22 240V CLEAR | This Schneider Electric Harmony XB7 plain lens monolithic clear pilot light is supplied with 230Vac, uses an integral LED and screw clamp terminals. This single component pilot light provides clear visual feedback on the status of your machines. It is easily installed into standard 22 mm diameter cut-outs and connected with simple screw-clamp connections. It is clearly distinguishable visually at a distance due to clear colors and illumination via integral LED, enabling complex machine statuses to be read at a glance. It is impact resistant, dust proof, waterproof and vibration resistant thanks to its IP65, making it ideal for operation in harsh environments. | Number of indicator lights | 1
| 15 | Automation and Control | Industrial Switch | Pilot Lamps | HARMONY XB7 ROUND PILOT LIGHT INTEGRAL LED 240V CLEAR | 2004563 | XB7EV07MP | SCHNEIDER ELECTRIC | 225 | https://pim-kvc.soneparsea.com:3443/PictureServer/default.aspx/schneider-xb7ev07mp_image1.jpg?A3889C9397807479A2A1C7A8BAA5959DB4AAC672CA996799C6758BB2C29699A1B1ACB97680A1A09B | https://pim-kvc.soneparsea.com:3443/PictureServer/default.aspx/schneider-XB7-EV07MP.pdf?81788B76AEAA939CBEAABDA9B7A95D8C927C818AA8676781A073C4A9B8 | HARMONY XB7 ROUND PILOT LIGHT INTEGRAL LED Ø22 240V CLEAR | This Schneider Electric Harmony XB7 plain lens monolithic clear pilot light is supplied with 230Vac, uses an integral LED and screw clamp terminals. This single component pilot light provides clear visual feedback on the status of your machines. It is easily installed into standard 22 mm diameter cut-outs and connected with simple screw-clamp connections. It is clearly distinguishable visually at a distance due to clear colors and illumination via integral LED, enabling complex machine statuses to be read at a glance. It is impact resistant, dust proof, waterproof and vibration resistant thanks to its IP65, making it ideal for operation in harsh environments. | Colour lens | White
| 15 | Automation and Control | Industrial Switch | Pilot Lamps | HARMONY XB7 ROUND PILOT LIGHT INTEGRAL LED 240V CLEAR | 2004563 | XB7EV07MP | SCHNEIDER ELECTRIC | 225 | https://pim-kvc.soneparsea.com:3443/PictureServer/default.aspx/schneider-xb7ev07mp_image1.jpg?A3889C9397807479A2A1C7A8BAA5959DB4AAC672CA996799C6758BB2C29699A1B1ACB97680A1A09B | https://pim-kvc.soneparsea.com:3443/PictureServer/default.aspx/schneider-XB7-EV07MP.pdf?81788B76AEAA939CBEAABDA9B7A95D8C927C818AA8676781A073C4A9B8 | HARMONY XB7 ROUND PILOT LIGHT INTEGRAL LED Ø22 240V CLEAR | This Schneider Electric Harmony XB7 plain lens monolithic clear pilot light is supplied with 230Vac, uses an integral LED and screw clamp terminals. This single component pilot light provides clear visual feedback on the status of your machines. It is easily installed into standard 22 mm diameter cut-outs and connected with simple screw-clamp connections. It is clearly distinguishable visually at a distance due to clear colors and illumination via integral LED, enabling complex machine statuses to be read at a glance. It is impact resistant, dust proof, waterproof and vibration resistant thanks to its IP65, making it ideal for operation in harsh environments. | Type of lamp socket | LED
| 15 | Automation and Control | Industrial Switch | Pilot Lamps | HARMONY XB7 ROUND PILOT LIGHT INTEGRAL LED 240V CLEAR | 2004563 | XB7EV07MP | SCHNEIDER ELECTRIC | 225 | https://pim-kvc.soneparsea.com:3443/PictureServer/default.aspx/schneider-xb7ev07mp_image1.jpg?A3889C9397807479A2A1C7A8BAA5959DB4AAC672CA996799C6758BB2C29699A1B1ACB97680A1A09B | https://pim-kvc.soneparsea.com:3443/PictureServer/default.aspx/schneider-XB7-EV07MP.pdf?81788B76AEAA939CBEAABDA9B7A95D8C927C818AA8676781A073C4A9B8 | HARMONY XB7 ROUND PILOT LIGHT INTEGRAL LED Ø22 240V CLEAR | This Schneider Electric Harmony XB7 plain lens monolithic clear pilot light is supplied with 230Vac, uses an integral LED and screw clamp terminals. This single component pilot light provides clear visual feedback on the status of your machines. It is easily installed into standard 22 mm diameter cut-outs and connected with simple screw-clamp connections. It is clearly distinguishable visually at a distance due to clear colors and illumination via integral LED, enabling complex machine statuses to be read at a glance. It is impact resistant, dust proof, waterproof and vibration resistant thanks to its IP65, making it ideal for operation in harsh environments. | With light source | yes
| 15 | Automation and Control | Industrial Switch | Pilot Lamps | HARMONY XB7 ROUND PILOT LIGHT INTEGRAL LED 240V CLEAR | 2004563 | XB7EV07MP | SCHNEIDER ELECTRIC | 225 | https://pim-kvc.soneparsea.com:3443/PictureServer/default.aspx/schneider-xb7ev07mp_image1.jpg?A3889C9397807479A2A1C7A8BAA5959DB4AAC672CA996799C6758BB2C29699A1B1ACB97680A1A09B | https://pim-kvc.soneparsea.com:3443/PictureServer/default.aspx/schneider-XB7-EV07MP.pdf?81788B76AEAA939CBEAABDA9B7A95D8C927C818AA8676781A073C4A9B8 | HARMONY XB7 ROUND PILOT LIGHT INTEGRAL LED Ø22 240V CLEAR | This Schneider Electric Harmony XB7 plain lens monolithic clear pilot light is supplied with 230Vac, uses an integral LED and screw clamp terminals. This single component pilot light provides clear visual feedback on the status of your machines. It is easily installed into standard 22 mm diameter cut-outs and connected with simple screw-clamp connections. It is clearly distinguishable visually at a distance due to clear colors and illumination via integral LED, enabling complex machine statuses to be read at a glance. It is impact resistant, dust proof, waterproof and vibration resistant thanks to its IP65, making it ideal for operation in harsh environments. | Rated operating voltage Ue | 230...230V
| 15 | Automation and Control | Industrial Switch | Pilot Lamps | HARMONY XB7 ROUND PILOT LIGHT INTEGRAL LED 240V CLEAR | 2004563 | XB7EV07MP | SCHNEIDER ELECTRIC | 225 | https://pim-kvc.soneparsea.com:3443/PictureServer/default.aspx/schneider-xb7ev07mp_image1.jpg?A3889C9397807479A2A1C7A8BAA5959DB4AAC672CA996799C6758BB2C29699A1B1ACB97680A1A09B | https://pim-kvc.soneparsea.com:3443/PictureServer/default.aspx/schneider-XB7-EV07MP.pdf?81788B76AEAA939CBEAABDA9B7A95D8C927C818AA8676781A073C4A9B8 | HARMONY XB7 ROUND PILOT LIGHT INTEGRAL LED Ø22 240V CLEAR | This Schneider Electric Harmony XB7 plain lens monolithic clear pilot light is supplied with 230Vac, uses an integral LED and screw clamp terminals. This single component pilot light provides clear visual feedback on the status of your machines. It is easily installed into standard 22 mm diameter cut-outs and connected with simple screw-clamp connections. It is clearly distinguishable visually at a distance due to clear colors and illumination via integral LED, enabling complex machine statuses to be read at a glance. It is impact resistant, dust proof, waterproof and vibration resistant thanks to its IP65, making it ideal for operation in harsh environments. | Voltage type | AC
| 15 | Automation and Control | Industrial Switch | Pilot Lamps | HARMONY XB7 ROUND PILOT LIGHT INTEGRAL LED 240V CLEAR | 2004563 | XB7EV07MP | SCHNEIDER ELECTRIC | 225 | https://pim-kvc.soneparsea.com:3443/PictureServer/default.aspx/schneider-xb7ev07mp_image1.jpg?A3889C9397807479A2A1C7A8BAA5959DB4AAC672CA996799C6758BB2C29699A1B1ACB97680A1A09B | https://pim-kvc.soneparsea.com:3443/PictureServer/default.aspx/schneider-XB7-EV07MP.pdf?81788B76AEAA939CBEAABDA9B7A95D8C927C818AA8676781A073C4A9B8 | HARMONY XB7 ROUND PILOT LIGHT INTEGRAL LED Ø22 240V CLEAR | This Schneider Electric Harmony XB7 plain lens monolithic clear pilot light is supplied with 230Vac, uses an integral LED and screw clamp terminals. This single component pilot light provides clear visual feedback on the status of your machines. It is easily installed into standard 22 mm diameter cut-outs and connected with simple screw-clamp connections. It is clearly distinguishable visually at a distance due to clear colors and illumination via integral LED, enabling complex machine statuses to be read at a glance. It is impact resistant, dust proof, waterproof and vibration resistant thanks to its IP65, making it ideal for operation in harsh environments. | Type of electric connection | Screw connection
| 15 | Automation and Control | Industrial Switch | Pilot Lamps | HARMONY XB7 ROUND PILOT LIGHT INTEGRAL LED 240V CLEAR | 2004563 | XB7EV07MP | SCHNEIDER ELECTRIC | 225 | https://pim-kvc.soneparsea.com:3443/PictureServer/default.aspx/schneider-xb7ev07mp_image1.jpg?A3889C9397807479A2A1C7A8BAA5959DB4AAC672CA996799C6758BB2C29699A1B1ACB97680A1A09B | https://pim-kvc.soneparsea.com:3443/PictureServer/default.aspx/schneider-XB7-EV07MP.pdf?81788B76AEAA939CBEAABDA9B7A95D8C927C818AA8676781A073C4A9B8 | HARMONY XB7 ROUND PILOT LIGHT INTEGRAL LED Ø22 240V CLEAR | This Schneider Electric Harmony XB7 plain lens monolithic clear pilot light is supplied with 230Vac, uses an integral LED and screw clamp terminals. This single component pilot light provides clear visual feedback on the status of your machines. It is easily installed into standard 22 mm diameter cut-outs and connected with simple screw-clamp connections. It is clearly distinguishable visually at a distance due to clear colors and illumination via integral LED, enabling complex machine statuses to be read at a glance. It is impact resistant, dust proof, waterproof and vibration resistant thanks to its IP65, making it ideal for operation in harsh environments. | Construction type lens | Round
| 15 | Automation and Control | Industrial Switch | Pilot Lamps | HARMONY XB7 ROUND PILOT LIGHT INTEGRAL LED 240V CLEAR | 2004563 | XB7EV07MP | SCHNEIDER ELECTRIC | 225 | https://pim-kvc.soneparsea.com:3443/PictureServer/default.aspx/schneider-xb7ev07mp_image1.jpg?A3889C9397807479A2A1C7A8BAA5959DB4AAC672CA996799C6758BB2C29699A1B1ACB97680A1A09B | https://pim-kvc.soneparsea.com:3443/PictureServer/default.aspx/schneider-XB7-EV07MP.pdf?81788B76AEAA939CBEAABDA9B7A95D8C927C818AA8676781A073C4A9B8 | HARMONY XB7 ROUND PILOT LIGHT INTEGRAL LED Ø22 240V CLEAR | This Schneider Electric Harmony XB7 plain lens monolithic clear pilot light is supplied with 230Vac, uses an integral LED and screw clamp terminals. This single component pilot light provides clear visual feedback on the status of your machines. It is easily installed into standard 22 mm diameter cut-outs and connected with simple screw-clamp connections. It is clearly distinguishable visually at a distance due to clear colors and illumination via integral LED, enabling complex machine statuses to be read at a glance. It is impact resistant, dust proof, waterproof and vibration resistant thanks to its IP65, making it ideal for operation in harsh environments. | Type of lens | Flat
| 15 | Automation and Control | Industrial Switch | Pilot Lamps | HARMONY XB7 ROUND PILOT LIGHT INTEGRAL LED 240V CLEAR | 2004563 | XB7EV07MP | SCHNEIDER ELECTRIC | 225 | https://pim-kvc.soneparsea.com:3443/PictureServer/default.aspx/schneider-xb7ev07mp_image1.jpg?A3889C9397807479A2A1C7A8BAA5959DB4AAC672CA996799C6758BB2C29699A1B1ACB97680A1A09B | https://pim-kvc.soneparsea.com:3443/PictureServer/default.aspx/schneider-XB7-EV07MP.pdf?81788B76AEAA939CBEAABDA9B7A95D8C927C818AA8676781A073C4A9B8 | HARMONY XB7 ROUND PILOT LIGHT INTEGRAL LED Ø22 240V CLEAR | This Schneider Electric Harmony XB7 plain lens monolithic clear pilot light is supplied with 230Vac, uses an integral LED and screw clamp terminals. This single component pilot light provides clear visual feedback on the status of your machines. It is easily installed into standard 22 mm diameter cut-outs and connected with simple screw-clamp connections. It is clearly distinguishable visually at a distance due to clear colors and illumination via integral LED, enabling complex machine statuses to be read at a glance. It is impact resistant, dust proof, waterproof and vibration resistant thanks to its IP65, making it ideal for operation in harsh environments. | Hole diameter | 22mm
| 15 | Automation and Control | Industrial Switch | Pilot Lamps | HARMONY XB7 ROUND PILOT LIGHT INTEGRAL LED 240V CLEAR | 2004563 | XB7EV07MP | SCHNEIDER ELECTRIC | 225 | https://pim-kvc.soneparsea.com:3443/PictureServer/default.aspx/schneider-xb7ev07mp_image1.jpg?A3889C9397807479A2A1C7A8BAA5959DB4AAC672CA996799C6758BB2C29699A1B1ACB97680A1A09B | https://pim-kvc.soneparsea.com:3443/PictureServer/default.aspx/schneider-XB7-EV07MP.pdf?81788B76AEAA939CBEAABDA9B7A95D8C927C818AA8676781A073C4A9B8 | HARMONY XB7 ROUND PILOT LIGHT INTEGRAL LED Ø22 240V CLEAR | This Schneider Electric Harmony XB7 plain lens monolithic clear pilot light is supplied with 230Vac, uses an integral LED and screw clamp terminals. This single component pilot light provides clear visual feedback on the status of your machines. It is easily installed into standard 22 mm diameter cut-outs and connected with simple screw-clamp connections. It is clearly distinguishable visually at a distance due to clear colors and illumination via integral LED, enabling complex machine statuses to be read at a glance. It is impact resistant, dust proof, waterproof and vibration resistant thanks to its IP65, making it ideal for operation in harsh environments. | Width opening | 0mm
| 15 | Automation and Control | Industrial Switch | Pilot Lamps | HARMONY XB7 ROUND PILOT LIGHT INTEGRAL LED 240V CLEAR | 2004563 | XB7EV07MP | SCHNEIDER ELECTRIC | 225 | https://pim-kvc.soneparsea.com:3443/PictureServer/default.aspx/schneider-xb7ev07mp_image1.jpg?A3889C9397807479A2A1C7A8BAA5959DB4AAC672CA996799C6758BB2C29699A1B1ACB97680A1A09B | https://pim-kvc.soneparsea.com:3443/PictureServer/default.aspx/schneider-XB7-EV07MP.pdf?81788B76AEAA939CBEAABDA9B7A95D8C927C818AA8676781A073C4A9B8 | HARMONY XB7 ROUND PILOT LIGHT INTEGRAL LED Ø22 240V CLEAR | This Schneider Electric Harmony XB7 plain lens monolithic clear pilot light is supplied with 230Vac, uses an integral LED and screw clamp terminals. This single component pilot light provides clear visual feedback on the status of your machines. It is easily installed into standard 22 mm diameter cut-outs and connected with simple screw-clamp connections. It is clearly distinguishable visually at a distance due to clear colors and illumination via integral LED, enabling complex machine statuses to be read at a glance. It is impact resistant, dust proof, waterproof and vibration resistant thanks to its IP65, making it ideal for operation in harsh environments. | Height opening | 0mm
| 15 | Automation and Control | Industrial Switch | Pilot Lamps | HARMONY XB7 ROUND PILOT LIGHT INTEGRAL LED 240V CLEAR | 2004563 | XB7EV07MP | SCHNEIDER ELECTRIC | 225 | https://pim-kvc.soneparsea.com:3443/PictureServer/default.aspx/schneider-xb7ev07mp_image1.jpg?A3889C9397807479A2A1C7A8BAA5959DB4AAC672CA996799C6758BB2C29699A1B1ACB97680A1A09B | https://pim-kvc.soneparsea.com:3443/PictureServer/default.aspx/schneider-XB7-EV07MP.pdf?81788B76AEAA939CBEAABDA9B7A95D8C927C818AA8676781A073C4A9B8 | HARMONY XB7 ROUND PILOT LIGHT INTEGRAL LED Ø22 240V CLEAR | This Schneider Electric Harmony XB7 plain lens monolithic clear pilot light is supplied with 230Vac, uses an integral LED and screw clamp terminals. This single component pilot light provides clear visual feedback on the status of your machines. It is easily installed into standard 22 mm diameter cut-outs and connected with simple screw-clamp connections. It is clearly distinguishable visually at a distance due to clear colors and illumination via integral LED, enabling complex machine statuses to be read at a glance. It is impact resistant, dust proof, waterproof and vibration resistant thanks to its IP65, making it ideal for operation in harsh environments. | With front ring | no
| 15 | Automation and Control | Industrial Switch | Pilot Lamps | HARMONY XB7 ROUND PILOT LIGHT INTEGRAL LED 240V CLEAR | 2004563 | XB7EV07MP | SCHNEIDER ELECTRIC | 225 | https://pim-kvc.soneparsea.com:3443/PictureServer/default.aspx/schneider-xb7ev07mp_image1.jpg?A3889C9397807479A2A1C7A8BAA5959DB4AAC672CA996799C6758BB2C29699A1B1ACB97680A1A09B | https://pim-kvc.soneparsea.com:3443/PictureServer/default.aspx/schneider-XB7-EV07MP.pdf?81788B76AEAA939CBEAABDA9B7A95D8C927C818AA8676781A073C4A9B8 | HARMONY XB7 ROUND PILOT LIGHT INTEGRAL LED Ø22 240V CLEAR | This Schneider Electric Harmony XB7 plain lens monolithic clear pilot light is supplied with 230Vac, uses an integral LED and screw clamp terminals. This single component pilot light provides clear visual feedback on the status of your machines. It is easily installed into standard 22 mm diameter cut-outs and connected with simple screw-clamp connections. It is clearly distinguishable visually at a distance due to clear colors and illumination via integral LED, enabling complex machine statuses to be read at a glance. It is impact resistant, dust proof, waterproof and vibration resistant thanks to its IP65, making it ideal for operation in harsh environments. | Material front ring | Other
| 15 | Automation and Control | Industrial Switch | Pilot Lamps | HARMONY XB7 ROUND PILOT LIGHT INTEGRAL LED 240V CLEAR | 2004563 | XB7EV07MP | SCHNEIDER ELECTRIC | 225 | https://pim-kvc.soneparsea.com:3443/PictureServer/default.aspx/schneider-xb7ev07mp_image1.jpg?A3889C9397807479A2A1C7A8BAA5959DB4AAC672CA996799C6758BB2C29699A1B1ACB97680A1A09B | https://pim-kvc.soneparsea.com:3443/PictureServer/default.aspx/schneider-XB7-EV07MP.pdf?81788B76AEAA939CBEAABDA9B7A95D8C927C818AA8676781A073C4A9B8 | HARMONY XB7 ROUND PILOT LIGHT INTEGRAL LED Ø22 240V CLEAR | This Schneider Electric Harmony XB7 plain lens monolithic clear pilot light is supplied with 230Vac, uses an integral LED and screw clamp terminals. This single component pilot light provides clear visual feedback on the status of your machines. It is easily installed into standard 22 mm diameter cut-outs and connected with simple screw-clamp connections. It is clearly distinguishable visually at a distance due to clear colors and illumination via integral LED, enabling complex machine statuses to be read at a glance. It is impact resistant, dust proof, waterproof and vibration resistant thanks to its IP65, making it ideal for operation in harsh environments. | Colour front ring | Other
| 15 | Automation and Control | Industrial Switch | Pilot Lamps | HARMONY XB7 ROUND PILOT LIGHT INTEGRAL LED 240V CLEAR | 2004563 | XB7EV07MP | SCHNEIDER ELECTRIC | 225 | https://pim-kvc.soneparsea.com:3443/PictureServer/default.aspx/schneider-xb7ev07mp_image1.jpg?A3889C9397807479A2A1C7A8BAA5959DB4AAC672CA996799C6758BB2C29699A1B1ACB97680A1A09B | https://pim-kvc.soneparsea.com:3443/PictureServer/default.aspx/schneider-XB7-EV07MP.pdf?81788B76AEAA939CBEAABDA9B7A95D8C927C818AA8676781A073C4A9B8 | HARMONY XB7 ROUND PILOT LIGHT INTEGRAL LED Ø22 240V CLEAR | This Schneider Electric Harmony XB7 plain lens monolithic clear pilot light is supplied with 230Vac, uses an integral LED and screw clamp terminals. This single component pilot light provides clear visual feedback on the status of your machines. It is easily installed into standard 22 mm diameter cut-outs and connected with simple screw-clamp connections. It is clearly distinguishable visually at a distance due to clear colors and illumination via integral LED, enabling complex machine statuses to be read at a glance. It is impact resistant, dust proof, waterproof and vibration resistant thanks to its IP65, making it ideal for operation in harsh environments. | Degree of protection (IP) | IP54
| 16 | Automation and Control | Industrial Switch | Push Buttons | HARMONY XAC ROUND HEAD FOR PUSHBUTTON RED BOOTED | 2004592 | XACA9414 | SCHNEIDER ELECTRIC | 375 | https://pim-kvc.soneparsea.com:3443/PictureServer/default.aspx/schneider-xaca9414_image1.jpg?A3889C9397807479A2A1C7A8BAA5959DB4AAC672CA98939589798579B1A09D95B7AA8573BCA797 | https://pim-kvc.soneparsea.com:3443/PictureServer/default.aspx/schneider-xaca9414.pdf?81788B76AEAA939CBEAABDA9B7A95DACB1A8B57E86686462C0A9BA | HARMONY XAC ROUND HEAD FOR PUSHBUTTON SPRING RETURN XAC-A RED BOOTED | Booted push button | Colour button | Red
| 16 | Automation and Control | Industrial Switch | Push Buttons | HARMONY XAC ROUND HEAD FOR PUSHBUTTON RED BOOTED | 2004592 | XACA9414 | SCHNEIDER ELECTRIC | 375 | https://pim-kvc.soneparsea.com:3443/PictureServer/default.aspx/schneider-xaca9414_image1.jpg?A3889C9397807479A2A1C7A8BAA5959DB4AAC672CA98939589798579B1A09D95B7AA8573BCA797 | https://pim-kvc.soneparsea.com:3443/PictureServer/default.aspx/schneider-xaca9414.pdf?81788B76AEAA939CBEAABDA9B7A95DACB1A8B57E86686462C0A9BA | HARMONY XAC ROUND HEAD FOR PUSHBUTTON SPRING RETURN XAC-A RED BOOTED | Booted push button | Number of command positions | 1
| 16 | Automation and Control | Industrial Switch | Push Buttons | HARMONY XAC ROUND HEAD FOR PUSHBUTTON RED BOOTED | 2004592 | XACA9414 | SCHNEIDER ELECTRIC | 375 | https://pim-kvc.soneparsea.com:3443/PictureServer/default.aspx/schneider-xaca9414_image1.jpg?A3889C9397807479A2A1C7A8BAA5959DB4AAC672CA98939589798579B1A09D95B7AA8573BCA797 | https://pim-kvc.soneparsea.com:3443/PictureServer/default.aspx/schneider-xaca9414.pdf?81788B76AEAA939CBEAABDA9B7A95DACB1A8B57E86686462C0A9BA | HARMONY XAC ROUND HEAD FOR PUSHBUTTON SPRING RETURN XAC-A RED BOOTED | Booted push button | Construction type lens | Round
| 16 | Automation and Control | Industrial Switch | Push Buttons | HARMONY XAC ROUND HEAD FOR PUSHBUTTON RED BOOTED | 2004592 | XACA9414 | SCHNEIDER ELECTRIC | 375 | https://pim-kvc.soneparsea.com:3443/PictureServer/default.aspx/schneider-xaca9414_image1.jpg?A3889C9397807479A2A1C7A8BAA5959DB4AAC672CA98939589798579B1A09D95B7AA8573BCA797 | https://pim-kvc.soneparsea.com:3443/PictureServer/default.aspx/schneider-xaca9414.pdf?81788B76AEAA939CBEAABDA9B7A95DACB1A8B57E86686462C0A9BA | HARMONY XAC ROUND HEAD FOR PUSHBUTTON SPRING RETURN XAC-A RED BOOTED | Booted push button | Hole diameter | 22mm
| 16 | Automation and Control | Industrial Switch | Push Buttons | HARMONY XAC ROUND HEAD FOR PUSHBUTTON RED BOOTED | 2004592 | XACA9414 | SCHNEIDER ELECTRIC | 375 | https://pim-kvc.soneparsea.com:3443/PictureServer/default.aspx/schneider-xaca9414_image1.jpg?A3889C9397807479A2A1C7A8BAA5959DB4AAC672CA98939589798579B1A09D95B7AA8573BCA797 | https://pim-kvc.soneparsea.com:3443/PictureServer/default.aspx/schneider-xaca9414.pdf?81788B76AEAA939CBEAABDA9B7A95DACB1A8B57E86686462C0A9BA | HARMONY XAC ROUND HEAD FOR PUSHBUTTON SPRING RETURN XAC-A RED BOOTED | Booted push button | Width opening | 0mm
| 16 | Automation and Control | Industrial Switch | Push Buttons | HARMONY XAC ROUND HEAD FOR PUSHBUTTON RED BOOTED | 2004592 | XACA9414 | SCHNEIDER ELECTRIC | 375 | https://pim-kvc.soneparsea.com:3443/PictureServer/default.aspx/schneider-xaca9414_image1.jpg?A3889C9397807479A2A1C7A8BAA5959DB4AAC672CA98939589798579B1A09D95B7AA8573BCA797 | https://pim-kvc.soneparsea.com:3443/PictureServer/default.aspx/schneider-xaca9414.pdf?81788B76AEAA939CBEAABDA9B7A95DACB1A8B57E86686462C0A9BA | HARMONY XAC ROUND HEAD FOR PUSHBUTTON SPRING RETURN XAC-A RED BOOTED | Booted push button | Height opening | 0mm
| 16 | Automation and Control | Industrial Switch | Push Buttons | HARMONY XAC ROUND HEAD FOR PUSHBUTTON RED BOOTED | 2004592 | XACA9414 | SCHNEIDER ELECTRIC | 375 | https://pim-kvc.soneparsea.com:3443/PictureServer/default.aspx/schneider-xaca9414_image1.jpg?A3889C9397807479A2A1C7A8BAA5959DB4AAC672CA98939589798579B1A09D95B7AA8573BCA797 | https://pim-kvc.soneparsea.com:3443/PictureServer/default.aspx/schneider-xaca9414.pdf?81788B76AEAA939CBEAABDA9B7A95DACB1A8B57E86686462C0A9BA | HARMONY XAC ROUND HEAD FOR PUSHBUTTON SPRING RETURN XAC-A RED BOOTED | Booted push button | Type of button | Flat
| 16 | Automation and Control | Industrial Switch | Push Buttons | HARMONY XAC ROUND HEAD FOR PUSHBUTTON RED BOOTED | 2004592 | XACA9414 | SCHNEIDER ELECTRIC | 375 | https://pim-kvc.soneparsea.com:3443/PictureServer/default.aspx/schneider-xaca9414_image1.jpg?A3889C9397807479A2A1C7A8BAA5959DB4AAC672CA98939589798579B1A09D95B7AA8573BCA797 | https://pim-kvc.soneparsea.com:3443/PictureServer/default.aspx/schneider-xaca9414.pdf?81788B76AEAA939CBEAABDA9B7A95DACB1A8B57E86686462C0A9BA | HARMONY XAC ROUND HEAD FOR PUSHBUTTON SPRING RETURN XAC-A RED BOOTED | Booted push button | Suitable for illumination | no
| 16 | Automation and Control | Industrial Switch | Push Buttons | HARMONY XAC ROUND HEAD FOR PUSHBUTTON RED BOOTED | 2004592 | XACA9414 | SCHNEIDER ELECTRIC | 375 | https://pim-kvc.soneparsea.com:3443/PictureServer/default.aspx/schneider-xaca9414_image1.jpg?A3889C9397807479A2A1C7A8BAA5959DB4AAC672CA98939589798579B1A09D95B7AA8573BCA797 | https://pim-kvc.soneparsea.com:3443/PictureServer/default.aspx/schneider-xaca9414.pdf?81788B76AEAA939CBEAABDA9B7A95DACB1A8B57E86686462C0A9BA | HARMONY XAC ROUND HEAD FOR PUSHBUTTON SPRING RETURN XAC-A RED BOOTED | Booted push button | With protective cover | no
| 16 | Automation and Control | Industrial Switch | Push Buttons | HARMONY XAC ROUND HEAD FOR PUSHBUTTON RED BOOTED | 2004592 | XACA9414 | SCHNEIDER ELECTRIC | 375 | https://pim-kvc.soneparsea.com:3443/PictureServer/default.aspx/schneider-xaca9414_image1.jpg?A3889C9397807479A2A1C7A8BAA5959DB4AAC672CA98939589798579B1A09D95B7AA8573BCA797 | https://pim-kvc.soneparsea.com:3443/PictureServer/default.aspx/schneider-xaca9414.pdf?81788B76AEAA939CBEAABDA9B7A95DACB1A8B57E86686462C0A9BA | HARMONY XAC ROUND HEAD FOR PUSHBUTTON SPRING RETURN XAC-A RED BOOTED | Booted push button | Labelled | no
| 16 | Automation and Control | Industrial Switch | Push Buttons | HARMONY XAC ROUND HEAD FOR PUSHBUTTON RED BOOTED | 2004592 | XACA9414 | SCHNEIDER ELECTRIC | 375 | https://pim-kvc.soneparsea.com:3443/PictureServer/default.aspx/schneider-xaca9414_image1.jpg?A3889C9397807479A2A1C7A8BAA5959DB4AAC672CA98939589798579B1A09D95B7AA8573BCA797 | https://pim-kvc.soneparsea.com:3443/PictureServer/default.aspx/schneider-xaca9414.pdf?81788B76AEAA939CBEAABDA9B7A95DACB1A8B57E86686462C0A9BA | HARMONY XAC ROUND HEAD FOR PUSHBUTTON SPRING RETURN XAC-A RED BOOTED | Booted push button | Switching function latching | no
| 16 | Automation and Control | Industrial Switch | Push Buttons | HARMONY XAC ROUND HEAD FOR PUSHBUTTON RED BOOTED | 2004592 | XACA9414 | SCHNEIDER ELECTRIC | 375 | https://pim-kvc.soneparsea.com:3443/PictureServer/default.aspx/schneider-xaca9414_image1.jpg?A3889C9397807479A2A1C7A8BAA5959DB4AAC672CA98939589798579B1A09D95B7AA8573BCA797 | https://pim-kvc.soneparsea.com:3443/PictureServer/default.aspx/schneider-xaca9414.pdf?81788B76AEAA939CBEAABDA9B7A95DACB1A8B57E86686462C0A9BA | HARMONY XAC ROUND HEAD FOR PUSHBUTTON SPRING RETURN XAC-A RED BOOTED | Booted push button | Spring-return | yes
| 16 | Automation and Control | Industrial Switch | Push Buttons | HARMONY XAC ROUND HEAD FOR PUSHBUTTON RED BOOTED | 2004592 | XACA9414 | SCHNEIDER ELECTRIC | 375 | https://pim-kvc.soneparsea.com:3443/PictureServer/default.aspx/schneider-xaca9414_image1.jpg?A3889C9397807479A2A1C7A8BAA5959DB4AAC672CA98939589798579B1A09D95B7AA8573BCA797 | https://pim-kvc.soneparsea.com:3443/PictureServer/default.aspx/schneider-xaca9414.pdf?81788B76AEAA939CBEAABDA9B7A95DACB1A8B57E86686462C0A9BA | HARMONY XAC ROUND HEAD FOR PUSHBUTTON SPRING RETURN XAC-A RED BOOTED | Booted push button | With front ring | yes
| 16 | Automation and Control | Industrial Switch | Push Buttons | HARMONY XAC ROUND HEAD FOR PUSHBUTTON RED BOOTED | 2004592 | XACA9414 | SCHNEIDER ELECTRIC | 375 | https://pim-kvc.soneparsea.com:3443/PictureServer/default.aspx/schneider-xaca9414_image1.jpg?A3889C9397807479A2A1C7A8BAA5959DB4AAC672CA98939589798579B1A09D95B7AA8573BCA797 | https://pim-kvc.soneparsea.com:3443/PictureServer/default.aspx/schneider-xaca9414.pdf?81788B76AEAA939CBEAABDA9B7A95DACB1A8B57E86686462C0A9BA | HARMONY XAC ROUND HEAD FOR PUSHBUTTON SPRING RETURN XAC-A RED BOOTED | Booted push button | Material front ring | Plastic
| 16 | Automation and Control | Industrial Switch | Push Buttons | HARMONY XAC ROUND HEAD FOR PUSHBUTTON RED BOOTED | 2004592 | XACA9414 | SCHNEIDER ELECTRIC | 375 | https://pim-kvc.soneparsea.com:3443/PictureServer/default.aspx/schneider-xaca9414_image1.jpg?A3889C9397807479A2A1C7A8BAA5959DB4AAC672CA98939589798579B1A09D95B7AA8573BCA797 | https://pim-kvc.soneparsea.com:3443/PictureServer/default.aspx/schneider-xaca9414.pdf?81788B76AEAA939CBEAABDA9B7A95DACB1A8B57E86686462C0A9BA | HARMONY XAC ROUND HEAD FOR PUSHBUTTON SPRING RETURN XAC-A RED BOOTED | Booted push button | Colour front ring | Black
| 16 | Automation and Control | Industrial Switch | Push Buttons | HARMONY XAC ROUND HEAD FOR PUSHBUTTON RED BOOTED | 2004592 | XACA9414 | SCHNEIDER ELECTRIC | 375 | https://pim-kvc.soneparsea.com:3443/PictureServer/default.aspx/schneider-xaca9414_image1.jpg?A3889C9397807479A2A1C7A8BAA5959DB4AAC672CA98939589798579B1A09D95B7AA8573BCA797 | https://pim-kvc.soneparsea.com:3443/PictureServer/default.aspx/schneider-xaca9414.pdf?81788B76AEAA939CBEAABDA9B7A95DACB1A8B57E86686462C0A9BA | HARMONY XAC ROUND HEAD FOR PUSHBUTTON SPRING RETURN XAC-A RED BOOTED | Booted push button | Degree of protection (IP), front side | IP65
| 17 | Automation and Control | Industrial Switch | Industrial Switch Accessories | HARMONY XAC PROTECTIVE GUARD FOR SELECTOR SWITCH | 2004593 | XACA982 | SCHNEIDER ELECTRIC | 1300 | https://pim-kvc.soneparsea.com:3443/PictureServer/default.aspx/schneider-xaca982_image1.jpg?A3889C9397807479A2A1C7A8BAA5959DB4AAC672CA989395897D86A4BBA4919BB57682AFC29E | https://pim-kvc.soneparsea.com:3443/PictureServer/default.aspx/schneider-xaca982.pdf?81788B76AEAA939CBEAABDA9B7A95DACB1A8B57E8A695EA4B4AB | HARMONY XAC PROTECTIVE GUARD FOR MUSHROOM HEAD OR SELECTOR SWITCH BOTTOM MOUNTED | Harmony XAC Guard suitable for all station types. | Type of electrical accessory/spare part | Other
| 17 | Automation and Control | Industrial Switch | Industrial Switch Accessories | HARMONY XAC PROTECTIVE GUARD FOR SELECTOR SWITCH | 2004593 | XACA982 | SCHNEIDER ELECTRIC | 1300 | https://pim-kvc.soneparsea.com:3443/PictureServer/default.aspx/schneider-xaca982_image1.jpg?A3889C9397807479A2A1C7A8BAA5959DB4AAC672CA989395897D86A4BBA4919BB57682AFC29E | https://pim-kvc.soneparsea.com:3443/PictureServer/default.aspx/schneider-xaca982.pdf?81788B76AEAA939CBEAABDA9B7A95DACB1A8B57E8A695EA4B4AB | HARMONY XAC PROTECTIVE GUARD FOR MUSHROOM HEAD OR SELECTOR SWITCH BOTTOM MOUNTED | Harmony XAC Guard suitable for all station types. | Type of mechanical accessory/spare part | Protective collar
| 18 | Automation and Control | Industrial Switch | Push Buttons | HARMONY XALD CONTROL STATION START OR STOP FUNCTION 1NO+1NC | 2004598 | XALD213 | SCHNEIDER ELECTRIC | 2260 | https://pim-kvc.soneparsea.com:3443/PictureServer/default.aspx/schneider-xald213_image1.jpg?A3889C9397807479A2A1C7A8BAA5959DB4AAC672CA989C98827687A4BBA4919BB57682AFC29E | https://pim-kvc.soneparsea.com:3443/PictureServer/default.aspx/schneider-xald213.pdf?81788B76AEAA939CBEAABDA9B7A95DACB1B1B877836A5EA4B4AB | HARMONY XALD CONTROL STATION XAL-D START OR STOP FUNCTION 1NO+1NC | This Schneider Electric XALD dark grey control station is ideal to control start and stop operations in machines. It has 1 green ( I ) and 1 red ( O ) pushbutton with 1 normally open contact for the green button and 1 normally closed contact for the red button. It is IP65 / NEMA type 4. This dark grey control station enables machine builders to easily add control and signalling functionality on their machines, with permanent modifications or damage to their machine body. It is designed for simple and mass production machines, textiles, packaging, handling small lifting systems, control of garage doors, rolling shutters, smoke extraction vents. It is compatible with Harmony XB5 range pushbuttons, switches and pilot lights. It is also resistant to chemicals and offers double insulation. | Number of command positions | 2
| 18 | Automation and Control | Industrial Switch | Push Buttons | HARMONY XALD CONTROL STATION START OR STOP FUNCTION 1NO+1NC | 2004598 | XALD213 | SCHNEIDER ELECTRIC | 2260 | https://pim-kvc.soneparsea.com:3443/PictureServer/default.aspx/schneider-xald213_image1.jpg?A3889C9397807479A2A1C7A8BAA5959DB4AAC672CA989C98827687A4BBA4919BB57682AFC29E | https://pim-kvc.soneparsea.com:3443/PictureServer/default.aspx/schneider-xald213.pdf?81788B76AEAA939CBEAABDA9B7A95DACB1B1B877836A5EA4B4AB | HARMONY XALD CONTROL STATION XAL-D START OR STOP FUNCTION 1NO+1NC | This Schneider Electric XALD dark grey control station is ideal to control start and stop operations in machines. It has 1 green ( I ) and 1 red ( O ) pushbutton with 1 normally open contact for the green button and 1 normally closed contact for the red button. It is IP65 / NEMA type 4. This dark grey control station enables machine builders to easily add control and signalling functionality on their machines, with permanent modifications or damage to their machine body. It is designed for simple and mass production machines, textiles, packaging, handling small lifting systems, control of garage doors, rolling shutters, smoke extraction vents. It is compatible with Harmony XB5 range pushbuttons, switches and pilot lights. It is also resistant to chemicals and offers double insulation. | Number of push buttons | 0
| 18 | Automation and Control | Industrial Switch | Push Buttons | HARMONY XALD CONTROL STATION START OR STOP FUNCTION 1NO+1NC | 2004598 | XALD213 | SCHNEIDER ELECTRIC | 2260 | https://pim-kvc.soneparsea.com:3443/PictureServer/default.aspx/schneider-xald213_image1.jpg?A3889C9397807479A2A1C7A8BAA5959DB4AAC672CA989C98827687A4BBA4919BB57682AFC29E | https://pim-kvc.soneparsea.com:3443/PictureServer/default.aspx/schneider-xald213.pdf?81788B76AEAA939CBEAABDA9B7A95DACB1B1B877836A5EA4B4AB | HARMONY XALD CONTROL STATION XAL-D START OR STOP FUNCTION 1NO+1NC | This Schneider Electric XALD dark grey control station is ideal to control start and stop operations in machines. It has 1 green ( I ) and 1 red ( O ) pushbutton with 1 normally open contact for the green button and 1 normally closed contact for the red button. It is IP65 / NEMA type 4. This dark grey control station enables machine builders to easily add control and signalling functionality on their machines, with permanent modifications or damage to their machine body. It is designed for simple and mass production machines, textiles, packaging, handling small lifting systems, control of garage doors, rolling shutters, smoke extraction vents. It is compatible with Harmony XB5 range pushbuttons, switches and pilot lights. It is also resistant to chemicals and offers double insulation. | Number of indicator lights | 0
| 18 | Automation and Control | Industrial Switch | Push Buttons | HARMONY XALD CONTROL STATION START OR STOP FUNCTION 1NO+1NC | 2004598 | XALD213 | SCHNEIDER ELECTRIC | 2260 | https://pim-kvc.soneparsea.com:3443/PictureServer/default.aspx/schneider-xald213_image1.jpg?A3889C9397807479A2A1C7A8BAA5959DB4AAC672CA989C98827687A4BBA4919BB57682AFC29E | https://pim-kvc.soneparsea.com:3443/PictureServer/default.aspx/schneider-xald213.pdf?81788B76AEAA939CBEAABDA9B7A95DACB1B1B877836A5EA4B4AB | HARMONY XALD CONTROL STATION XAL-D START OR STOP FUNCTION 1NO+1NC | This Schneider Electric XALD dark grey control station is ideal to control start and stop operations in machines. It has 1 green ( I ) and 1 red ( O ) pushbutton with 1 normally open contact for the green button and 1 normally closed contact for the red button. It is IP65 / NEMA type 4. This dark grey control station enables machine builders to easily add control and signalling functionality on their machines, with permanent modifications or damage to their machine body. It is designed for simple and mass production machines, textiles, packaging, handling small lifting systems, control of garage doors, rolling shutters, smoke extraction vents. It is compatible with Harmony XB5 range pushbuttons, switches and pilot lights. It is also resistant to chemicals and offers double insulation. | Number of key switches | 0
| 18 | Automation and Control | Industrial Switch | Push Buttons | HARMONY XALD CONTROL STATION START OR STOP FUNCTION 1NO+1NC | 2004598 | XALD213 | SCHNEIDER ELECTRIC | 2260 | https://pim-kvc.soneparsea.com:3443/PictureServer/default.aspx/schneider-xald213_image1.jpg?A3889C9397807479A2A1C7A8BAA5959DB4AAC672CA989C98827687A4BBA4919BB57682AFC29E | https://pim-kvc.soneparsea.com:3443/PictureServer/default.aspx/schneider-xald213.pdf?81788B76AEAA939CBEAABDA9B7A95DACB1B1B877836A5EA4B4AB | HARMONY XALD CONTROL STATION XAL-D START OR STOP FUNCTION 1NO+1NC | This Schneider Electric XALD dark grey control station is ideal to control start and stop operations in machines. It has 1 green ( I ) and 1 red ( O ) pushbutton with 1 normally open contact for the green button and 1 normally closed contact for the red button. It is IP65 / NEMA type 4. This dark grey control station enables machine builders to easily add control and signalling functionality on their machines, with permanent modifications or damage to their machine body. It is designed for simple and mass production machines, textiles, packaging, handling small lifting systems, control of garage doors, rolling shutters, smoke extraction vents. It is compatible with Harmony XB5 range pushbuttons, switches and pilot lights. It is also resistant to chemicals and offers double insulation. | Number of selector switches | 0
| 18 | Automation and Control | Industrial Switch | Push Buttons | HARMONY XALD CONTROL STATION START OR STOP FUNCTION 1NO+1NC | 2004598 | XALD213 | SCHNEIDER ELECTRIC | 2260 | https://pim-kvc.soneparsea.com:3443/PictureServer/default.aspx/schneider-xald213_image1.jpg?A3889C9397807479A2A1C7A8BAA5959DB4AAC672CA989C98827687A4BBA4919BB57682AFC29E | https://pim-kvc.soneparsea.com:3443/PictureServer/default.aspx/schneider-xald213.pdf?81788B76AEAA939CBEAABDA9B7A95DACB1B1B877836A5EA4B4AB | HARMONY XALD CONTROL STATION XAL-D START OR STOP FUNCTION 1NO+1NC | This Schneider Electric XALD dark grey control station is ideal to control start and stop operations in machines. It has 1 green ( I ) and 1 red ( O ) pushbutton with 1 normally open contact for the green button and 1 normally closed contact for the red button. It is IP65 / NEMA type 4. This dark grey control station enables machine builders to easily add control and signalling functionality on their machines, with permanent modifications or damage to their machine body. It is designed for simple and mass production machines, textiles, packaging, handling small lifting systems, control of garage doors, rolling shutters, smoke extraction vents. It is compatible with Harmony XB5 range pushbuttons, switches and pilot lights. It is also resistant to chemicals and offers double insulation. | Number of mushroom-shaped push-buttons | 0
| 18 | Automation and Control | Industrial Switch | Push Buttons | HARMONY XALD CONTROL STATION START OR STOP FUNCTION 1NO+1NC | 2004598 | XALD213 | SCHNEIDER ELECTRIC | 2260 | https://pim-kvc.soneparsea.com:3443/PictureServer/default.aspx/schneider-xald213_image1.jpg?A3889C9397807479A2A1C7A8BAA5959DB4AAC672CA989C98827687A4BBA4919BB57682AFC29E | https://pim-kvc.soneparsea.com:3443/PictureServer/default.aspx/schneider-xald213.pdf?81788B76AEAA939CBEAABDA9B7A95DACB1B1B877836A5EA4B4AB | HARMONY XALD CONTROL STATION XAL-D START OR STOP FUNCTION 1NO+1NC | This Schneider Electric XALD dark grey control station is ideal to control start and stop operations in machines. It has 1 green ( I ) and 1 red ( O ) pushbutton with 1 normally open contact for the green button and 1 normally closed contact for the red button. It is IP65 / NEMA type 4. This dark grey control station enables machine builders to easily add control and signalling functionality on their machines, with permanent modifications or damage to their machine body. It is designed for simple and mass production machines, textiles, packaging, handling small lifting systems, control of garage doors, rolling shutters, smoke extraction vents. It is compatible with Harmony XB5 range pushbuttons, switches and pilot lights. It is also resistant to chemicals and offers double insulation. | Suitable for emergency stop | no
| 18 | Automation and Control | Industrial Switch | Push Buttons | HARMONY XALD CONTROL STATION START OR STOP FUNCTION 1NO+1NC | 2004598 | XALD213 | SCHNEIDER ELECTRIC | 2260 | https://pim-kvc.soneparsea.com:3443/PictureServer/default.aspx/schneider-xald213_image1.jpg?A3889C9397807479A2A1C7A8BAA5959DB4AAC672CA989C98827687A4BBA4919BB57682AFC29E | https://pim-kvc.soneparsea.com:3443/PictureServer/default.aspx/schneider-xald213.pdf?81788B76AEAA939CBEAABDA9B7A95DACB1B1B877836A5EA4B4AB | HARMONY XALD CONTROL STATION XAL-D START OR STOP FUNCTION 1NO+1NC | This Schneider Electric XALD dark grey control station is ideal to control start and stop operations in machines. It has 1 green ( I ) and 1 red ( O ) pushbutton with 1 normally open contact for the green button and 1 normally closed contact for the red button. It is IP65 / NEMA type 4. This dark grey control station enables machine builders to easily add control and signalling functionality on their machines, with permanent modifications or damage to their machine body. It is designed for simple and mass production machines, textiles, packaging, handling small lifting systems, control of garage doors, rolling shutters, smoke extraction vents. It is compatible with Harmony XB5 range pushbuttons, switches and pilot lights. It is also resistant to chemicals and offers double insulation. | Rated control supply voltage Us at AC 50HZ | 24...230V
| 18 | Automation and Control | Industrial Switch | Push Buttons | HARMONY XALD CONTROL STATION START OR STOP FUNCTION 1NO+1NC | 2004598 | XALD213 | SCHNEIDER ELECTRIC | 2260 | https://pim-kvc.soneparsea.com:3443/PictureServer/default.aspx/schneider-xald213_image1.jpg?A3889C9397807479A2A1C7A8BAA5959DB4AAC672CA989C98827687A4BBA4919BB57682AFC29E | https://pim-kvc.soneparsea.com:3443/PictureServer/default.aspx/schneider-xald213.pdf?81788B76AEAA939CBEAABDA9B7A95DACB1B1B877836A5EA4B4AB | HARMONY XALD CONTROL STATION XAL-D START OR STOP FUNCTION 1NO+1NC | This Schneider Electric XALD dark grey control station is ideal to control start and stop operations in machines. It has 1 green ( I ) and 1 red ( O ) pushbutton with 1 normally open contact for the green button and 1 normally closed contact for the red button. It is IP65 / NEMA type 4. This dark grey control station enables machine builders to easily add control and signalling functionality on their machines, with permanent modifications or damage to their machine body. It is designed for simple and mass production machines, textiles, packaging, handling small lifting systems, control of garage doors, rolling shutters, smoke extraction vents. It is compatible with Harmony XB5 range pushbuttons, switches and pilot lights. It is also resistant to chemicals and offers double insulation. | Rated control supply voltage Us at AC 60HZ | 0...0V
| 18 | Automation and Control | Industrial Switch | Push Buttons | HARMONY XALD CONTROL STATION START OR STOP FUNCTION 1NO+1NC | 2004598 | XALD213 | SCHNEIDER ELECTRIC | 2260 | https://pim-kvc.soneparsea.com:3443/PictureServer/default.aspx/schneider-xald213_image1.jpg?A3889C9397807479A2A1C7A8BAA5959DB4AAC672CA989C98827687A4BBA4919BB57682AFC29E | https://pim-kvc.soneparsea.com:3443/PictureServer/default.aspx/schneider-xald213.pdf?81788B76AEAA939CBEAABDA9B7A95DACB1B1B877836A5EA4B4AB | HARMONY XALD CONTROL STATION XAL-D START OR STOP FUNCTION 1NO+1NC | This Schneider Electric XALD dark grey control station is ideal to control start and stop operations in machines. It has 1 green ( I ) and 1 red ( O ) pushbutton with 1 normally open contact for the green button and 1 normally closed contact for the red button. It is IP65 / NEMA type 4. This dark grey control station enables machine builders to easily add control and signalling functionality on their machines, with permanent modifications or damage to their machine body. It is designed for simple and mass production machines, textiles, packaging, handling small lifting systems, control of garage doors, rolling shutters, smoke extraction vents. It is compatible with Harmony XB5 range pushbuttons, switches and pilot lights. It is also resistant to chemicals and offers double insulation. | Rated control supply voltage Us at DC | 0...0V
| 18 | Automation and Control | Industrial Switch | Push Buttons | HARMONY XALD CONTROL STATION START OR STOP FUNCTION 1NO+1NC | 2004598 | XALD213 | SCHNEIDER ELECTRIC | 2260 | https://pim-kvc.soneparsea.com:3443/PictureServer/default.aspx/schneider-xald213_image1.jpg?A3889C9397807479A2A1C7A8BAA5959DB4AAC672CA989C98827687A4BBA4919BB57682AFC29E | https://pim-kvc.soneparsea.com:3443/PictureServer/default.aspx/schneider-xald213.pdf?81788B76AEAA939CBEAABDA9B7A95DACB1B1B877836A5EA4B4AB | HARMONY XALD CONTROL STATION XAL-D START OR STOP FUNCTION 1NO+1NC | This Schneider Electric XALD dark grey control station is ideal to control start and stop operations in machines. It has 1 green ( I ) and 1 red ( O ) pushbutton with 1 normally open contact for the green button and 1 normally closed contact for the red button. It is IP65 / NEMA type 4. This dark grey control station enables machine builders to easily add control and signalling functionality on their machines, with permanent modifications or damage to their machine body. It is designed for simple and mass production machines, textiles, packaging, handling small lifting systems, control of garage doors, rolling shutters, smoke extraction vents. It is compatible with Harmony XB5 range pushbuttons, switches and pilot lights. It is also resistant to chemicals and offers double insulation. | Colour housing cover | Grey
| 18 | Automation and Control | Industrial Switch | Push Buttons | HARMONY XALD CONTROL STATION START OR STOP FUNCTION 1NO+1NC | 2004598 | XALD213 | SCHNEIDER ELECTRIC | 2260 | https://pim-kvc.soneparsea.com:3443/PictureServer/default.aspx/schneider-xald213_image1.jpg?A3889C9397807479A2A1C7A8BAA5959DB4AAC672CA989C98827687A4BBA4919BB57682AFC29E | https://pim-kvc.soneparsea.com:3443/PictureServer/default.aspx/schneider-xald213.pdf?81788B76AEAA939CBEAABDA9B7A95DACB1B1B877836A5EA4B4AB | HARMONY XALD CONTROL STATION XAL-D START OR STOP FUNCTION 1NO+1NC | This Schneider Electric XALD dark grey control station is ideal to control start and stop operations in machines. It has 1 green ( I ) and 1 red ( O ) pushbutton with 1 normally open contact for the green button and 1 normally closed contact for the red button. It is IP65 / NEMA type 4. This dark grey control station enables machine builders to easily add control and signalling functionality on their machines, with permanent modifications or damage to their machine body. It is designed for simple and mass production machines, textiles, packaging, handling small lifting systems, control of garage doors, rolling shutters, smoke extraction vents. It is compatible with Harmony XB5 range pushbuttons, switches and pilot lights. It is also resistant to chemicals and offers double insulation. | Material housing | Plastic
| 18 | Automation and Control | Industrial Switch | Push Buttons | HARMONY XALD CONTROL STATION START OR STOP FUNCTION 1NO+1NC | 2004598 | XALD213 | SCHNEIDER ELECTRIC | 2260 | https://pim-kvc.soneparsea.com:3443/PictureServer/default.aspx/schneider-xald213_image1.jpg?A3889C9397807479A2A1C7A8BAA5959DB4AAC672CA989C98827687A4BBA4919BB57682AFC29E | https://pim-kvc.soneparsea.com:3443/PictureServer/default.aspx/schneider-xald213.pdf?81788B76AEAA939CBEAABDA9B7A95DACB1B1B877836A5EA4B4AB | HARMONY XALD CONTROL STATION XAL-D START OR STOP FUNCTION 1NO+1NC | This Schneider Electric XALD dark grey control station is ideal to control start and stop operations in machines. It has 1 green ( I ) and 1 red ( O ) pushbutton with 1 normally open contact for the green button and 1 normally closed contact for the red button. It is IP65 / NEMA type 4. This dark grey control station enables machine builders to easily add control and signalling functionality on their machines, with permanent modifications or damage to their machine body. It is designed for simple and mass production machines, textiles, packaging, handling small lifting systems, control of garage doors, rolling shutters, smoke extraction vents. It is compatible with Harmony XB5 range pushbuttons, switches and pilot lights. It is also resistant to chemicals and offers double insulation. | Number of contacts as normally open contact | 1
| 18 | Automation and Control | Industrial Switch | Push Buttons | HARMONY XALD CONTROL STATION START OR STOP FUNCTION 1NO+1NC | 2004598 | XALD213 | SCHNEIDER ELECTRIC | 2260 | https://pim-kvc.soneparsea.com:3443/PictureServer/default.aspx/schneider-xald213_image1.jpg?A3889C9397807479A2A1C7A8BAA5959DB4AAC672CA989C98827687A4BBA4919BB57682AFC29E | https://pim-kvc.soneparsea.com:3443/PictureServer/default.aspx/schneider-xald213.pdf?81788B76AEAA939CBEAABDA9B7A95DACB1B1B877836A5EA4B4AB | HARMONY XALD CONTROL STATION XAL-D START OR STOP FUNCTION 1NO+1NC | This Schneider Electric XALD dark grey control station is ideal to control start and stop operations in machines. It has 1 green ( I ) and 1 red ( O ) pushbutton with 1 normally open contact for the green button and 1 normally closed contact for the red button. It is IP65 / NEMA type 4. This dark grey control station enables machine builders to easily add control and signalling functionality on their machines, with permanent modifications or damage to their machine body. It is designed for simple and mass production machines, textiles, packaging, handling small lifting systems, control of garage doors, rolling shutters, smoke extraction vents. It is compatible with Harmony XB5 range pushbuttons, switches and pilot lights. It is also resistant to chemicals and offers double insulation. | Number of contacts as normally closed contact | 1
| 18 | Automation and Control | Industrial Switch | Push Buttons | HARMONY XALD CONTROL STATION START OR STOP FUNCTION 1NO+1NC | 2004598 | XALD213 | SCHNEIDER ELECTRIC | 2260 | https://pim-kvc.soneparsea.com:3443/PictureServer/default.aspx/schneider-xald213_image1.jpg?A3889C9397807479A2A1C7A8BAA5959DB4AAC672CA989C98827687A4BBA4919BB57682AFC29E | https://pim-kvc.soneparsea.com:3443/PictureServer/default.aspx/schneider-xald213.pdf?81788B76AEAA939CBEAABDA9B7A95DACB1B1B877836A5EA4B4AB | HARMONY XALD CONTROL STATION XAL-D START OR STOP FUNCTION 1NO+1NC | This Schneider Electric XALD dark grey control station is ideal to control start and stop operations in machines. It has 1 green ( I ) and 1 red ( O ) pushbutton with 1 normally open contact for the green button and 1 normally closed contact for the red button. It is IP65 / NEMA type 4. This dark grey control station enables machine builders to easily add control and signalling functionality on their machines, with permanent modifications or damage to their machine body. It is designed for simple and mass production machines, textiles, packaging, handling small lifting systems, control of garage doors, rolling shutters, smoke extraction vents. It is compatible with Harmony XB5 range pushbuttons, switches and pilot lights. It is also resistant to chemicals and offers double insulation. | Number of contacts as change-over contact | 0
| 18 | Automation and Control | Industrial Switch | Push Buttons | HARMONY XALD CONTROL STATION START OR STOP FUNCTION 1NO+1NC | 2004598 | XALD213 | SCHNEIDER ELECTRIC | 2260 | https://pim-kvc.soneparsea.com:3443/PictureServer/default.aspx/schneider-xald213_image1.jpg?A3889C9397807479A2A1C7A8BAA5959DB4AAC672CA989C98827687A4BBA4919BB57682AFC29E | https://pim-kvc.soneparsea.com:3443/PictureServer/default.aspx/schneider-xald213.pdf?81788B76AEAA939CBEAABDA9B7A95DACB1B1B877836A5EA4B4AB | HARMONY XALD CONTROL STATION XAL-D START OR STOP FUNCTION 1NO+1NC | This Schneider Electric XALD dark grey control station is ideal to control start and stop operations in machines. It has 1 green ( I ) and 1 red ( O ) pushbutton with 1 normally open contact for the green button and 1 normally closed contact for the red button. It is IP65 / NEMA type 4. This dark grey control station enables machine builders to easily add control and signalling functionality on their machines, with permanent modifications or damage to their machine body. It is designed for simple and mass production machines, textiles, packaging, handling small lifting systems, control of garage doors, rolling shutters, smoke extraction vents. It is compatible with Harmony XB5 range pushbuttons, switches and pilot lights. It is also resistant to chemicals and offers double insulation. | Degree of protection (IP) | IP66
| 18 | Automation and Control | Industrial Switch | Push Buttons | HARMONY XALD CONTROL STATION START OR STOP FUNCTION 1NO+1NC | 2004598 | XALD213 | SCHNEIDER ELECTRIC | 2260 | https://pim-kvc.soneparsea.com:3443/PictureServer/default.aspx/schneider-xald213_image1.jpg?A3889C9397807479A2A1C7A8BAA5959DB4AAC672CA989C98827687A4BBA4919BB57682AFC29E | https://pim-kvc.soneparsea.com:3443/PictureServer/default.aspx/schneider-xald213.pdf?81788B76AEAA939CBEAABDA9B7A95DACB1B1B877836A5EA4B4AB | HARMONY XALD CONTROL STATION XAL-D START OR STOP FUNCTION 1NO+1NC | This Schneider Electric XALD dark grey control station is ideal to control start and stop operations in machines. It has 1 green ( I ) and 1 red ( O ) pushbutton with 1 normally open contact for the green button and 1 normally closed contact for the red button. It is IP65 / NEMA type 4. This dark grey control station enables machine builders to easily add control and signalling functionality on their machines, with permanent modifications or damage to their machine body. It is designed for simple and mass production machines, textiles, packaging, handling small lifting systems, control of garage doors, rolling shutters, smoke extraction vents. It is compatible with Harmony XB5 range pushbuttons, switches and pilot lights. It is also resistant to chemicals and offers double insulation. | Degree of protection (NEMA) | Other
| 19 | Automation and Control | Industrial Switch | Pilot Lamps | HARMONY XB7 ROUND PILOT LIGHT INTEGRAL LED 24V YELLOW | 2004627 | XB7EV05BP | SCHNEIDER ELECTRIC | 210 | https://pim-kvc.soneparsea.com:3443/PictureServer/default.aspx/schneider-xb7ev05bp_image1.jpg?A3889C9397807479A2A1C7A8BAA5959DB4AAC672CA996799C67589A7C29699A1B1ACB97680A1A09B | https://pim-kvc.soneparsea.com:3443/PictureServer/default.aspx/schneider-XB7-EV05BP.pdf?81788B76AEAA939CBEAABDA9B7A95D8C927C818AA8676576A073C4A9B8 | HARMONY XB7 ROUND PILOT LIGHT INTEGRAL LED Ø22 24V YELLOW | This Schneider Electric Harmony XB7 plain lens monolithic yellow pilot light is supplied with 24Vac/dc, uses an integral LED and screw clamp terminals. This single component pilot light provides clear visual feedback on the status of your machines. It is easily installed into standard 22 mm diameter cut-outs and connected with simple screw-clamp connections. It is clearly distinguishable visually at a distance due to clear colors and illumination via integral LED, enabling complex machine statuses to be read at a glance. It is impact resistant, dust proof, waterproof and vibration resistant thanks to its IP65, making it ideal for operation in harsh environments. | Number of indicator lights | 1
| 19 | Automation and Control | Industrial Switch | Pilot Lamps | HARMONY XB7 ROUND PILOT LIGHT INTEGRAL LED 24V YELLOW | 2004627 | XB7EV05BP | SCHNEIDER ELECTRIC | 210 | https://pim-kvc.soneparsea.com:3443/PictureServer/default.aspx/schneider-xb7ev05bp_image1.jpg?A3889C9397807479A2A1C7A8BAA5959DB4AAC672CA996799C67589A7C29699A1B1ACB97680A1A09B | https://pim-kvc.soneparsea.com:3443/PictureServer/default.aspx/schneider-XB7-EV05BP.pdf?81788B76AEAA939CBEAABDA9B7A95D8C927C818AA8676576A073C4A9B8 | HARMONY XB7 ROUND PILOT LIGHT INTEGRAL LED Ø22 24V YELLOW | This Schneider Electric Harmony XB7 plain lens monolithic yellow pilot light is supplied with 24Vac/dc, uses an integral LED and screw clamp terminals. This single component pilot light provides clear visual feedback on the status of your machines. It is easily installed into standard 22 mm diameter cut-outs and connected with simple screw-clamp connections. It is clearly distinguishable visually at a distance due to clear colors and illumination via integral LED, enabling complex machine statuses to be read at a glance. It is impact resistant, dust proof, waterproof and vibration resistant thanks to its IP65, making it ideal for operation in harsh environments. | Colour lens | Yellow
| 19 | Automation and Control | Industrial Switch | Pilot Lamps | HARMONY XB7 ROUND PILOT LIGHT INTEGRAL LED 24V YELLOW | 2004627 | XB7EV05BP | SCHNEIDER ELECTRIC | 210 | https://pim-kvc.soneparsea.com:3443/PictureServer/default.aspx/schneider-xb7ev05bp_image1.jpg?A3889C9397807479A2A1C7A8BAA5959DB4AAC672CA996799C67589A7C29699A1B1ACB97680A1A09B | https://pim-kvc.soneparsea.com:3443/PictureServer/default.aspx/schneider-XB7-EV05BP.pdf?81788B76AEAA939CBEAABDA9B7A95D8C927C818AA8676576A073C4A9B8 | HARMONY XB7 ROUND PILOT LIGHT INTEGRAL LED Ø22 24V YELLOW | This Schneider Electric Harmony XB7 plain lens monolithic yellow pilot light is supplied with 24Vac/dc, uses an integral LED and screw clamp terminals. This single component pilot light provides clear visual feedback on the status of your machines. It is easily installed into standard 22 mm diameter cut-outs and connected with simple screw-clamp connections. It is clearly distinguishable visually at a distance due to clear colors and illumination via integral LED, enabling complex machine statuses to be read at a glance. It is impact resistant, dust proof, waterproof and vibration resistant thanks to its IP65, making it ideal for operation in harsh environments. | Type of lamp socket | LED
| 19 | Automation and Control | Industrial Switch | Pilot Lamps | HARMONY XB7 ROUND PILOT LIGHT INTEGRAL LED 24V YELLOW | 2004627 | XB7EV05BP | SCHNEIDER ELECTRIC | 210 | https://pim-kvc.soneparsea.com:3443/PictureServer/default.aspx/schneider-xb7ev05bp_image1.jpg?A3889C9397807479A2A1C7A8BAA5959DB4AAC672CA996799C67589A7C29699A1B1ACB97680A1A09B | https://pim-kvc.soneparsea.com:3443/PictureServer/default.aspx/schneider-XB7-EV05BP.pdf?81788B76AEAA939CBEAABDA9B7A95D8C927C818AA8676576A073C4A9B8 | HARMONY XB7 ROUND PILOT LIGHT INTEGRAL LED Ø22 24V YELLOW | This Schneider Electric Harmony XB7 plain lens monolithic yellow pilot light is supplied with 24Vac/dc, uses an integral LED and screw clamp terminals. This single component pilot light provides clear visual feedback on the status of your machines. It is easily installed into standard 22 mm diameter cut-outs and connected with simple screw-clamp connections. It is clearly distinguishable visually at a distance due to clear colors and illumination via integral LED, enabling complex machine statuses to be read at a glance. It is impact resistant, dust proof, waterproof and vibration resistant thanks to its IP65, making it ideal for operation in harsh environments. | With light source | yes
| 19 | Automation and Control | Industrial Switch | Pilot Lamps | HARMONY XB7 ROUND PILOT LIGHT INTEGRAL LED 24V YELLOW | 2004627 | XB7EV05BP | SCHNEIDER ELECTRIC | 210 | https://pim-kvc.soneparsea.com:3443/PictureServer/default.aspx/schneider-xb7ev05bp_image1.jpg?A3889C9397807479A2A1C7A8BAA5959DB4AAC672CA996799C67589A7C29699A1B1ACB97680A1A09B | https://pim-kvc.soneparsea.com:3443/PictureServer/default.aspx/schneider-XB7-EV05BP.pdf?81788B76AEAA939CBEAABDA9B7A95D8C927C818AA8676576A073C4A9B8 | HARMONY XB7 ROUND PILOT LIGHT INTEGRAL LED Ø22 24V YELLOW | This Schneider Electric Harmony XB7 plain lens monolithic yellow pilot light is supplied with 24Vac/dc, uses an integral LED and screw clamp terminals. This single component pilot light provides clear visual feedback on the status of your machines. It is easily installed into standard 22 mm diameter cut-outs and connected with simple screw-clamp connections. It is clearly distinguishable visually at a distance due to clear colors and illumination via integral LED, enabling complex machine statuses to be read at a glance. It is impact resistant, dust proof, waterproof and vibration resistant thanks to its IP65, making it ideal for operation in harsh environments. | Rated operating voltage Ue | 24...24V
| 19 | Automation and Control | Industrial Switch | Pilot Lamps | HARMONY XB7 ROUND PILOT LIGHT INTEGRAL LED 24V YELLOW | 2004627 | XB7EV05BP | SCHNEIDER ELECTRIC | 210 | https://pim-kvc.soneparsea.com:3443/PictureServer/default.aspx/schneider-xb7ev05bp_image1.jpg?A3889C9397807479A2A1C7A8BAA5959DB4AAC672CA996799C67589A7C29699A1B1ACB97680A1A09B | https://pim-kvc.soneparsea.com:3443/PictureServer/default.aspx/schneider-XB7-EV05BP.pdf?81788B76AEAA939CBEAABDA9B7A95D8C927C818AA8676576A073C4A9B8 | HARMONY XB7 ROUND PILOT LIGHT INTEGRAL LED Ø22 24V YELLOW | This Schneider Electric Harmony XB7 plain lens monolithic yellow pilot light is supplied with 24Vac/dc, uses an integral LED and screw clamp terminals. This single component pilot light provides clear visual feedback on the status of your machines. It is easily installed into standard 22 mm diameter cut-outs and connected with simple screw-clamp connections. It is clearly distinguishable visually at a distance due to clear colors and illumination via integral LED, enabling complex machine statuses to be read at a glance. It is impact resistant, dust proof, waterproof and vibration resistant thanks to its IP65, making it ideal for operation in harsh environments. | Voltage type | AC/DC
| 19 | Automation and Control | Industrial Switch | Pilot Lamps | HARMONY XB7 ROUND PILOT LIGHT INTEGRAL LED 24V YELLOW | 2004627 | XB7EV05BP | SCHNEIDER ELECTRIC | 210 | https://pim-kvc.soneparsea.com:3443/PictureServer/default.aspx/schneider-xb7ev05bp_image1.jpg?A3889C9397807479A2A1C7A8BAA5959DB4AAC672CA996799C67589A7C29699A1B1ACB97680A1A09B | https://pim-kvc.soneparsea.com:3443/PictureServer/default.aspx/schneider-XB7-EV05BP.pdf?81788B76AEAA939CBEAABDA9B7A95D8C927C818AA8676576A073C4A9B8 | HARMONY XB7 ROUND PILOT LIGHT INTEGRAL LED Ø22 24V YELLOW | This Schneider Electric Harmony XB7 plain lens monolithic yellow pilot light is supplied with 24Vac/dc, uses an integral LED and screw clamp terminals. This single component pilot light provides clear visual feedback on the status of your machines. It is easily installed into standard 22 mm diameter cut-outs and connected with simple screw-clamp connections. It is clearly distinguishable visually at a distance due to clear colors and illumination via integral LED, enabling complex machine statuses to be read at a glance. It is impact resistant, dust proof, waterproof and vibration resistant thanks to its IP65, making it ideal for operation in harsh environments. | Type of electric connection | Screw connection
| 19 | Automation and Control | Industrial Switch | Pilot Lamps | HARMONY XB7 ROUND PILOT LIGHT INTEGRAL LED 24V YELLOW | 2004627 | XB7EV05BP | SCHNEIDER ELECTRIC | 210 | https://pim-kvc.soneparsea.com:3443/PictureServer/default.aspx/schneider-xb7ev05bp_image1.jpg?A3889C9397807479A2A1C7A8BAA5959DB4AAC672CA996799C67589A7C29699A1B1ACB97680A1A09B | https://pim-kvc.soneparsea.com:3443/PictureServer/default.aspx/schneider-XB7-EV05BP.pdf?81788B76AEAA939CBEAABDA9B7A95D8C927C818AA8676576A073C4A9B8 | HARMONY XB7 ROUND PILOT LIGHT INTEGRAL LED Ø22 24V YELLOW | This Schneider Electric Harmony XB7 plain lens monolithic yellow pilot light is supplied with 24Vac/dc, uses an integral LED and screw clamp terminals. This single component pilot light provides clear visual feedback on the status of your machines. It is easily installed into standard 22 mm diameter cut-outs and connected with simple screw-clamp connections. It is clearly distinguishable visually at a distance due to clear colors and illumination via integral LED, enabling complex machine statuses to be read at a glance. It is impact resistant, dust proof, waterproof and vibration resistant thanks to its IP65, making it ideal for operation in harsh environments. | Construction type lens | Round
| 19 | Automation and Control | Industrial Switch | Pilot Lamps | HARMONY XB7 ROUND PILOT LIGHT INTEGRAL LED 24V YELLOW | 2004627 | XB7EV05BP | SCHNEIDER ELECTRIC | 210 | https://pim-kvc.soneparsea.com:3443/PictureServer/default.aspx/schneider-xb7ev05bp_image1.jpg?A3889C9397807479A2A1C7A8BAA5959DB4AAC672CA996799C67589A7C29699A1B1ACB97680A1A09B | https://pim-kvc.soneparsea.com:3443/PictureServer/default.aspx/schneider-XB7-EV05BP.pdf?81788B76AEAA939CBEAABDA9B7A95D8C927C818AA8676576A073C4A9B8 | HARMONY XB7 ROUND PILOT LIGHT INTEGRAL LED Ø22 24V YELLOW | This Schneider Electric Harmony XB7 plain lens monolithic yellow pilot light is supplied with 24Vac/dc, uses an integral LED and screw clamp terminals. This single component pilot light provides clear visual feedback on the status of your machines. It is easily installed into standard 22 mm diameter cut-outs and connected with simple screw-clamp connections. It is clearly distinguishable visually at a distance due to clear colors and illumination via integral LED, enabling complex machine statuses to be read at a glance. It is impact resistant, dust proof, waterproof and vibration resistant thanks to its IP65, making it ideal for operation in harsh environments. | Type of lens | Flat
| 19 | Automation and Control | Industrial Switch | Pilot Lamps | HARMONY XB7 ROUND PILOT LIGHT INTEGRAL LED 24V YELLOW | 2004627 | XB7EV05BP | SCHNEIDER ELECTRIC | 210 | https://pim-kvc.soneparsea.com:3443/PictureServer/default.aspx/schneider-xb7ev05bp_image1.jpg?A3889C9397807479A2A1C7A8BAA5959DB4AAC672CA996799C67589A7C29699A1B1ACB97680A1A09B | https://pim-kvc.soneparsea.com:3443/PictureServer/default.aspx/schneider-XB7-EV05BP.pdf?81788B76AEAA939CBEAABDA9B7A95D8C927C818AA8676576A073C4A9B8 | HARMONY XB7 ROUND PILOT LIGHT INTEGRAL LED Ø22 24V YELLOW | This Schneider Electric Harmony XB7 plain lens monolithic yellow pilot light is supplied with 24Vac/dc, uses an integral LED and screw clamp terminals. This single component pilot light provides clear visual feedback on the status of your machines. It is easily installed into standard 22 mm diameter cut-outs and connected with simple screw-clamp connections. It is clearly distinguishable visually at a distance due to clear colors and illumination via integral LED, enabling complex machine statuses to be read at a glance. It is impact resistant, dust proof, waterproof and vibration resistant thanks to its IP65, making it ideal for operation in harsh environments. | Hole diameter | 22.5mm
| 19 | Automation and Control | Industrial Switch | Pilot Lamps | HARMONY XB7 ROUND PILOT LIGHT INTEGRAL LED 24V YELLOW | 2004627 | XB7EV05BP | SCHNEIDER ELECTRIC | 210 | https://pim-kvc.soneparsea.com:3443/PictureServer/default.aspx/schneider-xb7ev05bp_image1.jpg?A3889C9397807479A2A1C7A8BAA5959DB4AAC672CA996799C67589A7C29699A1B1ACB97680A1A09B | https://pim-kvc.soneparsea.com:3443/PictureServer/default.aspx/schneider-XB7-EV05BP.pdf?81788B76AEAA939CBEAABDA9B7A95D8C927C818AA8676576A073C4A9B8 | HARMONY XB7 ROUND PILOT LIGHT INTEGRAL LED Ø22 24V YELLOW | This Schneider Electric Harmony XB7 plain lens monolithic yellow pilot light is supplied with 24Vac/dc, uses an integral LED and screw clamp terminals. This single component pilot light provides clear visual feedback on the status of your machines. It is easily installed into standard 22 mm diameter cut-outs and connected with simple screw-clamp connections. It is clearly distinguishable visually at a distance due to clear colors and illumination via integral LED, enabling complex machine statuses to be read at a glance. It is impact resistant, dust proof, waterproof and vibration resistant thanks to its IP65, making it ideal for operation in harsh environments. | Width opening | 0mm
| 19 | Automation and Control | Industrial Switch | Pilot Lamps | HARMONY XB7 ROUND PILOT LIGHT INTEGRAL LED 24V YELLOW | 2004627 | XB7EV05BP | SCHNEIDER ELECTRIC | 210 | https://pim-kvc.soneparsea.com:3443/PictureServer/default.aspx/schneider-xb7ev05bp_image1.jpg?A3889C9397807479A2A1C7A8BAA5959DB4AAC672CA996799C67589A7C29699A1B1ACB97680A1A09B | https://pim-kvc.soneparsea.com:3443/PictureServer/default.aspx/schneider-XB7-EV05BP.pdf?81788B76AEAA939CBEAABDA9B7A95D8C927C818AA8676576A073C4A9B8 | HARMONY XB7 ROUND PILOT LIGHT INTEGRAL LED Ø22 24V YELLOW | This Schneider Electric Harmony XB7 plain lens monolithic yellow pilot light is supplied with 24Vac/dc, uses an integral LED and screw clamp terminals. This single component pilot light provides clear visual feedback on the status of your machines. It is easily installed into standard 22 mm diameter cut-outs and connected with simple screw-clamp connections. It is clearly distinguishable visually at a distance due to clear colors and illumination via integral LED, enabling complex machine statuses to be read at a glance. It is impact resistant, dust proof, waterproof and vibration resistant thanks to its IP65, making it ideal for operation in harsh environments. | Height opening | 0mm
| 19 | Automation and Control | Industrial Switch | Pilot Lamps | HARMONY XB7 ROUND PILOT LIGHT INTEGRAL LED 24V YELLOW | 2004627 | XB7EV05BP | SCHNEIDER ELECTRIC | 210 | https://pim-kvc.soneparsea.com:3443/PictureServer/default.aspx/schneider-xb7ev05bp_image1.jpg?A3889C9397807479A2A1C7A8BAA5959DB4AAC672CA996799C67589A7C29699A1B1ACB97680A1A09B | https://pim-kvc.soneparsea.com:3443/PictureServer/default.aspx/schneider-XB7-EV05BP.pdf?81788B76AEAA939CBEAABDA9B7A95D8C927C818AA8676576A073C4A9B8 | HARMONY XB7 ROUND PILOT LIGHT INTEGRAL LED Ø22 24V YELLOW | This Schneider Electric Harmony XB7 plain lens monolithic yellow pilot light is supplied with 24Vac/dc, uses an integral LED and screw clamp terminals. This single component pilot light provides clear visual feedback on the status of your machines. It is easily installed into standard 22 mm diameter cut-outs and connected with simple screw-clamp connections. It is clearly distinguishable visually at a distance due to clear colors and illumination via integral LED, enabling complex machine statuses to be read at a glance. It is impact resistant, dust proof, waterproof and vibration resistant thanks to its IP65, making it ideal for operation in harsh environments. | With front ring | no
| 19 | Automation and Control | Industrial Switch | Pilot Lamps | HARMONY XB7 ROUND PILOT LIGHT INTEGRAL LED 24V YELLOW | 2004627 | XB7EV05BP | SCHNEIDER ELECTRIC | 210 | https://pim-kvc.soneparsea.com:3443/PictureServer/default.aspx/schneider-xb7ev05bp_image1.jpg?A3889C9397807479A2A1C7A8BAA5959DB4AAC672CA996799C67589A7C29699A1B1ACB97680A1A09B | https://pim-kvc.soneparsea.com:3443/PictureServer/default.aspx/schneider-XB7-EV05BP.pdf?81788B76AEAA939CBEAABDA9B7A95D8C927C818AA8676576A073C4A9B8 | HARMONY XB7 ROUND PILOT LIGHT INTEGRAL LED Ø22 24V YELLOW | This Schneider Electric Harmony XB7 plain lens monolithic yellow pilot light is supplied with 24Vac/dc, uses an integral LED and screw clamp terminals. This single component pilot light provides clear visual feedback on the status of your machines. It is easily installed into standard 22 mm diameter cut-outs and connected with simple screw-clamp connections. It is clearly distinguishable visually at a distance due to clear colors and illumination via integral LED, enabling complex machine statuses to be read at a glance. It is impact resistant, dust proof, waterproof and vibration resistant thanks to its IP65, making it ideal for operation in harsh environments. | Material front ring | Other
| 19 | Automation and Control | Industrial Switch | Pilot Lamps | HARMONY XB7 ROUND PILOT LIGHT INTEGRAL LED 24V YELLOW | 2004627 | XB7EV05BP | SCHNEIDER ELECTRIC | 210 | https://pim-kvc.soneparsea.com:3443/PictureServer/default.aspx/schneider-xb7ev05bp_image1.jpg?A3889C9397807479A2A1C7A8BAA5959DB4AAC672CA996799C67589A7C29699A1B1ACB97680A1A09B | https://pim-kvc.soneparsea.com:3443/PictureServer/default.aspx/schneider-XB7-EV05BP.pdf?81788B76AEAA939CBEAABDA9B7A95D8C927C818AA8676576A073C4A9B8 | HARMONY XB7 ROUND PILOT LIGHT INTEGRAL LED Ø22 24V YELLOW | This Schneider Electric Harmony XB7 plain lens monolithic yellow pilot light is supplied with 24Vac/dc, uses an integral LED and screw clamp terminals. This single component pilot light provides clear visual feedback on the status of your machines. It is easily installed into standard 22 mm diameter cut-outs and connected with simple screw-clamp connections. It is clearly distinguishable visually at a distance due to clear colors and illumination via integral LED, enabling complex machine statuses to be read at a glance. It is impact resistant, dust proof, waterproof and vibration resistant thanks to its IP65, making it ideal for operation in harsh environments. | Colour front ring | Other
| 19 | Automation and Control | Industrial Switch | Pilot Lamps | HARMONY XB7 ROUND PILOT LIGHT INTEGRAL LED 24V YELLOW | 2004627 | XB7EV05BP | SCHNEIDER ELECTRIC | 210 | https://pim-kvc.soneparsea.com:3443/PictureServer/default.aspx/schneider-xb7ev05bp_image1.jpg?A3889C9397807479A2A1C7A8BAA5959DB4AAC672CA996799C67589A7C29699A1B1ACB97680A1A09B | https://pim-kvc.soneparsea.com:3443/PictureServer/default.aspx/schneider-XB7-EV05BP.pdf?81788B76AEAA939CBEAABDA9B7A95D8C927C818AA8676576A073C4A9B8 | HARMONY XB7 ROUND PILOT LIGHT INTEGRAL LED Ø22 24V YELLOW | This Schneider Electric Harmony XB7 plain lens monolithic yellow pilot light is supplied with 24Vac/dc, uses an integral LED and screw clamp terminals. This single component pilot light provides clear visual feedback on the status of your machines. It is easily installed into standard 22 mm diameter cut-outs and connected with simple screw-clamp connections. It is clearly distinguishable visually at a distance due to clear colors and illumination via integral LED, enabling complex machine statuses to be read at a glance. It is impact resistant, dust proof, waterproof and vibration resistant thanks to its IP65, making it ideal for operation in harsh environments. | Degree of protection (IP) | IP54
| 20 | Automation and Control | Industrial Switch | Foot Switches | HARMONY XPE SINGLE FOOT SWITCH IP66 1NC+1NO W/TRIGGER BLUE | 2004631 | XPEM510 | SCHNEIDER ELECTRIC | 8120 | https://pim-kvc.soneparsea.com:3443/PictureServer/default.aspx/schneider-XPEM510_Image1.jpg?A3889C9397807479A2A1C7A8BAA5959DB4AAC672AA877581857684A49BA4919BB57682AFC29E | https://pim-kvc.soneparsea.com:3443/PictureServer/default.aspx/schneider-xpem510.pdf?81788B76AEAA939CBEAABDA9B7A95DACC0AAC17A83675EA4B4AB | HARMONY XPE SINGLE FOOT SWITCH IP66 WITH COVER METALLIC BLUE 1 NC + 1 NO | This Schneider Electric Harmony XPE blue metal safety footswitch has 1 x NC + 1 x NO contacts and a trigger mechanism. This footswitch is ideal for bending machines, dosing machines, assembly stations, packaging machines, cutting presses, stamping presses, machine tools (numerical control, lathes, milling machines, grinders, machining centres), guillotines, cutters, folders, saws, forging machines, rolling machines, cold metal forming machines. | Type of command | On or off
| 20 | Automation and Control | Industrial Switch | Foot Switches | HARMONY XPE SINGLE FOOT SWITCH IP66 1NC+1NO W/TRIGGER BLUE | 2004631 | XPEM510 | SCHNEIDER ELECTRIC | 8120 | https://pim-kvc.soneparsea.com:3443/PictureServer/default.aspx/schneider-XPEM510_Image1.jpg?A3889C9397807479A2A1C7A8BAA5959DB4AAC672AA877581857684A49BA4919BB57682AFC29E | https://pim-kvc.soneparsea.com:3443/PictureServer/default.aspx/schneider-xpem510.pdf?81788B76AEAA939CBEAABDA9B7A95DACC0AAC17A83675EA4B4AB | HARMONY XPE SINGLE FOOT SWITCH IP66 WITH COVER METALLIC BLUE 1 NC + 1 NO | This Schneider Electric Harmony XPE blue metal safety footswitch has 1 x NC + 1 x NO contacts and a trigger mechanism. This footswitch is ideal for bending machines, dosing machines, assembly stations, packaging machines, cutting presses, stamping presses, machine tools (numerical control, lathes, milling machines, grinders, machining centres), guillotines, cutters, folders, saws, forging machines, rolling machines, cold metal forming machines. | With protection hood | yes
| 20 | Automation and Control | Industrial Switch | Foot Switches | HARMONY XPE SINGLE FOOT SWITCH IP66 1NC+1NO W/TRIGGER BLUE | 2004631 | XPEM510 | SCHNEIDER ELECTRIC | 8120 | https://pim-kvc.soneparsea.com:3443/PictureServer/default.aspx/schneider-XPEM510_Image1.jpg?A3889C9397807479A2A1C7A8BAA5959DB4AAC672AA877581857684A49BA4919BB57682AFC29E | https://pim-kvc.soneparsea.com:3443/PictureServer/default.aspx/schneider-xpem510.pdf?81788B76AEAA939CBEAABDA9B7A95DACC0AAC17A83675EA4B4AB | HARMONY XPE SINGLE FOOT SWITCH IP66 WITH COVER METALLIC BLUE 1 NC + 1 NO | This Schneider Electric Harmony XPE blue metal safety footswitch has 1 x NC + 1 x NO contacts and a trigger mechanism. This footswitch is ideal for bending machines, dosing machines, assembly stations, packaging machines, cutting presses, stamping presses, machine tools (numerical control, lathes, milling machines, grinders, machining centres), guillotines, cutters, folders, saws, forging machines, rolling machines, cold metal forming machines. | With interlocking | yes
| 20 | Automation and Control | Industrial Switch | Foot Switches | HARMONY XPE SINGLE FOOT SWITCH IP66 1NC+1NO W/TRIGGER BLUE | 2004631 | XPEM510 | SCHNEIDER ELECTRIC | 8120 | https://pim-kvc.soneparsea.com:3443/PictureServer/default.aspx/schneider-XPEM510_Image1.jpg?A3889C9397807479A2A1C7A8BAA5959DB4AAC672AA877581857684A49BA4919BB57682AFC29E | https://pim-kvc.soneparsea.com:3443/PictureServer/default.aspx/schneider-xpem510.pdf?81788B76AEAA939CBEAABDA9B7A95DACC0AAC17A83675EA4B4AB | HARMONY XPE SINGLE FOOT SWITCH IP66 WITH COVER METALLIC BLUE 1 NC + 1 NO | This Schneider Electric Harmony XPE blue metal safety footswitch has 1 x NC + 1 x NO contacts and a trigger mechanism. This footswitch is ideal for bending machines, dosing machines, assembly stations, packaging machines, cutting presses, stamping presses, machine tools (numerical control, lathes, milling machines, grinders, machining centres), guillotines, cutters, folders, saws, forging machines, rolling machines, cold metal forming machines. | Material | Metal
| 20 | Automation and Control | Industrial Switch | Foot Switches | HARMONY XPE SINGLE FOOT SWITCH IP66 1NC+1NO W/TRIGGER BLUE | 2004631 | XPEM510 | SCHNEIDER ELECTRIC | 8120 | https://pim-kvc.soneparsea.com:3443/PictureServer/default.aspx/schneider-XPEM510_Image1.jpg?A3889C9397807479A2A1C7A8BAA5959DB4AAC672AA877581857684A49BA4919BB57682AFC29E | https://pim-kvc.soneparsea.com:3443/PictureServer/default.aspx/schneider-xpem510.pdf?81788B76AEAA939CBEAABDA9B7A95DACC0AAC17A83675EA4B4AB | HARMONY XPE SINGLE FOOT SWITCH IP66 WITH COVER METALLIC BLUE 1 NC + 1 NO | This Schneider Electric Harmony XPE blue metal safety footswitch has 1 x NC + 1 x NO contacts and a trigger mechanism. This footswitch is ideal for bending machines, dosing machines, assembly stations, packaging machines, cutting presses, stamping presses, machine tools (numerical control, lathes, milling machines, grinders, machining centres), guillotines, cutters, folders, saws, forging machines, rolling machines, cold metal forming machines. | With protective insulation | no
| 20 | Automation and Control | Industrial Switch | Foot Switches | HARMONY XPE SINGLE FOOT SWITCH IP66 1NC+1NO W/TRIGGER BLUE | 2004631 | XPEM510 | SCHNEIDER ELECTRIC | 8120 | https://pim-kvc.soneparsea.com:3443/PictureServer/default.aspx/schneider-XPEM510_Image1.jpg?A3889C9397807479A2A1C7A8BAA5959DB4AAC672AA877581857684A49BA4919BB57682AFC29E | https://pim-kvc.soneparsea.com:3443/PictureServer/default.aspx/schneider-xpem510.pdf?81788B76AEAA939CBEAABDA9B7A95DACC0AAC17A83675EA4B4AB | HARMONY XPE SINGLE FOOT SWITCH IP66 WITH COVER METALLIC BLUE 1 NC + 1 NO | This Schneider Electric Harmony XPE blue metal safety footswitch has 1 x NC + 1 x NO contacts and a trigger mechanism. This footswitch is ideal for bending machines, dosing machines, assembly stations, packaging machines, cutting presses, stamping presses, machine tools (numerical control, lathes, milling machines, grinders, machining centres), guillotines, cutters, folders, saws, forging machines, rolling machines, cold metal forming machines. | Colour | Blue
| 20 | Automation and Control | Industrial Switch | Foot Switches | HARMONY XPE SINGLE FOOT SWITCH IP66 1NC+1NO W/TRIGGER BLUE | 2004631 | XPEM510 | SCHNEIDER ELECTRIC | 8120 | https://pim-kvc.soneparsea.com:3443/PictureServer/default.aspx/schneider-XPEM510_Image1.jpg?A3889C9397807479A2A1C7A8BAA5959DB4AAC672AA877581857684A49BA4919BB57682AFC29E | https://pim-kvc.soneparsea.com:3443/PictureServer/default.aspx/schneider-xpem510.pdf?81788B76AEAA939CBEAABDA9B7A95DACC0AAC17A83675EA4B4AB | HARMONY XPE SINGLE FOOT SWITCH IP66 WITH COVER METALLIC BLUE 1 NC + 1 NO | This Schneider Electric Harmony XPE blue metal safety footswitch has 1 x NC + 1 x NO contacts and a trigger mechanism. This footswitch is ideal for bending machines, dosing machines, assembly stations, packaging machines, cutting presses, stamping presses, machine tools (numerical control, lathes, milling machines, grinders, machining centres), guillotines, cutters, folders, saws, forging machines, rolling machines, cold metal forming machines. | Number of switch positions | 1
| 20 | Automation and Control | Industrial Switch | Foot Switches | HARMONY XPE SINGLE FOOT SWITCH IP66 1NC+1NO W/TRIGGER BLUE | 2004631 | XPEM510 | SCHNEIDER ELECTRIC | 8120 | https://pim-kvc.soneparsea.com:3443/PictureServer/default.aspx/schneider-XPEM510_Image1.jpg?A3889C9397807479A2A1C7A8BAA5959DB4AAC672AA877581857684A49BA4919BB57682AFC29E | https://pim-kvc.soneparsea.com:3443/PictureServer/default.aspx/schneider-xpem510.pdf?81788B76AEAA939CBEAABDA9B7A95DACC0AAC17A83675EA4B4AB | HARMONY XPE SINGLE FOOT SWITCH IP66 WITH COVER METALLIC BLUE 1 NC + 1 NO | This Schneider Electric Harmony XPE blue metal safety footswitch has 1 x NC + 1 x NO contacts and a trigger mechanism. This footswitch is ideal for bending machines, dosing machines, assembly stations, packaging machines, cutting presses, stamping presses, machine tools (numerical control, lathes, milling machines, grinders, machining centres), guillotines, cutters, folders, saws, forging machines, rolling machines, cold metal forming machines. | Number of contacts as normally closed contact | 1
| 20 | Automation and Control | Industrial Switch | Foot Switches | HARMONY XPE SINGLE FOOT SWITCH IP66 1NC+1NO W/TRIGGER BLUE | 2004631 | XPEM510 | SCHNEIDER ELECTRIC | 8120 | https://pim-kvc.soneparsea.com:3443/PictureServer/default.aspx/schneider-XPEM510_Image1.jpg?A3889C9397807479A2A1C7A8BAA5959DB4AAC672AA877581857684A49BA4919BB57682AFC29E | https://pim-kvc.soneparsea.com:3443/PictureServer/default.aspx/schneider-xpem510.pdf?81788B76AEAA939CBEAABDA9B7A95DACC0AAC17A83675EA4B4AB | HARMONY XPE SINGLE FOOT SWITCH IP66 WITH COVER METALLIC BLUE 1 NC + 1 NO | This Schneider Electric Harmony XPE blue metal safety footswitch has 1 x NC + 1 x NO contacts and a trigger mechanism. This footswitch is ideal for bending machines, dosing machines, assembly stations, packaging machines, cutting presses, stamping presses, machine tools (numerical control, lathes, milling machines, grinders, machining centres), guillotines, cutters, folders, saws, forging machines, rolling machines, cold metal forming machines. | Number of contacts as normally open contact | 1
| 20 | Automation and Control | Industrial Switch | Foot Switches | HARMONY XPE SINGLE FOOT SWITCH IP66 1NC+1NO W/TRIGGER BLUE | 2004631 | XPEM510 | SCHNEIDER ELECTRIC | 8120 | https://pim-kvc.soneparsea.com:3443/PictureServer/default.aspx/schneider-XPEM510_Image1.jpg?A3889C9397807479A2A1C7A8BAA5959DB4AAC672AA877581857684A49BA4919BB57682AFC29E | https://pim-kvc.soneparsea.com:3443/PictureServer/default.aspx/schneider-xpem510.pdf?81788B76AEAA939CBEAABDA9B7A95DACC0AAC17A83675EA4B4AB | HARMONY XPE SINGLE FOOT SWITCH IP66 WITH COVER METALLIC BLUE 1 NC + 1 NO | This Schneider Electric Harmony XPE blue metal safety footswitch has 1 x NC + 1 x NO contacts and a trigger mechanism. This footswitch is ideal for bending machines, dosing machines, assembly stations, packaging machines, cutting presses, stamping presses, machine tools (numerical control, lathes, milling machines, grinders, machining centres), guillotines, cutters, folders, saws, forging machines, rolling machines, cold metal forming machines. | Number of contacts as change-over contact | 0
| 20 | Automation and Control | Industrial Switch | Foot Switches | HARMONY XPE SINGLE FOOT SWITCH IP66 1NC+1NO W/TRIGGER BLUE | 2004631 | XPEM510 | SCHNEIDER ELECTRIC | 8120 | https://pim-kvc.soneparsea.com:3443/PictureServer/default.aspx/schneider-XPEM510_Image1.jpg?A3889C9397807479A2A1C7A8BAA5959DB4AAC672AA877581857684A49BA4919BB57682AFC29E | https://pim-kvc.soneparsea.com:3443/PictureServer/default.aspx/schneider-xpem510.pdf?81788B76AEAA939CBEAABDA9B7A95DACC0AAC17A83675EA4B4AB | HARMONY XPE SINGLE FOOT SWITCH IP66 WITH COVER METALLIC BLUE 1 NC + 1 NO | This Schneider Electric Harmony XPE blue metal safety footswitch has 1 x NC + 1 x NO contacts and a trigger mechanism. This footswitch is ideal for bending machines, dosing machines, assembly stations, packaging machines, cutting presses, stamping presses, machine tools (numerical control, lathes, milling machines, grinders, machining centres), guillotines, cutters, folders, saws, forging machines, rolling machines, cold metal forming machines. | Switching function latching | no
| 20 | Automation and Control | Industrial Switch | Foot Switches | HARMONY XPE SINGLE FOOT SWITCH IP66 1NC+1NO W/TRIGGER BLUE | 2004631 | XPEM510 | SCHNEIDER ELECTRIC | 8120 | https://pim-kvc.soneparsea.com:3443/PictureServer/default.aspx/schneider-XPEM510_Image1.jpg?A3889C9397807479A2A1C7A8BAA5959DB4AAC672AA877581857684A49BA4919BB57682AFC29E | https://pim-kvc.soneparsea.com:3443/PictureServer/default.aspx/schneider-xpem510.pdf?81788B76AEAA939CBEAABDA9B7A95DACC0AAC17A83675EA4B4AB | HARMONY XPE SINGLE FOOT SWITCH IP66 WITH COVER METALLIC BLUE 1 NC + 1 NO | This Schneider Electric Harmony XPE blue metal safety footswitch has 1 x NC + 1 x NO contacts and a trigger mechanism. This footswitch is ideal for bending machines, dosing machines, assembly stations, packaging machines, cutting presses, stamping presses, machine tools (numerical control, lathes, milling machines, grinders, machining centres), guillotines, cutters, folders, saws, forging machines, rolling machines, cold metal forming machines. | Suitable for safety functions | yes
| 20 | Automation and Control | Industrial Switch | Foot Switches | HARMONY XPE SINGLE FOOT SWITCH IP66 1NC+1NO W/TRIGGER BLUE | 2004631 | XPEM510 | SCHNEIDER ELECTRIC | 8120 | https://pim-kvc.soneparsea.com:3443/PictureServer/default.aspx/schneider-XPEM510_Image1.jpg?A3889C9397807479A2A1C7A8BAA5959DB4AAC672AA877581857684A49BA4919BB57682AFC29E | https://pim-kvc.soneparsea.com:3443/PictureServer/default.aspx/schneider-xpem510.pdf?81788B76AEAA939CBEAABDA9B7A95DACC0AAC17A83675EA4B4AB | HARMONY XPE SINGLE FOOT SWITCH IP66 WITH COVER METALLIC BLUE 1 NC + 1 NO | This Schneider Electric Harmony XPE blue metal safety footswitch has 1 x NC + 1 x NO contacts and a trigger mechanism. This footswitch is ideal for bending machines, dosing machines, assembly stations, packaging machines, cutting presses, stamping presses, machine tools (numerical control, lathes, milling machines, grinders, machining centres), guillotines, cutters, folders, saws, forging machines, rolling machines, cold metal forming machines. | Rated operation current Ie at AC-15, 230 V | 3A
| 20 | Automation and Control | Industrial Switch | Foot Switches | HARMONY XPE SINGLE FOOT SWITCH IP66 1NC+1NO W/TRIGGER BLUE | 2004631 | XPEM510 | SCHNEIDER ELECTRIC | 8120 | https://pim-kvc.soneparsea.com:3443/PictureServer/default.aspx/schneider-XPEM510_Image1.jpg?A3889C9397807479A2A1C7A8BAA5959DB4AAC672AA877581857684A49BA4919BB57682AFC29E | https://pim-kvc.soneparsea.com:3443/PictureServer/default.aspx/schneider-xpem510.pdf?81788B76AEAA939CBEAABDA9B7A95DACC0AAC17A83675EA4B4AB | HARMONY XPE SINGLE FOOT SWITCH IP66 WITH COVER METALLIC BLUE 1 NC + 1 NO | This Schneider Electric Harmony XPE blue metal safety footswitch has 1 x NC + 1 x NO contacts and a trigger mechanism. This footswitch is ideal for bending machines, dosing machines, assembly stations, packaging machines, cutting presses, stamping presses, machine tools (numerical control, lathes, milling machines, grinders, machining centres), guillotines, cutters, folders, saws, forging machines, rolling machines, cold metal forming machines. | Degree of protection (IP) | IP66
| 20 | Automation and Control | Industrial Switch | Foot Switches | HARMONY XPE SINGLE FOOT SWITCH IP66 1NC+1NO W/TRIGGER BLUE | 2004631 | XPEM510 | SCHNEIDER ELECTRIC | 8120 | https://pim-kvc.soneparsea.com:3443/PictureServer/default.aspx/schneider-XPEM510_Image1.jpg?A3889C9397807479A2A1C7A8BAA5959DB4AAC672AA877581857684A49BA4919BB57682AFC29E | https://pim-kvc.soneparsea.com:3443/PictureServer/default.aspx/schneider-xpem510.pdf?81788B76AEAA939CBEAABDA9B7A95DACC0AAC17A83675EA4B4AB | HARMONY XPE SINGLE FOOT SWITCH IP66 WITH COVER METALLIC BLUE 1 NC + 1 NO | This Schneider Electric Harmony XPE blue metal safety footswitch has 1 x NC + 1 x NO contacts and a trigger mechanism. This footswitch is ideal for bending machines, dosing machines, assembly stations, packaging machines, cutting presses, stamping presses, machine tools (numerical control, lathes, milling machines, grinders, machining centres), guillotines, cutters, folders, saws, forging machines, rolling machines, cold metal forming machines. | Degree of protection (NEMA) | Other
| 20 | Automation and Control | Industrial Switch | Foot Switches | HARMONY XPE SINGLE FOOT SWITCH IP66 1NC+1NO W/TRIGGER BLUE | 2004631 | XPEM510 | SCHNEIDER ELECTRIC | 8120 | https://pim-kvc.soneparsea.com:3443/PictureServer/default.aspx/schneider-XPEM510_Image1.jpg?A3889C9397807479A2A1C7A8BAA5959DB4AAC672AA877581857684A49BA4919BB57682AFC29E | https://pim-kvc.soneparsea.com:3443/PictureServer/default.aspx/schneider-xpem510.pdf?81788B76AEAA939CBEAABDA9B7A95DACC0AAC17A83675EA4B4AB | HARMONY XPE SINGLE FOOT SWITCH IP66 WITH COVER METALLIC BLUE 1 NC + 1 NO | This Schneider Electric Harmony XPE blue metal safety footswitch has 1 x NC + 1 x NO contacts and a trigger mechanism. This footswitch is ideal for bending machines, dosing machines, assembly stations, packaging machines, cutting presses, stamping presses, machine tools (numerical control, lathes, milling machines, grinders, machining centres), guillotines, cutters, folders, saws, forging machines, rolling machines, cold metal forming machines. | Width | 160mm
| 20 | Automation and Control | Industrial Switch | Foot Switches | HARMONY XPE SINGLE FOOT SWITCH IP66 1NC+1NO W/TRIGGER BLUE | 2004631 | XPEM510 | SCHNEIDER ELECTRIC | 8120 | https://pim-kvc.soneparsea.com:3443/PictureServer/default.aspx/schneider-XPEM510_Image1.jpg?A3889C9397807479A2A1C7A8BAA5959DB4AAC672AA877581857684A49BA4919BB57682AFC29E | https://pim-kvc.soneparsea.com:3443/PictureServer/default.aspx/schneider-xpem510.pdf?81788B76AEAA939CBEAABDA9B7A95DACC0AAC17A83675EA4B4AB | HARMONY XPE SINGLE FOOT SWITCH IP66 WITH COVER METALLIC BLUE 1 NC + 1 NO | This Schneider Electric Harmony XPE blue metal safety footswitch has 1 x NC + 1 x NO contacts and a trigger mechanism. This footswitch is ideal for bending machines, dosing machines, assembly stations, packaging machines, cutting presses, stamping presses, machine tools (numerical control, lathes, milling machines, grinders, machining centres), guillotines, cutters, folders, saws, forging machines, rolling machines, cold metal forming machines. | Height | 135mm
| 20 | Automation and Control | Industrial Switch | Foot Switches | HARMONY XPE SINGLE FOOT SWITCH IP66 1NC+1NO W/TRIGGER BLUE | 2004631 | XPEM510 | SCHNEIDER ELECTRIC | 8120 | https://pim-kvc.soneparsea.com:3443/PictureServer/default.aspx/schneider-XPEM510_Image1.jpg?A3889C9397807479A2A1C7A8BAA5959DB4AAC672AA877581857684A49BA4919BB57682AFC29E | https://pim-kvc.soneparsea.com:3443/PictureServer/default.aspx/schneider-xpem510.pdf?81788B76AEAA939CBEAABDA9B7A95DACC0AAC17A83675EA4B4AB | HARMONY XPE SINGLE FOOT SWITCH IP66 WITH COVER METALLIC BLUE 1 NC + 1 NO | This Schneider Electric Harmony XPE blue metal safety footswitch has 1 x NC + 1 x NO contacts and a trigger mechanism. This footswitch is ideal for bending machines, dosing machines, assembly stations, packaging machines, cutting presses, stamping presses, machine tools (numerical control, lathes, milling machines, grinders, machining centres), guillotines, cutters, folders, saws, forging machines, rolling machines, cold metal forming machines. | Depth | 186mm
| 21 | Automation and Control | Industrial Switch | Push Buttons | HARMONY XB4 FLUSH PUSHBUTTON HEAD Ø22 BLACK | 2004634 | ZB4BA2 | SCHNEIDER ELECTRIC | 155 | https://pim-kvc.soneparsea.com:3443/PictureServer/default.aspx/schneider-zb4ba2_image1.jpg?A3889C9397807479A2A1C7A8BAA5959DB4AAC672CC996496B177B3AEBF9897998173BEB5B9 | https://pim-kvc.soneparsea.com:3443/PictureServer/default.aspx/schneider-zb4ba2.pdf?81788B76AEAA939CBEAABDA9B7A95DAEB279B6A68465A098B6 | HARMONY XB4 FLUSH PUSHBUTTON HEAD Ø22 BLACK | This Schneider Electric Harmony XB4 black button head operates with a spring return mechanism. It has a chromium-plated metal bezel. This button head provides an ergonomic interface for controlling your machines. It is easily installed and replaced on compatible complete push-button units and contact blocks via snap-fit assembly. It is impact resistant, dust proof, waterproof and vibration resistant thanks to its IP66 / IP67 / IP69 / IP69K, making it ideal for operation in harsh environments. | Colour button | Black/white/red
| 21 | Automation and Control | Industrial Switch | Push Buttons | HARMONY XB4 FLUSH PUSHBUTTON HEAD Ø22 BLACK | 2004634 | ZB4BA2 | SCHNEIDER ELECTRIC | 155 | https://pim-kvc.soneparsea.com:3443/PictureServer/default.aspx/schneider-zb4ba2_image1.jpg?A3889C9397807479A2A1C7A8BAA5959DB4AAC672CC996496B177B3AEBF9897998173BEB5B9 | https://pim-kvc.soneparsea.com:3443/PictureServer/default.aspx/schneider-zb4ba2.pdf?81788B76AEAA939CBEAABDA9B7A95DAEB279B6A68465A098B6 | HARMONY XB4 FLUSH PUSHBUTTON HEAD Ø22 BLACK | This Schneider Electric Harmony XB4 black button head operates with a spring return mechanism. It has a chromium-plated metal bezel. This button head provides an ergonomic interface for controlling your machines. It is easily installed and replaced on compatible complete push-button units and contact blocks via snap-fit assembly. It is impact resistant, dust proof, waterproof and vibration resistant thanks to its IP66 / IP67 / IP69 / IP69K, making it ideal for operation in harsh environments. | Number of command positions | 1
| 21 | Automation and Control | Industrial Switch | Push Buttons | HARMONY XB4 FLUSH PUSHBUTTON HEAD Ø22 BLACK | 2004634 | ZB4BA2 | SCHNEIDER ELECTRIC | 155 | https://pim-kvc.soneparsea.com:3443/PictureServer/default.aspx/schneider-zb4ba2_image1.jpg?A3889C9397807479A2A1C7A8BAA5959DB4AAC672CC996496B177B3AEBF9897998173BEB5B9 | https://pim-kvc.soneparsea.com:3443/PictureServer/default.aspx/schneider-zb4ba2.pdf?81788B76AEAA939CBEAABDA9B7A95DAEB279B6A68465A098B6 | HARMONY XB4 FLUSH PUSHBUTTON HEAD Ø22 BLACK | This Schneider Electric Harmony XB4 black button head operates with a spring return mechanism. It has a chromium-plated metal bezel. This button head provides an ergonomic interface for controlling your machines. It is easily installed and replaced on compatible complete push-button units and contact blocks via snap-fit assembly. It is impact resistant, dust proof, waterproof and vibration resistant thanks to its IP66 / IP67 / IP69 / IP69K, making it ideal for operation in harsh environments. | Construction type lens | Round
| 21 | Automation and Control | Industrial Switch | Push Buttons | HARMONY XB4 FLUSH PUSHBUTTON HEAD Ø22 BLACK | 2004634 | ZB4BA2 | SCHNEIDER ELECTRIC | 155 | https://pim-kvc.soneparsea.com:3443/PictureServer/default.aspx/schneider-zb4ba2_image1.jpg?A3889C9397807479A2A1C7A8BAA5959DB4AAC672CC996496B177B3AEBF9897998173BEB5B9 | https://pim-kvc.soneparsea.com:3443/PictureServer/default.aspx/schneider-zb4ba2.pdf?81788B76AEAA939CBEAABDA9B7A95DAEB279B6A68465A098B6 | HARMONY XB4 FLUSH PUSHBUTTON HEAD Ø22 BLACK | This Schneider Electric Harmony XB4 black button head operates with a spring return mechanism. It has a chromium-plated metal bezel. This button head provides an ergonomic interface for controlling your machines. It is easily installed and replaced on compatible complete push-button units and contact blocks via snap-fit assembly. It is impact resistant, dust proof, waterproof and vibration resistant thanks to its IP66 / IP67 / IP69 / IP69K, making it ideal for operation in harsh environments. | Hole diameter | 22.5mm
| 21 | Automation and Control | Industrial Switch | Push Buttons | HARMONY XB4 FLUSH PUSHBUTTON HEAD Ø22 BLACK | 2004634 | ZB4BA2 | SCHNEIDER ELECTRIC | 155 | https://pim-kvc.soneparsea.com:3443/PictureServer/default.aspx/schneider-zb4ba2_image1.jpg?A3889C9397807479A2A1C7A8BAA5959DB4AAC672CC996496B177B3AEBF9897998173BEB5B9 | https://pim-kvc.soneparsea.com:3443/PictureServer/default.aspx/schneider-zb4ba2.pdf?81788B76AEAA939CBEAABDA9B7A95DAEB279B6A68465A098B6 | HARMONY XB4 FLUSH PUSHBUTTON HEAD Ø22 BLACK | This Schneider Electric Harmony XB4 black button head operates with a spring return mechanism. It has a chromium-plated metal bezel. This button head provides an ergonomic interface for controlling your machines. It is easily installed and replaced on compatible complete push-button units and contact blocks via snap-fit assembly. It is impact resistant, dust proof, waterproof and vibration resistant thanks to its IP66 / IP67 / IP69 / IP69K, making it ideal for operation in harsh environments. | Width opening | 0mm
| 21 | Automation and Control | Industrial Switch | Push Buttons | HARMONY XB4 FLUSH PUSHBUTTON HEAD Ø22 BLACK | 2004634 | ZB4BA2 | SCHNEIDER ELECTRIC | 155 | https://pim-kvc.soneparsea.com:3443/PictureServer/default.aspx/schneider-zb4ba2_image1.jpg?A3889C9397807479A2A1C7A8BAA5959DB4AAC672CC996496B177B3AEBF9897998173BEB5B9 | https://pim-kvc.soneparsea.com:3443/PictureServer/default.aspx/schneider-zb4ba2.pdf?81788B76AEAA939CBEAABDA9B7A95DAEB279B6A68465A098B6 | HARMONY XB4 FLUSH PUSHBUTTON HEAD Ø22 BLACK | This Schneider Electric Harmony XB4 black button head operates with a spring return mechanism. It has a chromium-plated metal bezel. This button head provides an ergonomic interface for controlling your machines. It is easily installed and replaced on compatible complete push-button units and contact blocks via snap-fit assembly. It is impact resistant, dust proof, waterproof and vibration resistant thanks to its IP66 / IP67 / IP69 / IP69K, making it ideal for operation in harsh environments. | Height opening | 0mm
| 21 | Automation and Control | Industrial Switch | Push Buttons | HARMONY XB4 FLUSH PUSHBUTTON HEAD Ø22 BLACK | 2004634 | ZB4BA2 | SCHNEIDER ELECTRIC | 155 | https://pim-kvc.soneparsea.com:3443/PictureServer/default.aspx/schneider-zb4ba2_image1.jpg?A3889C9397807479A2A1C7A8BAA5959DB4AAC672CC996496B177B3AEBF9897998173BEB5B9 | https://pim-kvc.soneparsea.com:3443/PictureServer/default.aspx/schneider-zb4ba2.pdf?81788B76AEAA939CBEAABDA9B7A95DAEB279B6A68465A098B6 | HARMONY XB4 FLUSH PUSHBUTTON HEAD Ø22 BLACK | This Schneider Electric Harmony XB4 black button head operates with a spring return mechanism. It has a chromium-plated metal bezel. This button head provides an ergonomic interface for controlling your machines. It is easily installed and replaced on compatible complete push-button units and contact blocks via snap-fit assembly. It is impact resistant, dust proof, waterproof and vibration resistant thanks to its IP66 / IP67 / IP69 / IP69K, making it ideal for operation in harsh environments. | Type of button | Flat
| 21 | Automation and Control | Industrial Switch | Push Buttons | HARMONY XB4 FLUSH PUSHBUTTON HEAD Ø22 BLACK | 2004634 | ZB4BA2 | SCHNEIDER ELECTRIC | 155 | https://pim-kvc.soneparsea.com:3443/PictureServer/default.aspx/schneider-zb4ba2_image1.jpg?A3889C9397807479A2A1C7A8BAA5959DB4AAC672CC996496B177B3AEBF9897998173BEB5B9 | https://pim-kvc.soneparsea.com:3443/PictureServer/default.aspx/schneider-zb4ba2.pdf?81788B76AEAA939CBEAABDA9B7A95DAEB279B6A68465A098B6 | HARMONY XB4 FLUSH PUSHBUTTON HEAD Ø22 BLACK | This Schneider Electric Harmony XB4 black button head operates with a spring return mechanism. It has a chromium-plated metal bezel. This button head provides an ergonomic interface for controlling your machines. It is easily installed and replaced on compatible complete push-button units and contact blocks via snap-fit assembly. It is impact resistant, dust proof, waterproof and vibration resistant thanks to its IP66 / IP67 / IP69 / IP69K, making it ideal for operation in harsh environments. | Suitable for illumination | no
| 21 | Automation and Control | Industrial Switch | Push Buttons | HARMONY XB4 FLUSH PUSHBUTTON HEAD Ø22 BLACK | 2004634 | ZB4BA2 | SCHNEIDER ELECTRIC | 155 | https://pim-kvc.soneparsea.com:3443/PictureServer/default.aspx/schneider-zb4ba2_image1.jpg?A3889C9397807479A2A1C7A8BAA5959DB4AAC672CC996496B177B3AEBF9897998173BEB5B9 | https://pim-kvc.soneparsea.com:3443/PictureServer/default.aspx/schneider-zb4ba2.pdf?81788B76AEAA939CBEAABDA9B7A95DAEB279B6A68465A098B6 | HARMONY XB4 FLUSH PUSHBUTTON HEAD Ø22 BLACK | This Schneider Electric Harmony XB4 black button head operates with a spring return mechanism. It has a chromium-plated metal bezel. This button head provides an ergonomic interface for controlling your machines. It is easily installed and replaced on compatible complete push-button units and contact blocks via snap-fit assembly. It is impact resistant, dust proof, waterproof and vibration resistant thanks to its IP66 / IP67 / IP69 / IP69K, making it ideal for operation in harsh environments. | With protective cover | no
| 21 | Automation and Control | Industrial Switch | Push Buttons | HARMONY XB4 FLUSH PUSHBUTTON HEAD Ø22 BLACK | 2004634 | ZB4BA2 | SCHNEIDER ELECTRIC | 155 | https://pim-kvc.soneparsea.com:3443/PictureServer/default.aspx/schneider-zb4ba2_image1.jpg?A3889C9397807479A2A1C7A8BAA5959DB4AAC672CC996496B177B3AEBF9897998173BEB5B9 | https://pim-kvc.soneparsea.com:3443/PictureServer/default.aspx/schneider-zb4ba2.pdf?81788B76AEAA939CBEAABDA9B7A95DAEB279B6A68465A098B6 | HARMONY XB4 FLUSH PUSHBUTTON HEAD Ø22 BLACK | This Schneider Electric Harmony XB4 black button head operates with a spring return mechanism. It has a chromium-plated metal bezel. This button head provides an ergonomic interface for controlling your machines. It is easily installed and replaced on compatible complete push-button units and contact blocks via snap-fit assembly. It is impact resistant, dust proof, waterproof and vibration resistant thanks to its IP66 / IP67 / IP69 / IP69K, making it ideal for operation in harsh environments. | Labelled | no
| 21 | Automation and Control | Industrial Switch | Push Buttons | HARMONY XB4 FLUSH PUSHBUTTON HEAD Ø22 BLACK | 2004634 | ZB4BA2 | SCHNEIDER ELECTRIC | 155 | https://pim-kvc.soneparsea.com:3443/PictureServer/default.aspx/schneider-zb4ba2_image1.jpg?A3889C9397807479A2A1C7A8BAA5959DB4AAC672CC996496B177B3AEBF9897998173BEB5B9 | https://pim-kvc.soneparsea.com:3443/PictureServer/default.aspx/schneider-zb4ba2.pdf?81788B76AEAA939CBEAABDA9B7A95DAEB279B6A68465A098B6 | HARMONY XB4 FLUSH PUSHBUTTON HEAD Ø22 BLACK | This Schneider Electric Harmony XB4 black button head operates with a spring return mechanism. It has a chromium-plated metal bezel. This button head provides an ergonomic interface for controlling your machines. It is easily installed and replaced on compatible complete push-button units and contact blocks via snap-fit assembly. It is impact resistant, dust proof, waterproof and vibration resistant thanks to its IP66 / IP67 / IP69 / IP69K, making it ideal for operation in harsh environments. | Switching function latching | no
| 21 | Automation and Control | Industrial Switch | Push Buttons | HARMONY XB4 FLUSH PUSHBUTTON HEAD Ø22 BLACK | 2004634 | ZB4BA2 | SCHNEIDER ELECTRIC | 155 | https://pim-kvc.soneparsea.com:3443/PictureServer/default.aspx/schneider-zb4ba2_image1.jpg?A3889C9397807479A2A1C7A8BAA5959DB4AAC672CC996496B177B3AEBF9897998173BEB5B9 | https://pim-kvc.soneparsea.com:3443/PictureServer/default.aspx/schneider-zb4ba2.pdf?81788B76AEAA939CBEAABDA9B7A95DAEB279B6A68465A098B6 | HARMONY XB4 FLUSH PUSHBUTTON HEAD Ø22 BLACK | This Schneider Electric Harmony XB4 black button head operates with a spring return mechanism. It has a chromium-plated metal bezel. This button head provides an ergonomic interface for controlling your machines. It is easily installed and replaced on compatible complete push-button units and contact blocks via snap-fit assembly. It is impact resistant, dust proof, waterproof and vibration resistant thanks to its IP66 / IP67 / IP69 / IP69K, making it ideal for operation in harsh environments. | Spring-return | yes
| 21 | Automation and Control | Industrial Switch | Push Buttons | HARMONY XB4 FLUSH PUSHBUTTON HEAD Ø22 BLACK | 2004634 | ZB4BA2 | SCHNEIDER ELECTRIC | 155 | https://pim-kvc.soneparsea.com:3443/PictureServer/default.aspx/schneider-zb4ba2_image1.jpg?A3889C9397807479A2A1C7A8BAA5959DB4AAC672CC996496B177B3AEBF9897998173BEB5B9 | https://pim-kvc.soneparsea.com:3443/PictureServer/default.aspx/schneider-zb4ba2.pdf?81788B76AEAA939CBEAABDA9B7A95DAEB279B6A68465A098B6 | HARMONY XB4 FLUSH PUSHBUTTON HEAD Ø22 BLACK | This Schneider Electric Harmony XB4 black button head operates with a spring return mechanism. It has a chromium-plated metal bezel. This button head provides an ergonomic interface for controlling your machines. It is easily installed and replaced on compatible complete push-button units and contact blocks via snap-fit assembly. It is impact resistant, dust proof, waterproof and vibration resistant thanks to its IP66 / IP67 / IP69 / IP69K, making it ideal for operation in harsh environments. | With front ring | yes
| 21 | Automation and Control | Industrial Switch | Push Buttons | HARMONY XB4 FLUSH PUSHBUTTON HEAD Ø22 BLACK | 2004634 | ZB4BA2 | SCHNEIDER ELECTRIC | 155 | https://pim-kvc.soneparsea.com:3443/PictureServer/default.aspx/schneider-zb4ba2_image1.jpg?A3889C9397807479A2A1C7A8BAA5959DB4AAC672CC996496B177B3AEBF9897998173BEB5B9 | https://pim-kvc.soneparsea.com:3443/PictureServer/default.aspx/schneider-zb4ba2.pdf?81788B76AEAA939CBEAABDA9B7A95DAEB279B6A68465A098B6 | HARMONY XB4 FLUSH PUSHBUTTON HEAD Ø22 BLACK | This Schneider Electric Harmony XB4 black button head operates with a spring return mechanism. It has a chromium-plated metal bezel. This button head provides an ergonomic interface for controlling your machines. It is easily installed and replaced on compatible complete push-button units and contact blocks via snap-fit assembly. It is impact resistant, dust proof, waterproof and vibration resistant thanks to its IP66 / IP67 / IP69 / IP69K, making it ideal for operation in harsh environments. | Material front ring | Metal
| 21 | Automation and Control | Industrial Switch | Push Buttons | HARMONY XB4 FLUSH PUSHBUTTON HEAD Ø22 BLACK | 2004634 | ZB4BA2 | SCHNEIDER ELECTRIC | 155 | https://pim-kvc.soneparsea.com:3443/PictureServer/default.aspx/schneider-zb4ba2_image1.jpg?A3889C9397807479A2A1C7A8BAA5959DB4AAC672CC996496B177B3AEBF9897998173BEB5B9 | https://pim-kvc.soneparsea.com:3443/PictureServer/default.aspx/schneider-zb4ba2.pdf?81788B76AEAA939CBEAABDA9B7A95DAEB279B6A68465A098B6 | HARMONY XB4 FLUSH PUSHBUTTON HEAD Ø22 BLACK | This Schneider Electric Harmony XB4 black button head operates with a spring return mechanism. It has a chromium-plated metal bezel. This button head provides an ergonomic interface for controlling your machines. It is easily installed and replaced on compatible complete push-button units and contact blocks via snap-fit assembly. It is impact resistant, dust proof, waterproof and vibration resistant thanks to its IP66 / IP67 / IP69 / IP69K, making it ideal for operation in harsh environments. | Colour front ring | Chrome
| 21 | Automation and Control | Industrial Switch | Push Buttons | HARMONY XB4 FLUSH PUSHBUTTON HEAD Ø22 BLACK | 2004634 | ZB4BA2 | SCHNEIDER ELECTRIC | 155 | https://pim-kvc.soneparsea.com:3443/PictureServer/default.aspx/schneider-zb4ba2_image1.jpg?A3889C9397807479A2A1C7A8BAA5959DB4AAC672CC996496B177B3AEBF9897998173BEB5B9 | https://pim-kvc.soneparsea.com:3443/PictureServer/default.aspx/schneider-zb4ba2.pdf?81788B76AEAA939CBEAABDA9B7A95DAEB279B6A68465A098B6 | HARMONY XB4 FLUSH PUSHBUTTON HEAD Ø22 BLACK | This Schneider Electric Harmony XB4 black button head operates with a spring return mechanism. It has a chromium-plated metal bezel. This button head provides an ergonomic interface for controlling your machines. It is easily installed and replaced on compatible complete push-button units and contact blocks via snap-fit assembly. It is impact resistant, dust proof, waterproof and vibration resistant thanks to its IP66 / IP67 / IP69 / IP69K, making it ideal for operation in harsh environments. | Degree of protection (IP), front side | IP66
| 21 | Automation and Control | Industrial Switch | Push Buttons | HARMONY XB4 FLUSH PUSHBUTTON HEAD Ø22 BLACK | 2004634 | ZB4BA2 | SCHNEIDER ELECTRIC | 155 | https://pim-kvc.soneparsea.com:3443/PictureServer/default.aspx/schneider-zb4ba2_image1.jpg?A3889C9397807479A2A1C7A8BAA5959DB4AAC672CC996496B177B3AEBF9897998173BEB5B9 | https://pim-kvc.soneparsea.com:3443/PictureServer/default.aspx/schneider-zb4ba2.pdf?81788B76AEAA939CBEAABDA9B7A95DAEB279B6A68465A098B6 | HARMONY XB4 FLUSH PUSHBUTTON HEAD Ø22 BLACK | This Schneider Electric Harmony XB4 black button head operates with a spring return mechanism. It has a chromium-plated metal bezel. This button head provides an ergonomic interface for controlling your machines. It is easily installed and replaced on compatible complete push-button units and contact blocks via snap-fit assembly. It is impact resistant, dust proof, waterproof and vibration resistant thanks to its IP66 / IP67 / IP69 / IP69K, making it ideal for operation in harsh environments. | Degree of protection (NEMA), front side | 13
| 22 | Automation and Control | Industrial Switch | Push Buttons | HARMONY XB4 PROJECTING PUSHBUTTON HEAD Ø22 RED | 2004635 | ZB4BA4 | SCHNEIDER ELECTRIC | 155 | https://pim-kvc.soneparsea.com:3443/PictureServer/default.aspx/schneider-zb4ba4_image1.jpg?A3889C9397807479A2A1C7A8BAA5959DB4AAC672CC996496B179B3AEBF9897998173BEB5B9 | https://pim-kvc.soneparsea.com:3443/PictureServer/default.aspx/schneider-zb4ba4.pdf?81788B76AEAA939CBEAABDA9B7A95DAEB279B6A68665A098B6 | HARMONY XB4 PROJECTING PUSHBUTTON HEAD Ø22 RED | This Schneider Electric Harmony XB4 red button head operates with a spring return mechanism. It has a chromium-plated metal bezel. This button head provides an ergonomic interface for controlling your machines. It is easily installed and replaced on compatible complete push-button units and contact blocks via snap-fit assembly. It is impact resistant, dust proof, waterproof and vibration resistant thanks to its IP66 / IP67 / IP69 / IP69K, making it ideal for operation in harsh environments. | Colour button | Red/white
| 22 | Automation and Control | Industrial Switch | Push Buttons | HARMONY XB4 PROJECTING PUSHBUTTON HEAD Ø22 RED | 2004635 | ZB4BA4 | SCHNEIDER ELECTRIC | 155 | https://pim-kvc.soneparsea.com:3443/PictureServer/default.aspx/schneider-zb4ba4_image1.jpg?A3889C9397807479A2A1C7A8BAA5959DB4AAC672CC996496B179B3AEBF9897998173BEB5B9 | https://pim-kvc.soneparsea.com:3443/PictureServer/default.aspx/schneider-zb4ba4.pdf?81788B76AEAA939CBEAABDA9B7A95DAEB279B6A68665A098B6 | HARMONY XB4 PROJECTING PUSHBUTTON HEAD Ø22 RED | This Schneider Electric Harmony XB4 red button head operates with a spring return mechanism. It has a chromium-plated metal bezel. This button head provides an ergonomic interface for controlling your machines. It is easily installed and replaced on compatible complete push-button units and contact blocks via snap-fit assembly. It is impact resistant, dust proof, waterproof and vibration resistant thanks to its IP66 / IP67 / IP69 / IP69K, making it ideal for operation in harsh environments. | Number of command positions | 1
| 22 | Automation and Control | Industrial Switch | Push Buttons | HARMONY XB4 PROJECTING PUSHBUTTON HEAD Ø22 RED | 2004635 | ZB4BA4 | SCHNEIDER ELECTRIC | 155 | https://pim-kvc.soneparsea.com:3443/PictureServer/default.aspx/schneider-zb4ba4_image1.jpg?A3889C9397807479A2A1C7A8BAA5959DB4AAC672CC996496B179B3AEBF9897998173BEB5B9 | https://pim-kvc.soneparsea.com:3443/PictureServer/default.aspx/schneider-zb4ba4.pdf?81788B76AEAA939CBEAABDA9B7A95DAEB279B6A68665A098B6 | HARMONY XB4 PROJECTING PUSHBUTTON HEAD Ø22 RED | This Schneider Electric Harmony XB4 red button head operates with a spring return mechanism. It has a chromium-plated metal bezel. This button head provides an ergonomic interface for controlling your machines. It is easily installed and replaced on compatible complete push-button units and contact blocks via snap-fit assembly. It is impact resistant, dust proof, waterproof and vibration resistant thanks to its IP66 / IP67 / IP69 / IP69K, making it ideal for operation in harsh environments. | Construction type lens | Round
| 22 | Automation and Control | Industrial Switch | Push Buttons | HARMONY XB4 PROJECTING PUSHBUTTON HEAD Ø22 RED | 2004635 | ZB4BA4 | SCHNEIDER ELECTRIC | 155 | https://pim-kvc.soneparsea.com:3443/PictureServer/default.aspx/schneider-zb4ba4_image1.jpg?A3889C9397807479A2A1C7A8BAA5959DB4AAC672CC996496B179B3AEBF9897998173BEB5B9 | https://pim-kvc.soneparsea.com:3443/PictureServer/default.aspx/schneider-zb4ba4.pdf?81788B76AEAA939CBEAABDA9B7A95DAEB279B6A68665A098B6 | HARMONY XB4 PROJECTING PUSHBUTTON HEAD Ø22 RED | This Schneider Electric Harmony XB4 red button head operates with a spring return mechanism. It has a chromium-plated metal bezel. This button head provides an ergonomic interface for controlling your machines. It is easily installed and replaced on compatible complete push-button units and contact blocks via snap-fit assembly. It is impact resistant, dust proof, waterproof and vibration resistant thanks to its IP66 / IP67 / IP69 / IP69K, making it ideal for operation in harsh environments. | Hole diameter | 22.5mm
| 22 | Automation and Control | Industrial Switch | Push Buttons | HARMONY XB4 PROJECTING PUSHBUTTON HEAD Ø22 RED | 2004635 | ZB4BA4 | SCHNEIDER ELECTRIC | 155 | https://pim-kvc.soneparsea.com:3443/PictureServer/default.aspx/schneider-zb4ba4_image1.jpg?A3889C9397807479A2A1C7A8BAA5959DB4AAC672CC996496B179B3AEBF9897998173BEB5B9 | https://pim-kvc.soneparsea.com:3443/PictureServer/default.aspx/schneider-zb4ba4.pdf?81788B76AEAA939CBEAABDA9B7A95DAEB279B6A68665A098B6 | HARMONY XB4 PROJECTING PUSHBUTTON HEAD Ø22 RED | This Schneider Electric Harmony XB4 red button head operates with a spring return mechanism. It has a chromium-plated metal bezel. This button head provides an ergonomic interface for controlling your machines. It is easily installed and replaced on compatible complete push-button units and contact blocks via snap-fit assembly. It is impact resistant, dust proof, waterproof and vibration resistant thanks to its IP66 / IP67 / IP69 / IP69K, making it ideal for operation in harsh environments. | Width opening | 0mm
| 22 | Automation and Control | Industrial Switch | Push Buttons | HARMONY XB4 PROJECTING PUSHBUTTON HEAD Ø22 RED | 2004635 | ZB4BA4 | SCHNEIDER ELECTRIC | 155 | https://pim-kvc.soneparsea.com:3443/PictureServer/default.aspx/schneider-zb4ba4_image1.jpg?A3889C9397807479A2A1C7A8BAA5959DB4AAC672CC996496B179B3AEBF9897998173BEB5B9 | https://pim-kvc.soneparsea.com:3443/PictureServer/default.aspx/schneider-zb4ba4.pdf?81788B76AEAA939CBEAABDA9B7A95DAEB279B6A68665A098B6 | HARMONY XB4 PROJECTING PUSHBUTTON HEAD Ø22 RED | This Schneider Electric Harmony XB4 red button head operates with a spring return mechanism. It has a chromium-plated metal bezel. This button head provides an ergonomic interface for controlling your machines. It is easily installed and replaced on compatible complete push-button units and contact blocks via snap-fit assembly. It is impact resistant, dust proof, waterproof and vibration resistant thanks to its IP66 / IP67 / IP69 / IP69K, making it ideal for operation in harsh environments. | Height opening | 0mm
| 22 | Automation and Control | Industrial Switch | Push Buttons | HARMONY XB4 PROJECTING PUSHBUTTON HEAD Ø22 RED | 2004635 | ZB4BA4 | SCHNEIDER ELECTRIC | 155 | https://pim-kvc.soneparsea.com:3443/PictureServer/default.aspx/schneider-zb4ba4_image1.jpg?A3889C9397807479A2A1C7A8BAA5959DB4AAC672CC996496B179B3AEBF9897998173BEB5B9 | https://pim-kvc.soneparsea.com:3443/PictureServer/default.aspx/schneider-zb4ba4.pdf?81788B76AEAA939CBEAABDA9B7A95DAEB279B6A68665A098B6 | HARMONY XB4 PROJECTING PUSHBUTTON HEAD Ø22 RED | This Schneider Electric Harmony XB4 red button head operates with a spring return mechanism. It has a chromium-plated metal bezel. This button head provides an ergonomic interface for controlling your machines. It is easily installed and replaced on compatible complete push-button units and contact blocks via snap-fit assembly. It is impact resistant, dust proof, waterproof and vibration resistant thanks to its IP66 / IP67 / IP69 / IP69K, making it ideal for operation in harsh environments. | Type of button | Flat
| 22 | Automation and Control | Industrial Switch | Push Buttons | HARMONY XB4 PROJECTING PUSHBUTTON HEAD Ø22 RED | 2004635 | ZB4BA4 | SCHNEIDER ELECTRIC | 155 | https://pim-kvc.soneparsea.com:3443/PictureServer/default.aspx/schneider-zb4ba4_image1.jpg?A3889C9397807479A2A1C7A8BAA5959DB4AAC672CC996496B179B3AEBF9897998173BEB5B9 | https://pim-kvc.soneparsea.com:3443/PictureServer/default.aspx/schneider-zb4ba4.pdf?81788B76AEAA939CBEAABDA9B7A95DAEB279B6A68665A098B6 | HARMONY XB4 PROJECTING PUSHBUTTON HEAD Ø22 RED | This Schneider Electric Harmony XB4 red button head operates with a spring return mechanism. It has a chromium-plated metal bezel. This button head provides an ergonomic interface for controlling your machines. It is easily installed and replaced on compatible complete push-button units and contact blocks via snap-fit assembly. It is impact resistant, dust proof, waterproof and vibration resistant thanks to its IP66 / IP67 / IP69 / IP69K, making it ideal for operation in harsh environments. | Suitable for illumination | no
| 22 | Automation and Control | Industrial Switch | Push Buttons | HARMONY XB4 PROJECTING PUSHBUTTON HEAD Ø22 RED | 2004635 | ZB4BA4 | SCHNEIDER ELECTRIC | 155 | https://pim-kvc.soneparsea.com:3443/PictureServer/default.aspx/schneider-zb4ba4_image1.jpg?A3889C9397807479A2A1C7A8BAA5959DB4AAC672CC996496B179B3AEBF9897998173BEB5B9 | https://pim-kvc.soneparsea.com:3443/PictureServer/default.aspx/schneider-zb4ba4.pdf?81788B76AEAA939CBEAABDA9B7A95DAEB279B6A68665A098B6 | HARMONY XB4 PROJECTING PUSHBUTTON HEAD Ø22 RED | This Schneider Electric Harmony XB4 red button head operates with a spring return mechanism. It has a chromium-plated metal bezel. This button head provides an ergonomic interface for controlling your machines. It is easily installed and replaced on compatible complete push-button units and contact blocks via snap-fit assembly. It is impact resistant, dust proof, waterproof and vibration resistant thanks to its IP66 / IP67 / IP69 / IP69K, making it ideal for operation in harsh environments. | With protective cover | no
| 22 | Automation and Control | Industrial Switch | Push Buttons | HARMONY XB4 PROJECTING PUSHBUTTON HEAD Ø22 RED | 2004635 | ZB4BA4 | SCHNEIDER ELECTRIC | 155 | https://pim-kvc.soneparsea.com:3443/PictureServer/default.aspx/schneider-zb4ba4_image1.jpg?A3889C9397807479A2A1C7A8BAA5959DB4AAC672CC996496B179B3AEBF9897998173BEB5B9 | https://pim-kvc.soneparsea.com:3443/PictureServer/default.aspx/schneider-zb4ba4.pdf?81788B76AEAA939CBEAABDA9B7A95DAEB279B6A68665A098B6 | HARMONY XB4 PROJECTING PUSHBUTTON HEAD Ø22 RED | This Schneider Electric Harmony XB4 red button head operates with a spring return mechanism. It has a chromium-plated metal bezel. This button head provides an ergonomic interface for controlling your machines. It is easily installed and replaced on compatible complete push-button units and contact blocks via snap-fit assembly. It is impact resistant, dust proof, waterproof and vibration resistant thanks to its IP66 / IP67 / IP69 / IP69K, making it ideal for operation in harsh environments. | Labelled | no
| 22 | Automation and Control | Industrial Switch | Push Buttons | HARMONY XB4 PROJECTING PUSHBUTTON HEAD Ø22 RED | 2004635 | ZB4BA4 | SCHNEIDER ELECTRIC | 155 | https://pim-kvc.soneparsea.com:3443/PictureServer/default.aspx/schneider-zb4ba4_image1.jpg?A3889C9397807479A2A1C7A8BAA5959DB4AAC672CC996496B179B3AEBF9897998173BEB5B9 | https://pim-kvc.soneparsea.com:3443/PictureServer/default.aspx/schneider-zb4ba4.pdf?81788B76AEAA939CBEAABDA9B7A95DAEB279B6A68665A098B6 | HARMONY XB4 PROJECTING PUSHBUTTON HEAD Ø22 RED | This Schneider Electric Harmony XB4 red button head operates with a spring return mechanism. It has a chromium-plated metal bezel. This button head provides an ergonomic interface for controlling your machines. It is easily installed and replaced on compatible complete push-button units and contact blocks via snap-fit assembly. It is impact resistant, dust proof, waterproof and vibration resistant thanks to its IP66 / IP67 / IP69 / IP69K, making it ideal for operation in harsh environments. | Switching function latching | no
| 22 | Automation and Control | Industrial Switch | Push Buttons | HARMONY XB4 PROJECTING PUSHBUTTON HEAD Ø22 RED | 2004635 | ZB4BA4 | SCHNEIDER ELECTRIC | 155 | https://pim-kvc.soneparsea.com:3443/PictureServer/default.aspx/schneider-zb4ba4_image1.jpg?A3889C9397807479A2A1C7A8BAA5959DB4AAC672CC996496B179B3AEBF9897998173BEB5B9 | https://pim-kvc.soneparsea.com:3443/PictureServer/default.aspx/schneider-zb4ba4.pdf?81788B76AEAA939CBEAABDA9B7A95DAEB279B6A68665A098B6 | HARMONY XB4 PROJECTING PUSHBUTTON HEAD Ø22 RED | This Schneider Electric Harmony XB4 red button head operates with a spring return mechanism. It has a chromium-plated metal bezel. This button head provides an ergonomic interface for controlling your machines. It is easily installed and replaced on compatible complete push-button units and contact blocks via snap-fit assembly. It is impact resistant, dust proof, waterproof and vibration resistant thanks to its IP66 / IP67 / IP69 / IP69K, making it ideal for operation in harsh environments. | Spring-return | yes
| 22 | Automation and Control | Industrial Switch | Push Buttons | HARMONY XB4 PROJECTING PUSHBUTTON HEAD Ø22 RED | 2004635 | ZB4BA4 | SCHNEIDER ELECTRIC | 155 | https://pim-kvc.soneparsea.com:3443/PictureServer/default.aspx/schneider-zb4ba4_image1.jpg?A3889C9397807479A2A1C7A8BAA5959DB4AAC672CC996496B179B3AEBF9897998173BEB5B9 | https://pim-kvc.soneparsea.com:3443/PictureServer/default.aspx/schneider-zb4ba4.pdf?81788B76AEAA939CBEAABDA9B7A95DAEB279B6A68665A098B6 | HARMONY XB4 PROJECTING PUSHBUTTON HEAD Ø22 RED | This Schneider Electric Harmony XB4 red button head operates with a spring return mechanism. It has a chromium-plated metal bezel. This button head provides an ergonomic interface for controlling your machines. It is easily installed and replaced on compatible complete push-button units and contact blocks via snap-fit assembly. It is impact resistant, dust proof, waterproof and vibration resistant thanks to its IP66 / IP67 / IP69 / IP69K, making it ideal for operation in harsh environments. | With front ring | yes
| 22 | Automation and Control | Industrial Switch | Push Buttons | HARMONY XB4 PROJECTING PUSHBUTTON HEAD Ø22 RED | 2004635 | ZB4BA4 | SCHNEIDER ELECTRIC | 155 | https://pim-kvc.soneparsea.com:3443/PictureServer/default.aspx/schneider-zb4ba4_image1.jpg?A3889C9397807479A2A1C7A8BAA5959DB4AAC672CC996496B179B3AEBF9897998173BEB5B9 | https://pim-kvc.soneparsea.com:3443/PictureServer/default.aspx/schneider-zb4ba4.pdf?81788B76AEAA939CBEAABDA9B7A95DAEB279B6A68665A098B6 | HARMONY XB4 PROJECTING PUSHBUTTON HEAD Ø22 RED | This Schneider Electric Harmony XB4 red button head operates with a spring return mechanism. It has a chromium-plated metal bezel. This button head provides an ergonomic interface for controlling your machines. It is easily installed and replaced on compatible complete push-button units and contact blocks via snap-fit assembly. It is impact resistant, dust proof, waterproof and vibration resistant thanks to its IP66 / IP67 / IP69 / IP69K, making it ideal for operation in harsh environments. | Material front ring | Metal
| 22 | Automation and Control | Industrial Switch | Push Buttons | HARMONY XB4 PROJECTING PUSHBUTTON HEAD Ø22 RED | 2004635 | ZB4BA4 | SCHNEIDER ELECTRIC | 155 | https://pim-kvc.soneparsea.com:3443/PictureServer/default.aspx/schneider-zb4ba4_image1.jpg?A3889C9397807479A2A1C7A8BAA5959DB4AAC672CC996496B179B3AEBF9897998173BEB5B9 | https://pim-kvc.soneparsea.com:3443/PictureServer/default.aspx/schneider-zb4ba4.pdf?81788B76AEAA939CBEAABDA9B7A95DAEB279B6A68665A098B6 | HARMONY XB4 PROJECTING PUSHBUTTON HEAD Ø22 RED | This Schneider Electric Harmony XB4 red button head operates with a spring return mechanism. It has a chromium-plated metal bezel. This button head provides an ergonomic interface for controlling your machines. It is easily installed and replaced on compatible complete push-button units and contact blocks via snap-fit assembly. It is impact resistant, dust proof, waterproof and vibration resistant thanks to its IP66 / IP67 / IP69 / IP69K, making it ideal for operation in harsh environments. | Colour front ring | Chrome
| 22 | Automation and Control | Industrial Switch | Push Buttons | HARMONY XB4 PROJECTING PUSHBUTTON HEAD Ø22 RED | 2004635 | ZB4BA4 | SCHNEIDER ELECTRIC | 155 | https://pim-kvc.soneparsea.com:3443/PictureServer/default.aspx/schneider-zb4ba4_image1.jpg?A3889C9397807479A2A1C7A8BAA5959DB4AAC672CC996496B179B3AEBF9897998173BEB5B9 | https://pim-kvc.soneparsea.com:3443/PictureServer/default.aspx/schneider-zb4ba4.pdf?81788B76AEAA939CBEAABDA9B7A95DAEB279B6A68665A098B6 | HARMONY XB4 PROJECTING PUSHBUTTON HEAD Ø22 RED | This Schneider Electric Harmony XB4 red button head operates with a spring return mechanism. It has a chromium-plated metal bezel. This button head provides an ergonomic interface for controlling your machines. It is easily installed and replaced on compatible complete push-button units and contact blocks via snap-fit assembly. It is impact resistant, dust proof, waterproof and vibration resistant thanks to its IP66 / IP67 / IP69 / IP69K, making it ideal for operation in harsh environments. | Degree of protection (IP), front side | IP66
| 22 | Automation and Control | Industrial Switch | Push Buttons | HARMONY XB4 PROJECTING PUSHBUTTON HEAD Ø22 RED | 2004635 | ZB4BA4 | SCHNEIDER ELECTRIC | 155 | https://pim-kvc.soneparsea.com:3443/PictureServer/default.aspx/schneider-zb4ba4_image1.jpg?A3889C9397807479A2A1C7A8BAA5959DB4AAC672CC996496B179B3AEBF9897998173BEB5B9 | https://pim-kvc.soneparsea.com:3443/PictureServer/default.aspx/schneider-zb4ba4.pdf?81788B76AEAA939CBEAABDA9B7A95DAEB279B6A68665A098B6 | HARMONY XB4 PROJECTING PUSHBUTTON HEAD Ø22 RED | This Schneider Electric Harmony XB4 red button head operates with a spring return mechanism. It has a chromium-plated metal bezel. This button head provides an ergonomic interface for controlling your machines. It is easily installed and replaced on compatible complete push-button units and contact blocks via snap-fit assembly. It is impact resistant, dust proof, waterproof and vibration resistant thanks to its IP66 / IP67 / IP69 / IP69K, making it ideal for operation in harsh environments. | Degree of protection (NEMA), front side | 13
| 23 | Automation and Control | Industrial Switch | Selector Switches | HARMONY XB4 SELECTOR SWITCH HEAD Ø22 2 POS STAY PUT RON | 2004637 | ZB4BG2 | SCHNEIDER ELECTRIC | 1250 | https://pim-kvc.soneparsea.com:3443/PictureServer/default.aspx/schneider-zb4bg2_image1.jpg?A3889C9397807479A2A1C7A8BAA5959DB4AAC672CC996496B777B3AEBF9897998173BEB5B9 | https://pim-kvc.soneparsea.com:3443/PictureServer/default.aspx/schneider-ZB4-BG2.pdf?81788B76AEAA939CBEAABDA9B7A95D8E9279818799695EA4B4AB | HARMONY XB4 SELECTOR SWITCH HEAD Ø22 2-POSITION STAY PUT RONIS 455 | Designed for industrial applications and to combine ease of installation and robustness. | Number of switch positions | 2
| 23 | Automation and Control | Industrial Switch | Selector Switches | HARMONY XB4 SELECTOR SWITCH HEAD Ø22 2 POS STAY PUT RON | 2004637 | ZB4BG2 | SCHNEIDER ELECTRIC | 1250 | https://pim-kvc.soneparsea.com:3443/PictureServer/default.aspx/schneider-zb4bg2_image1.jpg?A3889C9397807479A2A1C7A8BAA5959DB4AAC672CC996496B777B3AEBF9897998173BEB5B9 | https://pim-kvc.soneparsea.com:3443/PictureServer/default.aspx/schneider-ZB4-BG2.pdf?81788B76AEAA939CBEAABDA9B7A95D8E9279818799695EA4B4AB | HARMONY XB4 SELECTOR SWITCH HEAD Ø22 2-POSITION STAY PUT RONIS 455 | Designed for industrial applications and to combine ease of installation and robustness. | Type of control element | Key
| 23 | Automation and Control | Industrial Switch | Selector Switches | HARMONY XB4 SELECTOR SWITCH HEAD Ø22 2 POS STAY PUT RON | 2004637 | ZB4BG2 | SCHNEIDER ELECTRIC | 1250 | https://pim-kvc.soneparsea.com:3443/PictureServer/default.aspx/schneider-zb4bg2_image1.jpg?A3889C9397807479A2A1C7A8BAA5959DB4AAC672CC996496B777B3AEBF9897998173BEB5B9 | https://pim-kvc.soneparsea.com:3443/PictureServer/default.aspx/schneider-ZB4-BG2.pdf?81788B76AEAA939CBEAABDA9B7A95D8E9279818799695EA4B4AB | HARMONY XB4 SELECTOR SWITCH HEAD Ø22 2-POSITION STAY PUT RONIS 455 | Designed for industrial applications and to combine ease of installation and robustness. | Suitable for illumination | no
| 23 | Automation and Control | Industrial Switch | Selector Switches | HARMONY XB4 SELECTOR SWITCH HEAD Ø22 2 POS STAY PUT RON | 2004637 | ZB4BG2 | SCHNEIDER ELECTRIC | 1250 | https://pim-kvc.soneparsea.com:3443/PictureServer/default.aspx/schneider-zb4bg2_image1.jpg?A3889C9397807479A2A1C7A8BAA5959DB4AAC672CC996496B777B3AEBF9897998173BEB5B9 | https://pim-kvc.soneparsea.com:3443/PictureServer/default.aspx/schneider-ZB4-BG2.pdf?81788B76AEAA939CBEAABDA9B7A95D8E9279818799695EA4B4AB | HARMONY XB4 SELECTOR SWITCH HEAD Ø22 2-POSITION STAY PUT RONIS 455 | Designed for industrial applications and to combine ease of installation and robustness. | Colour control element | Other
| 23 | Automation and Control | Industrial Switch | Selector Switches | HARMONY XB4 SELECTOR SWITCH HEAD Ø22 2 POS STAY PUT RON | 2004637 | ZB4BG2 | SCHNEIDER ELECTRIC | 1250 | https://pim-kvc.soneparsea.com:3443/PictureServer/default.aspx/schneider-zb4bg2_image1.jpg?A3889C9397807479A2A1C7A8BAA5959DB4AAC672CC996496B777B3AEBF9897998173BEB5B9 | https://pim-kvc.soneparsea.com:3443/PictureServer/default.aspx/schneider-ZB4-BG2.pdf?81788B76AEAA939CBEAABDA9B7A95D8E9279818799695EA4B4AB | HARMONY XB4 SELECTOR SWITCH HEAD Ø22 2-POSITION STAY PUT RONIS 455 | Designed for industrial applications and to combine ease of installation and robustness. | Construction type lens | Round
| 23 | Automation and Control | Industrial Switch | Selector Switches | HARMONY XB4 SELECTOR SWITCH HEAD Ø22 2 POS STAY PUT RON | 2004637 | ZB4BG2 | SCHNEIDER ELECTRIC | 1250 | https://pim-kvc.soneparsea.com:3443/PictureServer/default.aspx/schneider-zb4bg2_image1.jpg?A3889C9397807479A2A1C7A8BAA5959DB4AAC672CC996496B777B3AEBF9897998173BEB5B9 | https://pim-kvc.soneparsea.com:3443/PictureServer/default.aspx/schneider-ZB4-BG2.pdf?81788B76AEAA939CBEAABDA9B7A95D8E9279818799695EA4B4AB | HARMONY XB4 SELECTOR SWITCH HEAD Ø22 2-POSITION STAY PUT RONIS 455 | Designed for industrial applications and to combine ease of installation and robustness. | Hole diameter | 22.5mm
| 23 | Automation and Control | Industrial Switch | Selector Switches | HARMONY XB4 SELECTOR SWITCH HEAD Ø22 2 POS STAY PUT RON | 2004637 | ZB4BG2 | SCHNEIDER ELECTRIC | 1250 | https://pim-kvc.soneparsea.com:3443/PictureServer/default.aspx/schneider-zb4bg2_image1.jpg?A3889C9397807479A2A1C7A8BAA5959DB4AAC672CC996496B777B3AEBF9897998173BEB5B9 | https://pim-kvc.soneparsea.com:3443/PictureServer/default.aspx/schneider-ZB4-BG2.pdf?81788B76AEAA939CBEAABDA9B7A95D8E9279818799695EA4B4AB | HARMONY XB4 SELECTOR SWITCH HEAD Ø22 2-POSITION STAY PUT RONIS 455 | Designed for industrial applications and to combine ease of installation and robustness. | Width opening | 0mm
| 23 | Automation and Control | Industrial Switch | Selector Switches | HARMONY XB4 SELECTOR SWITCH HEAD Ø22 2 POS STAY PUT RON | 2004637 | ZB4BG2 | SCHNEIDER ELECTRIC | 1250 | https://pim-kvc.soneparsea.com:3443/PictureServer/default.aspx/schneider-zb4bg2_image1.jpg?A3889C9397807479A2A1C7A8BAA5959DB4AAC672CC996496B777B3AEBF9897998173BEB5B9 | https://pim-kvc.soneparsea.com:3443/PictureServer/default.aspx/schneider-ZB4-BG2.pdf?81788B76AEAA939CBEAABDA9B7A95D8E9279818799695EA4B4AB | HARMONY XB4 SELECTOR SWITCH HEAD Ø22 2-POSITION STAY PUT RONIS 455 | Designed for industrial applications and to combine ease of installation and robustness. | Height opening | 0mm
| 23 | Automation and Control | Industrial Switch | Selector Switches | HARMONY XB4 SELECTOR SWITCH HEAD Ø22 2 POS STAY PUT RON | 2004637 | ZB4BG2 | SCHNEIDER ELECTRIC | 1250 | https://pim-kvc.soneparsea.com:3443/PictureServer/default.aspx/schneider-zb4bg2_image1.jpg?A3889C9397807479A2A1C7A8BAA5959DB4AAC672CC996496B777B3AEBF9897998173BEB5B9 | https://pim-kvc.soneparsea.com:3443/PictureServer/default.aspx/schneider-ZB4-BG2.pdf?81788B76AEAA939CBEAABDA9B7A95D8E9279818799695EA4B4AB | HARMONY XB4 SELECTOR SWITCH HEAD Ø22 2-POSITION STAY PUT RONIS 455 | Designed for industrial applications and to combine ease of installation and robustness. | Switching function latching | yes
| 23 | Automation and Control | Industrial Switch | Selector Switches | HARMONY XB4 SELECTOR SWITCH HEAD Ø22 2 POS STAY PUT RON | 2004637 | ZB4BG2 | SCHNEIDER ELECTRIC | 1250 | https://pim-kvc.soneparsea.com:3443/PictureServer/default.aspx/schneider-zb4bg2_image1.jpg?A3889C9397807479A2A1C7A8BAA5959DB4AAC672CC996496B777B3AEBF9897998173BEB5B9 | https://pim-kvc.soneparsea.com:3443/PictureServer/default.aspx/schneider-ZB4-BG2.pdf?81788B76AEAA939CBEAABDA9B7A95D8E9279818799695EA4B4AB | HARMONY XB4 SELECTOR SWITCH HEAD Ø22 2-POSITION STAY PUT RONIS 455 | Designed for industrial applications and to combine ease of installation and robustness. | Spring-return | no
| 23 | Automation and Control | Industrial Switch | Selector Switches | HARMONY XB4 SELECTOR SWITCH HEAD Ø22 2 POS STAY PUT RON | 2004637 | ZB4BG2 | SCHNEIDER ELECTRIC | 1250 | https://pim-kvc.soneparsea.com:3443/PictureServer/default.aspx/schneider-zb4bg2_image1.jpg?A3889C9397807479A2A1C7A8BAA5959DB4AAC672CC996496B777B3AEBF9897998173BEB5B9 | https://pim-kvc.soneparsea.com:3443/PictureServer/default.aspx/schneider-ZB4-BG2.pdf?81788B76AEAA939CBEAABDA9B7A95D8E9279818799695EA4B4AB | HARMONY XB4 SELECTOR SWITCH HEAD Ø22 2-POSITION STAY PUT RONIS 455 | Designed for industrial applications and to combine ease of installation and robustness. | With front ring | yes
| 23 | Automation and Control | Industrial Switch | Selector Switches | HARMONY XB4 SELECTOR SWITCH HEAD Ø22 2 POS STAY PUT RON | 2004637 | ZB4BG2 | SCHNEIDER ELECTRIC | 1250 | https://pim-kvc.soneparsea.com:3443/PictureServer/default.aspx/schneider-zb4bg2_image1.jpg?A3889C9397807479A2A1C7A8BAA5959DB4AAC672CC996496B777B3AEBF9897998173BEB5B9 | https://pim-kvc.soneparsea.com:3443/PictureServer/default.aspx/schneider-ZB4-BG2.pdf?81788B76AEAA939CBEAABDA9B7A95D8E9279818799695EA4B4AB | HARMONY XB4 SELECTOR SWITCH HEAD Ø22 2-POSITION STAY PUT RONIS 455 | Designed for industrial applications and to combine ease of installation and robustness. | Material front ring | Metal
| 23 | Automation and Control | Industrial Switch | Selector Switches | HARMONY XB4 SELECTOR SWITCH HEAD Ø22 2 POS STAY PUT RON | 2004637 | ZB4BG2 | SCHNEIDER ELECTRIC | 1250 | https://pim-kvc.soneparsea.com:3443/PictureServer/default.aspx/schneider-zb4bg2_image1.jpg?A3889C9397807479A2A1C7A8BAA5959DB4AAC672CC996496B777B3AEBF9897998173BEB5B9 | https://pim-kvc.soneparsea.com:3443/PictureServer/default.aspx/schneider-ZB4-BG2.pdf?81788B76AEAA939CBEAABDA9B7A95D8E9279818799695EA4B4AB | HARMONY XB4 SELECTOR SWITCH HEAD Ø22 2-POSITION STAY PUT RONIS 455 | Designed for industrial applications and to combine ease of installation and robustness. | Colour front ring | Chrome
| 23 | Automation and Control | Industrial Switch | Selector Switches | HARMONY XB4 SELECTOR SWITCH HEAD Ø22 2 POS STAY PUT RON | 2004637 | ZB4BG2 | SCHNEIDER ELECTRIC | 1250 | https://pim-kvc.soneparsea.com:3443/PictureServer/default.aspx/schneider-zb4bg2_image1.jpg?A3889C9397807479A2A1C7A8BAA5959DB4AAC672CC996496B777B3AEBF9897998173BEB5B9 | https://pim-kvc.soneparsea.com:3443/PictureServer/default.aspx/schneider-ZB4-BG2.pdf?81788B76AEAA939CBEAABDA9B7A95D8E9279818799695EA4B4AB | HARMONY XB4 SELECTOR SWITCH HEAD Ø22 2-POSITION STAY PUT RONIS 455 | Designed for industrial applications and to combine ease of installation and robustness. | Degree of protection (IP), front side | IP66
| 23 | Automation and Control | Industrial Switch | Selector Switches | HARMONY XB4 SELECTOR SWITCH HEAD Ø22 2 POS STAY PUT RON | 2004637 | ZB4BG2 | SCHNEIDER ELECTRIC | 1250 | https://pim-kvc.soneparsea.com:3443/PictureServer/default.aspx/schneider-zb4bg2_image1.jpg?A3889C9397807479A2A1C7A8BAA5959DB4AAC672CC996496B777B3AEBF9897998173BEB5B9 | https://pim-kvc.soneparsea.com:3443/PictureServer/default.aspx/schneider-ZB4-BG2.pdf?81788B76AEAA939CBEAABDA9B7A95D8E9279818799695EA4B4AB | HARMONY XB4 SELECTOR SWITCH HEAD Ø22 2-POSITION STAY PUT RONIS 455 | Designed for industrial applications and to combine ease of installation and robustness. | Degree of protection (NEMA) | Other
| 24 | Automation and Control | Industrial Switch | Selector Switches | HARMONY XB4 SELECTOR SWITCH HEAD Ø22 2POS STAY PUT BLACK | 2004638 | ZB4BJ2 | SCHNEIDER ELECTRIC | 600 | https://pim-kvc.soneparsea.com:3443/PictureServer/default.aspx/schneider-zb4bj2_image1.jpg?A3889C9397807479A2A1C7A8BAA5959DB4AAC672CC996496BA77B3AEBF9897998173BEB5B9 | https://pim-kvc.soneparsea.com:3443/PictureServer/default.aspx/schneider-ZB4-BJ2.pdf?81788B76AEAA939CBEAABDA9B7A95D8E927981879C695EA4B4AB | HARMONY XB4 SELECTOR SWITCH HEAD Ø22 2-POSITION STAY PUT BLACK | ZB4 series selector switches with metal bezel offers individual component selection and is designed for industrial applications and to combine ease of installation and robustness. | Number of switch positions | 2
| 24 | Automation and Control | Industrial Switch | Selector Switches | HARMONY XB4 SELECTOR SWITCH HEAD Ø22 2POS STAY PUT BLACK | 2004638 | ZB4BJ2 | SCHNEIDER ELECTRIC | 600 | https://pim-kvc.soneparsea.com:3443/PictureServer/default.aspx/schneider-zb4bj2_image1.jpg?A3889C9397807479A2A1C7A8BAA5959DB4AAC672CC996496BA77B3AEBF9897998173BEB5B9 | https://pim-kvc.soneparsea.com:3443/PictureServer/default.aspx/schneider-ZB4-BJ2.pdf?81788B76AEAA939CBEAABDA9B7A95D8E927981879C695EA4B4AB | HARMONY XB4 SELECTOR SWITCH HEAD Ø22 2-POSITION STAY PUT BLACK | ZB4 series selector switches with metal bezel offers individual component selection and is designed for industrial applications and to combine ease of installation and robustness. | Type of control element | Short thumb-grip
| 24 | Automation and Control | Industrial Switch | Selector Switches | HARMONY XB4 SELECTOR SWITCH HEAD Ø22 2POS STAY PUT BLACK | 2004638 | ZB4BJ2 | SCHNEIDER ELECTRIC | 600 | https://pim-kvc.soneparsea.com:3443/PictureServer/default.aspx/schneider-zb4bj2_image1.jpg?A3889C9397807479A2A1C7A8BAA5959DB4AAC672CC996496BA77B3AEBF9897998173BEB5B9 | https://pim-kvc.soneparsea.com:3443/PictureServer/default.aspx/schneider-ZB4-BJ2.pdf?81788B76AEAA939CBEAABDA9B7A95D8E927981879C695EA4B4AB | HARMONY XB4 SELECTOR SWITCH HEAD Ø22 2-POSITION STAY PUT BLACK | ZB4 series selector switches with metal bezel offers individual component selection and is designed for industrial applications and to combine ease of installation and robustness. | Suitable for illumination | no
| 24 | Automation and Control | Industrial Switch | Selector Switches | HARMONY XB4 SELECTOR SWITCH HEAD Ø22 2POS STAY PUT BLACK | 2004638 | ZB4BJ2 | SCHNEIDER ELECTRIC | 600 | https://pim-kvc.soneparsea.com:3443/PictureServer/default.aspx/schneider-zb4bj2_image1.jpg?A3889C9397807479A2A1C7A8BAA5959DB4AAC672CC996496BA77B3AEBF9897998173BEB5B9 | https://pim-kvc.soneparsea.com:3443/PictureServer/default.aspx/schneider-ZB4-BJ2.pdf?81788B76AEAA939CBEAABDA9B7A95D8E927981879C695EA4B4AB | HARMONY XB4 SELECTOR SWITCH HEAD Ø22 2-POSITION STAY PUT BLACK | ZB4 series selector switches with metal bezel offers individual component selection and is designed for industrial applications and to combine ease of installation and robustness. | Colour control element | Black
| 24 | Automation and Control | Industrial Switch | Selector Switches | HARMONY XB4 SELECTOR SWITCH HEAD Ø22 2POS STAY PUT BLACK | 2004638 | ZB4BJ2 | SCHNEIDER ELECTRIC | 600 | https://pim-kvc.soneparsea.com:3443/PictureServer/default.aspx/schneider-zb4bj2_image1.jpg?A3889C9397807479A2A1C7A8BAA5959DB4AAC672CC996496BA77B3AEBF9897998173BEB5B9 | https://pim-kvc.soneparsea.com:3443/PictureServer/default.aspx/schneider-ZB4-BJ2.pdf?81788B76AEAA939CBEAABDA9B7A95D8E927981879C695EA4B4AB | HARMONY XB4 SELECTOR SWITCH HEAD Ø22 2-POSITION STAY PUT BLACK | ZB4 series selector switches with metal bezel offers individual component selection and is designed for industrial applications and to combine ease of installation and robustness. | Construction type lens | Round
| 24 | Automation and Control | Industrial Switch | Selector Switches | HARMONY XB4 SELECTOR SWITCH HEAD Ø22 2POS STAY PUT BLACK | 2004638 | ZB4BJ2 | SCHNEIDER ELECTRIC | 600 | https://pim-kvc.soneparsea.com:3443/PictureServer/default.aspx/schneider-zb4bj2_image1.jpg?A3889C9397807479A2A1C7A8BAA5959DB4AAC672CC996496BA77B3AEBF9897998173BEB5B9 | https://pim-kvc.soneparsea.com:3443/PictureServer/default.aspx/schneider-ZB4-BJ2.pdf?81788B76AEAA939CBEAABDA9B7A95D8E927981879C695EA4B4AB | HARMONY XB4 SELECTOR SWITCH HEAD Ø22 2-POSITION STAY PUT BLACK | ZB4 series selector switches with metal bezel offers individual component selection and is designed for industrial applications and to combine ease of installation and robustness. | Hole diameter | 22.5mm
| 24 | Automation and Control | Industrial Switch | Selector Switches | HARMONY XB4 SELECTOR SWITCH HEAD Ø22 2POS STAY PUT BLACK | 2004638 | ZB4BJ2 | SCHNEIDER ELECTRIC | 600 | https://pim-kvc.soneparsea.com:3443/PictureServer/default.aspx/schneider-zb4bj2_image1.jpg?A3889C9397807479A2A1C7A8BAA5959DB4AAC672CC996496BA77B3AEBF9897998173BEB5B9 | https://pim-kvc.soneparsea.com:3443/PictureServer/default.aspx/schneider-ZB4-BJ2.pdf?81788B76AEAA939CBEAABDA9B7A95D8E927981879C695EA4B4AB | HARMONY XB4 SELECTOR SWITCH HEAD Ø22 2-POSITION STAY PUT BLACK | ZB4 series selector switches with metal bezel offers individual component selection and is designed for industrial applications and to combine ease of installation and robustness. | Width opening | 0mm
| 24 | Automation and Control | Industrial Switch | Selector Switches | HARMONY XB4 SELECTOR SWITCH HEAD Ø22 2POS STAY PUT BLACK | 2004638 | ZB4BJ2 | SCHNEIDER ELECTRIC | 600 | https://pim-kvc.soneparsea.com:3443/PictureServer/default.aspx/schneider-zb4bj2_image1.jpg?A3889C9397807479A2A1C7A8BAA5959DB4AAC672CC996496BA77B3AEBF9897998173BEB5B9 | https://pim-kvc.soneparsea.com:3443/PictureServer/default.aspx/schneider-ZB4-BJ2.pdf?81788B76AEAA939CBEAABDA9B7A95D8E927981879C695EA4B4AB | HARMONY XB4 SELECTOR SWITCH HEAD Ø22 2-POSITION STAY PUT BLACK | ZB4 series selector switches with metal bezel offers individual component selection and is designed for industrial applications and to combine ease of installation and robustness. | Height opening | 0mm
| 24 | Automation and Control | Industrial Switch | Selector Switches | HARMONY XB4 SELECTOR SWITCH HEAD Ø22 2POS STAY PUT BLACK | 2004638 | ZB4BJ2 | SCHNEIDER ELECTRIC | 600 | https://pim-kvc.soneparsea.com:3443/PictureServer/default.aspx/schneider-zb4bj2_image1.jpg?A3889C9397807479A2A1C7A8BAA5959DB4AAC672CC996496BA77B3AEBF9897998173BEB5B9 | https://pim-kvc.soneparsea.com:3443/PictureServer/default.aspx/schneider-ZB4-BJ2.pdf?81788B76AEAA939CBEAABDA9B7A95D8E927981879C695EA4B4AB | HARMONY XB4 SELECTOR SWITCH HEAD Ø22 2-POSITION STAY PUT BLACK | ZB4 series selector switches with metal bezel offers individual component selection and is designed for industrial applications and to combine ease of installation and robustness. | Switching function latching | yes
| 24 | Automation and Control | Industrial Switch | Selector Switches | HARMONY XB4 SELECTOR SWITCH HEAD Ø22 2POS STAY PUT BLACK | 2004638 | ZB4BJ2 | SCHNEIDER ELECTRIC | 600 | https://pim-kvc.soneparsea.com:3443/PictureServer/default.aspx/schneider-zb4bj2_image1.jpg?A3889C9397807479A2A1C7A8BAA5959DB4AAC672CC996496BA77B3AEBF9897998173BEB5B9 | https://pim-kvc.soneparsea.com:3443/PictureServer/default.aspx/schneider-ZB4-BJ2.pdf?81788B76AEAA939CBEAABDA9B7A95D8E927981879C695EA4B4AB | HARMONY XB4 SELECTOR SWITCH HEAD Ø22 2-POSITION STAY PUT BLACK | ZB4 series selector switches with metal bezel offers individual component selection and is designed for industrial applications and to combine ease of installation and robustness. | Spring-return | no
| 24 | Automation and Control | Industrial Switch | Selector Switches | HARMONY XB4 SELECTOR SWITCH HEAD Ø22 2POS STAY PUT BLACK | 2004638 | ZB4BJ2 | SCHNEIDER ELECTRIC | 600 | https://pim-kvc.soneparsea.com:3443/PictureServer/default.aspx/schneider-zb4bj2_image1.jpg?A3889C9397807479A2A1C7A8BAA5959DB4AAC672CC996496BA77B3AEBF9897998173BEB5B9 | https://pim-kvc.soneparsea.com:3443/PictureServer/default.aspx/schneider-ZB4-BJ2.pdf?81788B76AEAA939CBEAABDA9B7A95D8E927981879C695EA4B4AB | HARMONY XB4 SELECTOR SWITCH HEAD Ø22 2-POSITION STAY PUT BLACK | ZB4 series selector switches with metal bezel offers individual component selection and is designed for industrial applications and to combine ease of installation and robustness. | With front ring | yes
| 24 | Automation and Control | Industrial Switch | Selector Switches | HARMONY XB4 SELECTOR SWITCH HEAD Ø22 2POS STAY PUT BLACK | 2004638 | ZB4BJ2 | SCHNEIDER ELECTRIC | 600 | https://pim-kvc.soneparsea.com:3443/PictureServer/default.aspx/schneider-zb4bj2_image1.jpg?A3889C9397807479A2A1C7A8BAA5959DB4AAC672CC996496BA77B3AEBF9897998173BEB5B9 | https://pim-kvc.soneparsea.com:3443/PictureServer/default.aspx/schneider-ZB4-BJ2.pdf?81788B76AEAA939CBEAABDA9B7A95D8E927981879C695EA4B4AB | HARMONY XB4 SELECTOR SWITCH HEAD Ø22 2-POSITION STAY PUT BLACK | ZB4 series selector switches with metal bezel offers individual component selection and is designed for industrial applications and to combine ease of installation and robustness. | Material front ring | Metal
| 24 | Automation and Control | Industrial Switch | Selector Switches | HARMONY XB4 SELECTOR SWITCH HEAD Ø22 2POS STAY PUT BLACK | 2004638 | ZB4BJ2 | SCHNEIDER ELECTRIC | 600 | https://pim-kvc.soneparsea.com:3443/PictureServer/default.aspx/schneider-zb4bj2_image1.jpg?A3889C9397807479A2A1C7A8BAA5959DB4AAC672CC996496BA77B3AEBF9897998173BEB5B9 | https://pim-kvc.soneparsea.com:3443/PictureServer/default.aspx/schneider-ZB4-BJ2.pdf?81788B76AEAA939CBEAABDA9B7A95D8E927981879C695EA4B4AB | HARMONY XB4 SELECTOR SWITCH HEAD Ø22 2-POSITION STAY PUT BLACK | ZB4 series selector switches with metal bezel offers individual component selection and is designed for industrial applications and to combine ease of installation and robustness. | Colour front ring | Chrome
| 24 | Automation and Control | Industrial Switch | Selector Switches | HARMONY XB4 SELECTOR SWITCH HEAD Ø22 2POS STAY PUT BLACK | 2004638 | ZB4BJ2 | SCHNEIDER ELECTRIC | 600 | https://pim-kvc.soneparsea.com:3443/PictureServer/default.aspx/schneider-zb4bj2_image1.jpg?A3889C9397807479A2A1C7A8BAA5959DB4AAC672CC996496BA77B3AEBF9897998173BEB5B9 | https://pim-kvc.soneparsea.com:3443/PictureServer/default.aspx/schneider-ZB4-BJ2.pdf?81788B76AEAA939CBEAABDA9B7A95D8E927981879C695EA4B4AB | HARMONY XB4 SELECTOR SWITCH HEAD Ø22 2-POSITION STAY PUT BLACK | ZB4 series selector switches with metal bezel offers individual component selection and is designed for industrial applications and to combine ease of installation and robustness. | Degree of protection (IP), front side | IP67/IP69K
| 24 | Automation and Control | Industrial Switch | Selector Switches | HARMONY XB4 SELECTOR SWITCH HEAD Ø22 2POS STAY PUT BLACK | 2004638 | ZB4BJ2 | SCHNEIDER ELECTRIC | 600 | https://pim-kvc.soneparsea.com:3443/PictureServer/default.aspx/schneider-zb4bj2_image1.jpg?A3889C9397807479A2A1C7A8BAA5959DB4AAC672CC996496BA77B3AEBF9897998173BEB5B9 | https://pim-kvc.soneparsea.com:3443/PictureServer/default.aspx/schneider-ZB4-BJ2.pdf?81788B76AEAA939CBEAABDA9B7A95D8E927981879C695EA4B4AB | HARMONY XB4 SELECTOR SWITCH HEAD Ø22 2-POSITION STAY PUT BLACK | ZB4 series selector switches with metal bezel offers individual component selection and is designed for industrial applications and to combine ease of installation and robustness. | Degree of protection (NEMA) | Other
| 25 | Automation and Control | Industrial Switch | Control Switch | XD2 JOYSTICK CONTROLLER 22MM 2-DIRECTION | 2004944 | XD2GA8241 | SCHNEIDER ELECTRIC | 7480 | https://pim-kvc.soneparsea.com:3443/PictureServer/default.aspx/schneider-XD2GA8241_Image1.jpg?A3889C9397807479A2A1C7A8BAA5959DB4AAC672AA7B627B917D8679839679A1B1ACB97680A1A09B | https://pim-kvc.soneparsea.com:3443/PictureServer/default.aspx/schneider-XD2GA8241.pdf?81788B76AEAA939CBEAABDA9B7A95D8C94779B868A6964657EB5B8AB | XD2 JOYSTICK CONTROLLER 22MM 2-DIRECTION | From Schneider Electric, these XD2 series joystick controllers are complete units ready for immediate installation. With a chromium plated metal bezel and rubber grip, the XD2 series offers light-touch reliable control in two or four positions. Available either with spring return or without for the option of maintained control. | Rated operation current Ie at AC-21, 400 V | 3A
| 25 | Automation and Control | Industrial Switch | Control Switch | XD2 JOYSTICK CONTROLLER 22MM 2-DIRECTION | 2004944 | XD2GA8241 | SCHNEIDER ELECTRIC | 7480 | https://pim-kvc.soneparsea.com:3443/PictureServer/default.aspx/schneider-XD2GA8241_Image1.jpg?A3889C9397807479A2A1C7A8BAA5959DB4AAC672AA7B627B917D8679839679A1B1ACB97680A1A09B | https://pim-kvc.soneparsea.com:3443/PictureServer/default.aspx/schneider-XD2GA8241.pdf?81788B76AEAA939CBEAABDA9B7A95D8C94779B868A6964657EB5B8AB | XD2 JOYSTICK CONTROLLER 22MM 2-DIRECTION | From Schneider Electric, these XD2 series joystick controllers are complete units ready for immediate installation. With a chromium plated metal bezel and rubber grip, the XD2 series offers light-touch reliable control in two or four positions. Available either with spring return or without for the option of maintained control. | Centre mounting, hole diameter | 22mm
| 25 | Automation and Control | Industrial Switch | Control Switch | XD2 JOYSTICK CONTROLLER 22MM 2-DIRECTION | 2004944 | XD2GA8241 | SCHNEIDER ELECTRIC | 7480 | https://pim-kvc.soneparsea.com:3443/PictureServer/default.aspx/schneider-XD2GA8241_Image1.jpg?A3889C9397807479A2A1C7A8BAA5959DB4AAC672AA7B627B917D8679839679A1B1ACB97680A1A09B | https://pim-kvc.soneparsea.com:3443/PictureServer/default.aspx/schneider-XD2GA8241.pdf?81788B76AEAA939CBEAABDA9B7A95D8C94779B868A6964657EB5B8AB | XD2 JOYSTICK CONTROLLER 22MM 2-DIRECTION | From Schneider Electric, these XD2 series joystick controllers are complete units ready for immediate installation. With a chromium plated metal bezel and rubber grip, the XD2 series offers light-touch reliable control in two or four positions. Available either with spring return or without for the option of maintained control. | Joy stick length | 87mm
| 25 | Automation and Control | Industrial Switch | Control Switch | XD2 JOYSTICK CONTROLLER 22MM 2-DIRECTION | 2004944 | XD2GA8241 | SCHNEIDER ELECTRIC | 7480 | https://pim-kvc.soneparsea.com:3443/PictureServer/default.aspx/schneider-XD2GA8241_Image1.jpg?A3889C9397807479A2A1C7A8BAA5959DB4AAC672AA7B627B917D8679839679A1B1ACB97680A1A09B | https://pim-kvc.soneparsea.com:3443/PictureServer/default.aspx/schneider-XD2GA8241.pdf?81788B76AEAA939CBEAABDA9B7A95D8C94779B868A6964657EB5B8AB | XD2 JOYSTICK CONTROLLER 22MM 2-DIRECTION | From Schneider Electric, these XD2 series joystick controllers are complete units ready for immediate installation. With a chromium plated metal bezel and rubber grip, the XD2 series offers light-touch reliable control in two or four positions. Available either with spring return or without for the option of maintained control. | Number of actuation directions | 2
| 25 | Automation and Control | Industrial Switch | Control Switch | XD2 JOYSTICK CONTROLLER 22MM 2-DIRECTION | 2004944 | XD2GA8241 | SCHNEIDER ELECTRIC | 7480 | https://pim-kvc.soneparsea.com:3443/PictureServer/default.aspx/schneider-XD2GA8241_Image1.jpg?A3889C9397807479A2A1C7A8BAA5959DB4AAC672AA7B627B917D8679839679A1B1ACB97680A1A09B | https://pim-kvc.soneparsea.com:3443/PictureServer/default.aspx/schneider-XD2GA8241.pdf?81788B76AEAA939CBEAABDA9B7A95D8C94779B868A6964657EB5B8AB | XD2 JOYSTICK CONTROLLER 22MM 2-DIRECTION | From Schneider Electric, these XD2 series joystick controllers are complete units ready for immediate installation. With a chromium plated metal bezel and rubber grip, the XD2 series offers light-touch reliable control in two or four positions. Available either with spring return or without for the option of maintained control. | Number of switch positions | 2
| 25 | Automation and Control | Industrial Switch | Control Switch | XD2 JOYSTICK CONTROLLER 22MM 2-DIRECTION | 2004944 | XD2GA8241 | SCHNEIDER ELECTRIC | 7480 | https://pim-kvc.soneparsea.com:3443/PictureServer/default.aspx/schneider-XD2GA8241_Image1.jpg?A3889C9397807479A2A1C7A8BAA5959DB4AAC672AA7B627B917D8679839679A1B1ACB97680A1A09B | https://pim-kvc.soneparsea.com:3443/PictureServer/default.aspx/schneider-XD2GA8241.pdf?81788B76AEAA939CBEAABDA9B7A95D8C94779B868A6964657EB5B8AB | XD2 JOYSTICK CONTROLLER 22MM 2-DIRECTION | From Schneider Electric, these XD2 series joystick controllers are complete units ready for immediate installation. With a chromium plated metal bezel and rubber grip, the XD2 series offers light-touch reliable control in two or four positions. Available either with spring return or without for the option of maintained control. | Number of normally open contacts per actuation direction | 2
| 25 | Automation and Control | Industrial Switch | Control Switch | XD2 JOYSTICK CONTROLLER 22MM 2-DIRECTION | 2004944 | XD2GA8241 | SCHNEIDER ELECTRIC | 7480 | https://pim-kvc.soneparsea.com:3443/PictureServer/default.aspx/schneider-XD2GA8241_Image1.jpg?A3889C9397807479A2A1C7A8BAA5959DB4AAC672AA7B627B917D8679839679A1B1ACB97680A1A09B | https://pim-kvc.soneparsea.com:3443/PictureServer/default.aspx/schneider-XD2GA8241.pdf?81788B76AEAA939CBEAABDA9B7A95D8C94779B868A6964657EB5B8AB | XD2 JOYSTICK CONTROLLER 22MM 2-DIRECTION | From Schneider Electric, these XD2 series joystick controllers are complete units ready for immediate installation. With a chromium plated metal bezel and rubber grip, the XD2 series offers light-touch reliable control in two or four positions. Available either with spring return or without for the option of maintained control. | Number of normally closed contacts per actuation direction | 0
| 25 | Automation and Control | Industrial Switch | Control Switch | XD2 JOYSTICK CONTROLLER 22MM 2-DIRECTION | 2004944 | XD2GA8241 | SCHNEIDER ELECTRIC | 7480 | https://pim-kvc.soneparsea.com:3443/PictureServer/default.aspx/schneider-XD2GA8241_Image1.jpg?A3889C9397807479A2A1C7A8BAA5959DB4AAC672AA7B627B917D8679839679A1B1ACB97680A1A09B | https://pim-kvc.soneparsea.com:3443/PictureServer/default.aspx/schneider-XD2GA8241.pdf?81788B76AEAA939CBEAABDA9B7A95D8C94779B868A6964657EB5B8AB | XD2 JOYSTICK CONTROLLER 22MM 2-DIRECTION | From Schneider Electric, these XD2 series joystick controllers are complete units ready for immediate installation. With a chromium plated metal bezel and rubber grip, the XD2 series offers light-touch reliable control in two or four positions. Available either with spring return or without for the option of maintained control. | Number of make-and-break contacts per direction | 0
| 25 | Automation and Control | Industrial Switch | Control Switch | XD2 JOYSTICK CONTROLLER 22MM 2-DIRECTION | 2004944 | XD2GA8241 | SCHNEIDER ELECTRIC | 7480 | https://pim-kvc.soneparsea.com:3443/PictureServer/default.aspx/schneider-XD2GA8241_Image1.jpg?A3889C9397807479A2A1C7A8BAA5959DB4AAC672AA7B627B917D8679839679A1B1ACB97680A1A09B | https://pim-kvc.soneparsea.com:3443/PictureServer/default.aspx/schneider-XD2GA8241.pdf?81788B76AEAA939CBEAABDA9B7A95D8C94779B868A6964657EB5B8AB | XD2 JOYSTICK CONTROLLER 22MM 2-DIRECTION | From Schneider Electric, these XD2 series joystick controllers are complete units ready for immediate installation. With a chromium plated metal bezel and rubber grip, the XD2 series offers light-touch reliable control in two or four positions. Available either with spring return or without for the option of maintained control. | With retraction in 0-position | yes
| 25 | Automation and Control | Industrial Switch | Control Switch | XD2 JOYSTICK CONTROLLER 22MM 2-DIRECTION | 2004944 | XD2GA8241 | SCHNEIDER ELECTRIC | 7480 | https://pim-kvc.soneparsea.com:3443/PictureServer/default.aspx/schneider-XD2GA8241_Image1.jpg?A3889C9397807479A2A1C7A8BAA5959DB4AAC672AA7B627B917D8679839679A1B1ACB97680A1A09B | https://pim-kvc.soneparsea.com:3443/PictureServer/default.aspx/schneider-XD2GA8241.pdf?81788B76AEAA939CBEAABDA9B7A95D8C94779B868A6964657EB5B8AB | XD2 JOYSTICK CONTROLLER 22MM 2-DIRECTION | From Schneider Electric, these XD2 series joystick controllers are complete units ready for immediate installation. With a chromium plated metal bezel and rubber grip, the XD2 series offers light-touch reliable control in two or four positions. Available either with spring return or without for the option of maintained control. | Locking in 0-position | no
| 25 | Automation and Control | Industrial Switch | Control Switch | XD2 JOYSTICK CONTROLLER 22MM 2-DIRECTION | 2004944 | XD2GA8241 | SCHNEIDER ELECTRIC | 7480 | https://pim-kvc.soneparsea.com:3443/PictureServer/default.aspx/schneider-XD2GA8241_Image1.jpg?A3889C9397807479A2A1C7A8BAA5959DB4AAC672AA7B627B917D8679839679A1B1ACB97680A1A09B | https://pim-kvc.soneparsea.com:3443/PictureServer/default.aspx/schneider-XD2GA8241.pdf?81788B76AEAA939CBEAABDA9B7A95D8C94779B868A6964657EB5B8AB | XD2 JOYSTICK CONTROLLER 22MM 2-DIRECTION | From Schneider Electric, these XD2 series joystick controllers are complete units ready for immediate installation. With a chromium plated metal bezel and rubber grip, the XD2 series offers light-touch reliable control in two or four positions. Available either with spring return or without for the option of maintained control. | Coder | no
| 25 | Automation and Control | Industrial Switch | Control Switch | XD2 JOYSTICK CONTROLLER 22MM 2-DIRECTION | 2004944 | XD2GA8241 | SCHNEIDER ELECTRIC | 7480 | https://pim-kvc.soneparsea.com:3443/PictureServer/default.aspx/schneider-XD2GA8241_Image1.jpg?A3889C9397807479A2A1C7A8BAA5959DB4AAC672AA7B627B917D8679839679A1B1ACB97680A1A09B | https://pim-kvc.soneparsea.com:3443/PictureServer/default.aspx/schneider-XD2GA8241.pdf?81788B76AEAA939CBEAABDA9B7A95D8C94779B868A6964657EB5B8AB | XD2 JOYSTICK CONTROLLER 22MM 2-DIRECTION | From Schneider Electric, these XD2 series joystick controllers are complete units ready for immediate installation. With a chromium plated metal bezel and rubber grip, the XD2 series offers light-touch reliable control in two or four positions. Available either with spring return or without for the option of maintained control. | Analogue output signal configurable | no
| 25 | Automation and Control | Industrial Switch | Control Switch | XD2 JOYSTICK CONTROLLER 22MM 2-DIRECTION | 2004944 | XD2GA8241 | SCHNEIDER ELECTRIC | 7480 | https://pim-kvc.soneparsea.com:3443/PictureServer/default.aspx/schneider-XD2GA8241_Image1.jpg?A3889C9397807479A2A1C7A8BAA5959DB4AAC672AA7B627B917D8679839679A1B1ACB97680A1A09B | https://pim-kvc.soneparsea.com:3443/PictureServer/default.aspx/schneider-XD2GA8241.pdf?81788B76AEAA939CBEAABDA9B7A95D8C94779B868A6964657EB5B8AB | XD2 JOYSTICK CONTROLLER 22MM 2-DIRECTION | From Schneider Electric, these XD2 series joystick controllers are complete units ready for immediate installation. With a chromium plated metal bezel and rubber grip, the XD2 series offers light-touch reliable control in two or four positions. Available either with spring return or without for the option of maintained control. | With front ring | yes
| 25 | Automation and Control | Industrial Switch | Control Switch | XD2 JOYSTICK CONTROLLER 22MM 2-DIRECTION | 2004944 | XD2GA8241 | SCHNEIDER ELECTRIC | 7480 | https://pim-kvc.soneparsea.com:3443/PictureServer/default.aspx/schneider-XD2GA8241_Image1.jpg?A3889C9397807479A2A1C7A8BAA5959DB4AAC672AA7B627B917D8679839679A1B1ACB97680A1A09B | https://pim-kvc.soneparsea.com:3443/PictureServer/default.aspx/schneider-XD2GA8241.pdf?81788B76AEAA939CBEAABDA9B7A95D8C94779B868A6964657EB5B8AB | XD2 JOYSTICK CONTROLLER 22MM 2-DIRECTION | From Schneider Electric, these XD2 series joystick controllers are complete units ready for immediate installation. With a chromium plated metal bezel and rubber grip, the XD2 series offers light-touch reliable control in two or four positions. Available either with spring return or without for the option of maintained control. | Material front ring | Metal
| 25 | Automation and Control | Industrial Switch | Control Switch | XD2 JOYSTICK CONTROLLER 22MM 2-DIRECTION | 2004944 | XD2GA8241 | SCHNEIDER ELECTRIC | 7480 | https://pim-kvc.soneparsea.com:3443/PictureServer/default.aspx/schneider-XD2GA8241_Image1.jpg?A3889C9397807479A2A1C7A8BAA5959DB4AAC672AA7B627B917D8679839679A1B1ACB97680A1A09B | https://pim-kvc.soneparsea.com:3443/PictureServer/default.aspx/schneider-XD2GA8241.pdf?81788B76AEAA939CBEAABDA9B7A95D8C94779B868A6964657EB5B8AB | XD2 JOYSTICK CONTROLLER 22MM 2-DIRECTION | From Schneider Electric, these XD2 series joystick controllers are complete units ready for immediate installation. With a chromium plated metal bezel and rubber grip, the XD2 series offers light-touch reliable control in two or four positions. Available either with spring return or without for the option of maintained control. | Colour front ring | Chrome
| 25 | Automation and Control | Industrial Switch | Control Switch | XD2 JOYSTICK CONTROLLER 22MM 2-DIRECTION | 2004944 | XD2GA8241 | SCHNEIDER ELECTRIC | 7480 | https://pim-kvc.soneparsea.com:3443/PictureServer/default.aspx/schneider-XD2GA8241_Image1.jpg?A3889C9397807479A2A1C7A8BAA5959DB4AAC672AA7B627B917D8679839679A1B1ACB97680A1A09B | https://pim-kvc.soneparsea.com:3443/PictureServer/default.aspx/schneider-XD2GA8241.pdf?81788B76AEAA939CBEAABDA9B7A95D8C94779B868A6964657EB5B8AB | XD2 JOYSTICK CONTROLLER 22MM 2-DIRECTION | From Schneider Electric, these XD2 series joystick controllers are complete units ready for immediate installation. With a chromium plated metal bezel and rubber grip, the XD2 series offers light-touch reliable control in two or four positions. Available either with spring return or without for the option of maintained control. | Degree of protection (IP) | IP66
| 26 | Automation and Control | Industrial Switch | Control Switch | KAVACHA WEATHER PROOF ISOLATOR SWITCH IP66 2P 63A | 2004986 | WHD63_GY | SCHNEIDER ELECTRIC | 1190 | https://pim-kvc.soneparsea.com:3443/PictureServer/default.aspx/schneider-WHD63.jpg?81788B76AEAA939CBEAABDA9B7A95D8B98898A7880A1A09B | https://pim-kvc.soneparsea.com:3443/PictureServer/default.aspx/schneider-WHD63.pdf?81788B76AEAA939CBEAABDA9B7A95D8B98898A7880A7949A | KAVACHA WEATHER PROOF ISOLATOR SWITCH IP66 2P 63A | The series of weatherprotected isolating switches is a robust range of switches suitable for virtually any external application. The impact resistant base and cover will survive the hardest knocks in almost any installation. The two sections are sealed with a co-injection gasket. The range provides ample conduit entries and is suitable for side entry from a vertical duct. Its compact size means it is aesthetically pleasing and suits installations where space is limited such as with residential air conditioning applications | Max. rated operation voltage Ue AC | 440V
| 26 | Automation and Control | Industrial Switch | Control Switch | KAVACHA WEATHER PROOF ISOLATOR SWITCH IP66 2P 63A | 2004986 | WHD63_GY | SCHNEIDER ELECTRIC | 1190 | https://pim-kvc.soneparsea.com:3443/PictureServer/default.aspx/schneider-WHD63.jpg?81788B76AEAA939CBEAABDA9B7A95D8B98898A7880A1A09B | https://pim-kvc.soneparsea.com:3443/PictureServer/default.aspx/schneider-WHD63.pdf?81788B76AEAA939CBEAABDA9B7A95D8B98898A7880A7949A | KAVACHA WEATHER PROOF ISOLATOR SWITCH IP66 2P 63A | The series of weatherprotected isolating switches is a robust range of switches suitable for virtually any external application. The impact resistant base and cover will survive the hardest knocks in almost any installation. The two sections are sealed with a co-injection gasket. The range provides ample conduit entries and is suitable for side entry from a vertical duct. Its compact size means it is aesthetically pleasing and suits installations where space is limited such as with residential air conditioning applications | Rated operating voltage | 440...440V
| 26 | Automation and Control | Industrial Switch | Control Switch | KAVACHA WEATHER PROOF ISOLATOR SWITCH IP66 2P 63A | 2004986 | WHD63_GY | SCHNEIDER ELECTRIC | 1190 | https://pim-kvc.soneparsea.com:3443/PictureServer/default.aspx/schneider-WHD63.jpg?81788B76AEAA939CBEAABDA9B7A95D8B98898A7880A1A09B | https://pim-kvc.soneparsea.com:3443/PictureServer/default.aspx/schneider-WHD63.pdf?81788B76AEAA939CBEAABDA9B7A95D8B98898A7880A7949A | KAVACHA WEATHER PROOF ISOLATOR SWITCH IP66 2P 63A | The series of weatherprotected isolating switches is a robust range of switches suitable for virtually any external application. The impact resistant base and cover will survive the hardest knocks in almost any installation. The two sections are sealed with a co-injection gasket. The range provides ample conduit entries and is suitable for side entry from a vertical duct. Its compact size means it is aesthetically pleasing and suits installations where space is limited such as with residential air conditioning applications | Rated permanent current Iu | 63A
| 26 | Automation and Control | Industrial Switch | Control Switch | KAVACHA WEATHER PROOF ISOLATOR SWITCH IP66 2P 63A | 2004986 | WHD63_GY | SCHNEIDER ELECTRIC | 1190 | https://pim-kvc.soneparsea.com:3443/PictureServer/default.aspx/schneider-WHD63.jpg?81788B76AEAA939CBEAABDA9B7A95D8B98898A7880A1A09B | https://pim-kvc.soneparsea.com:3443/PictureServer/default.aspx/schneider-WHD63.pdf?81788B76AEAA939CBEAABDA9B7A95D8B98898A7880A7949A | KAVACHA WEATHER PROOF ISOLATOR SWITCH IP66 2P 63A | The series of weatherprotected isolating switches is a robust range of switches suitable for virtually any external application. The impact resistant base and cover will survive the hardest knocks in almost any installation. The two sections are sealed with a co-injection gasket. The range provides ample conduit entries and is suitable for side entry from a vertical duct. Its compact size means it is aesthetically pleasing and suits installations where space is limited such as with residential air conditioning applications | Rated operation power at AC-3, 400 V | 0kW
| 26 | Automation and Control | Industrial Switch | Control Switch | KAVACHA WEATHER PROOF ISOLATOR SWITCH IP66 2P 63A | 2004986 | WHD63_GY | SCHNEIDER ELECTRIC | 1190 | https://pim-kvc.soneparsea.com:3443/PictureServer/default.aspx/schneider-WHD63.jpg?81788B76AEAA939CBEAABDA9B7A95D8B98898A7880A1A09B | https://pim-kvc.soneparsea.com:3443/PictureServer/default.aspx/schneider-WHD63.pdf?81788B76AEAA939CBEAABDA9B7A95D8B98898A7880A7949A | KAVACHA WEATHER PROOF ISOLATOR SWITCH IP66 2P 63A | The series of weatherprotected isolating switches is a robust range of switches suitable for virtually any external application. The impact resistant base and cover will survive the hardest knocks in almost any installation. The two sections are sealed with a co-injection gasket. The range provides ample conduit entries and is suitable for side entry from a vertical duct. Its compact size means it is aesthetically pleasing and suits installations where space is limited such as with residential air conditioning applications | Number of poles | 2
| 26 | Automation and Control | Industrial Switch | Control Switch | KAVACHA WEATHER PROOF ISOLATOR SWITCH IP66 2P 63A | 2004986 | WHD63_GY | SCHNEIDER ELECTRIC | 1190 | https://pim-kvc.soneparsea.com:3443/PictureServer/default.aspx/schneider-WHD63.jpg?81788B76AEAA939CBEAABDA9B7A95D8B98898A7880A1A09B | https://pim-kvc.soneparsea.com:3443/PictureServer/default.aspx/schneider-WHD63.pdf?81788B76AEAA939CBEAABDA9B7A95D8B98898A7880A7949A | KAVACHA WEATHER PROOF ISOLATOR SWITCH IP66 2P 63A | The series of weatherprotected isolating switches is a robust range of switches suitable for virtually any external application. The impact resistant base and cover will survive the hardest knocks in almost any installation. The two sections are sealed with a co-injection gasket. The range provides ample conduit entries and is suitable for side entry from a vertical duct. Its compact size means it is aesthetically pleasing and suits installations where space is limited such as with residential air conditioning applications | Device construction | Built-in device fixed built-in technique
| 26 | Automation and Control | Industrial Switch | Control Switch | KAVACHA WEATHER PROOF ISOLATOR SWITCH IP66 2P 63A | 2004986 | WHD63_GY | SCHNEIDER ELECTRIC | 1190 | https://pim-kvc.soneparsea.com:3443/PictureServer/default.aspx/schneider-WHD63.jpg?81788B76AEAA939CBEAABDA9B7A95D8B98898A7880A1A09B | https://pim-kvc.soneparsea.com:3443/PictureServer/default.aspx/schneider-WHD63.pdf?81788B76AEAA939CBEAABDA9B7A95D8B98898A7880A7949A | KAVACHA WEATHER PROOF ISOLATOR SWITCH IP66 2P 63A | The series of weatherprotected isolating switches is a robust range of switches suitable for virtually any external application. The impact resistant base and cover will survive the hardest knocks in almost any installation. The two sections are sealed with a co-injection gasket. The range provides ample conduit entries and is suitable for side entry from a vertical duct. Its compact size means it is aesthetically pleasing and suits installations where space is limited such as with residential air conditioning applications | Suitable for floor mounting | no
| 26 | Automation and Control | Industrial Switch | Control Switch | KAVACHA WEATHER PROOF ISOLATOR SWITCH IP66 2P 63A | 2004986 | WHD63_GY | SCHNEIDER ELECTRIC | 1190 | https://pim-kvc.soneparsea.com:3443/PictureServer/default.aspx/schneider-WHD63.jpg?81788B76AEAA939CBEAABDA9B7A95D8B98898A7880A1A09B | https://pim-kvc.soneparsea.com:3443/PictureServer/default.aspx/schneider-WHD63.pdf?81788B76AEAA939CBEAABDA9B7A95D8B98898A7880A7949A | KAVACHA WEATHER PROOF ISOLATOR SWITCH IP66 2P 63A | The series of weatherprotected isolating switches is a robust range of switches suitable for virtually any external application. The impact resistant base and cover will survive the hardest knocks in almost any installation. The two sections are sealed with a co-injection gasket. The range provides ample conduit entries and is suitable for side entry from a vertical duct. Its compact size means it is aesthetically pleasing and suits installations where space is limited such as with residential air conditioning applications | Type of control element | Key
| 26 | Automation and Control | Industrial Switch | Control Switch | KAVACHA WEATHER PROOF ISOLATOR SWITCH IP66 2P 63A | 2004986 | WHD63_GY | SCHNEIDER ELECTRIC | 1190 | https://pim-kvc.soneparsea.com:3443/PictureServer/default.aspx/schneider-WHD63.jpg?81788B76AEAA939CBEAABDA9B7A95D8B98898A7880A1A09B | https://pim-kvc.soneparsea.com:3443/PictureServer/default.aspx/schneider-WHD63.pdf?81788B76AEAA939CBEAABDA9B7A95D8B98898A7880A7949A | KAVACHA WEATHER PROOF ISOLATOR SWITCH IP66 2P 63A | The series of weatherprotected isolating switches is a robust range of switches suitable for virtually any external application. The impact resistant base and cover will survive the hardest knocks in almost any installation. The two sections are sealed with a co-injection gasket. The range provides ample conduit entries and is suitable for side entry from a vertical duct. Its compact size means it is aesthetically pleasing and suits installations where space is limited such as with residential air conditioning applications | Type of electrical connection of main circuit | Clamp bracket
| 26 | Automation and Control | Industrial Switch | Control Switch | KAVACHA WEATHER PROOF ISOLATOR SWITCH IP66 2P 63A | 2004986 | WHD63_GY | SCHNEIDER ELECTRIC | 1190 | https://pim-kvc.soneparsea.com:3443/PictureServer/default.aspx/schneider-WHD63.jpg?81788B76AEAA939CBEAABDA9B7A95D8B98898A7880A1A09B | https://pim-kvc.soneparsea.com:3443/PictureServer/default.aspx/schneider-WHD63.pdf?81788B76AEAA939CBEAABDA9B7A95D8B98898A7880A7949A | KAVACHA WEATHER PROOF ISOLATOR SWITCH IP66 2P 63A | The series of weatherprotected isolating switches is a robust range of switches suitable for virtually any external application. The impact resistant base and cover will survive the hardest knocks in almost any installation. The two sections are sealed with a co-injection gasket. The range provides ample conduit entries and is suitable for side entry from a vertical duct. Its compact size means it is aesthetically pleasing and suits installations where space is limited such as with residential air conditioning applications | Degree of protection (IP), front side | IP66
| 27 | Automation and Control | Industrial Switch | Selector Switches | HARMONY XB4 SELECTOR SWITCH HEAD Ø22 2 POS BLACK | 2005073 | ZB4BD2 | SCHNEIDER ELECTRIC | 400 | https://pim-kvc.soneparsea.com:3443/PictureServer/default.aspx/schneider-zb4bd2_image1.jpg?A3889C9397807479A2A1C7A8BAA5959DB4AAC672CC996496B477B3AEBF9897998173BEB5B9 | https://pim-kvc.soneparsea.com:3443/PictureServer/default.aspx/schneider-ZB4-BD2.pdf?81788B76AEAA939CBEAABDA9B7A95D8E9279818796695EA4B4AB | HARMONY XB4 SELECTOR SWITCH HEAD Ø22 2-POSITION BLACK | The modular Harmony XB4 range of 22 mm metal control and signaling units combines simplicity of installation, efficiency, modern design, flexibility, and robustness to meet most industrial applications. | Number of switch positions | 2
| 27 | Automation and Control | Industrial Switch | Selector Switches | HARMONY XB4 SELECTOR SWITCH HEAD Ø22 2 POS BLACK | 2005073 | ZB4BD2 | SCHNEIDER ELECTRIC | 400 | https://pim-kvc.soneparsea.com:3443/PictureServer/default.aspx/schneider-zb4bd2_image1.jpg?A3889C9397807479A2A1C7A8BAA5959DB4AAC672CC996496B477B3AEBF9897998173BEB5B9 | https://pim-kvc.soneparsea.com:3443/PictureServer/default.aspx/schneider-ZB4-BD2.pdf?81788B76AEAA939CBEAABDA9B7A95D8E9279818796695EA4B4AB | HARMONY XB4 SELECTOR SWITCH HEAD Ø22 2-POSITION BLACK | The modular Harmony XB4 range of 22 mm metal control and signaling units combines simplicity of installation, efficiency, modern design, flexibility, and robustness to meet most industrial applications. | Type of control element | Short thumb-grip
| 27 | Automation and Control | Industrial Switch | Selector Switches | HARMONY XB4 SELECTOR SWITCH HEAD Ø22 2 POS BLACK | 2005073 | ZB4BD2 | SCHNEIDER ELECTRIC | 400 | https://pim-kvc.soneparsea.com:3443/PictureServer/default.aspx/schneider-zb4bd2_image1.jpg?A3889C9397807479A2A1C7A8BAA5959DB4AAC672CC996496B477B3AEBF9897998173BEB5B9 | https://pim-kvc.soneparsea.com:3443/PictureServer/default.aspx/schneider-ZB4-BD2.pdf?81788B76AEAA939CBEAABDA9B7A95D8E9279818796695EA4B4AB | HARMONY XB4 SELECTOR SWITCH HEAD Ø22 2-POSITION BLACK | The modular Harmony XB4 range of 22 mm metal control and signaling units combines simplicity of installation, efficiency, modern design, flexibility, and robustness to meet most industrial applications. | Suitable for illumination | no
| 27 | Automation and Control | Industrial Switch | Selector Switches | HARMONY XB4 SELECTOR SWITCH HEAD Ø22 2 POS BLACK | 2005073 | ZB4BD2 | SCHNEIDER ELECTRIC | 400 | https://pim-kvc.soneparsea.com:3443/PictureServer/default.aspx/schneider-zb4bd2_image1.jpg?A3889C9397807479A2A1C7A8BAA5959DB4AAC672CC996496B477B3AEBF9897998173BEB5B9 | https://pim-kvc.soneparsea.com:3443/PictureServer/default.aspx/schneider-ZB4-BD2.pdf?81788B76AEAA939CBEAABDA9B7A95D8E9279818796695EA4B4AB | HARMONY XB4 SELECTOR SWITCH HEAD Ø22 2-POSITION BLACK | The modular Harmony XB4 range of 22 mm metal control and signaling units combines simplicity of installation, efficiency, modern design, flexibility, and robustness to meet most industrial applications. | Colour control element | Black
| 27 | Automation and Control | Industrial Switch | Selector Switches | HARMONY XB4 SELECTOR SWITCH HEAD Ø22 2 POS BLACK | 2005073 | ZB4BD2 | SCHNEIDER ELECTRIC | 400 | https://pim-kvc.soneparsea.com:3443/PictureServer/default.aspx/schneider-zb4bd2_image1.jpg?A3889C9397807479A2A1C7A8BAA5959DB4AAC672CC996496B477B3AEBF9897998173BEB5B9 | https://pim-kvc.soneparsea.com:3443/PictureServer/default.aspx/schneider-ZB4-BD2.pdf?81788B76AEAA939CBEAABDA9B7A95D8E9279818796695EA4B4AB | HARMONY XB4 SELECTOR SWITCH HEAD Ø22 2-POSITION BLACK | The modular Harmony XB4 range of 22 mm metal control and signaling units combines simplicity of installation, efficiency, modern design, flexibility, and robustness to meet most industrial applications. | Construction type lens | Round
| 27 | Automation and Control | Industrial Switch | Selector Switches | HARMONY XB4 SELECTOR SWITCH HEAD Ø22 2 POS BLACK | 2005073 | ZB4BD2 | SCHNEIDER ELECTRIC | 400 | https://pim-kvc.soneparsea.com:3443/PictureServer/default.aspx/schneider-zb4bd2_image1.jpg?A3889C9397807479A2A1C7A8BAA5959DB4AAC672CC996496B477B3AEBF9897998173BEB5B9 | https://pim-kvc.soneparsea.com:3443/PictureServer/default.aspx/schneider-ZB4-BD2.pdf?81788B76AEAA939CBEAABDA9B7A95D8E9279818796695EA4B4AB | HARMONY XB4 SELECTOR SWITCH HEAD Ø22 2-POSITION BLACK | The modular Harmony XB4 range of 22 mm metal control and signaling units combines simplicity of installation, efficiency, modern design, flexibility, and robustness to meet most industrial applications. | Hole diameter | 22.5mm
| 27 | Automation and Control | Industrial Switch | Selector Switches | HARMONY XB4 SELECTOR SWITCH HEAD Ø22 2 POS BLACK | 2005073 | ZB4BD2 | SCHNEIDER ELECTRIC | 400 | https://pim-kvc.soneparsea.com:3443/PictureServer/default.aspx/schneider-zb4bd2_image1.jpg?A3889C9397807479A2A1C7A8BAA5959DB4AAC672CC996496B477B3AEBF9897998173BEB5B9 | https://pim-kvc.soneparsea.com:3443/PictureServer/default.aspx/schneider-ZB4-BD2.pdf?81788B76AEAA939CBEAABDA9B7A95D8E9279818796695EA4B4AB | HARMONY XB4 SELECTOR SWITCH HEAD Ø22 2-POSITION BLACK | The modular Harmony XB4 range of 22 mm metal control and signaling units combines simplicity of installation, efficiency, modern design, flexibility, and robustness to meet most industrial applications. | Width opening | 0mm
| 27 | Automation and Control | Industrial Switch | Selector Switches | HARMONY XB4 SELECTOR SWITCH HEAD Ø22 2 POS BLACK | 2005073 | ZB4BD2 | SCHNEIDER ELECTRIC | 400 | https://pim-kvc.soneparsea.com:3443/PictureServer/default.aspx/schneider-zb4bd2_image1.jpg?A3889C9397807479A2A1C7A8BAA5959DB4AAC672CC996496B477B3AEBF9897998173BEB5B9 | https://pim-kvc.soneparsea.com:3443/PictureServer/default.aspx/schneider-ZB4-BD2.pdf?81788B76AEAA939CBEAABDA9B7A95D8E9279818796695EA4B4AB | HARMONY XB4 SELECTOR SWITCH HEAD Ø22 2-POSITION BLACK | The modular Harmony XB4 range of 22 mm metal control and signaling units combines simplicity of installation, efficiency, modern design, flexibility, and robustness to meet most industrial applications. | Height opening | 0mm
| 27 | Automation and Control | Industrial Switch | Selector Switches | HARMONY XB4 SELECTOR SWITCH HEAD Ø22 2 POS BLACK | 2005073 | ZB4BD2 | SCHNEIDER ELECTRIC | 400 | https://pim-kvc.soneparsea.com:3443/PictureServer/default.aspx/schneider-zb4bd2_image1.jpg?A3889C9397807479A2A1C7A8BAA5959DB4AAC672CC996496B477B3AEBF9897998173BEB5B9 | https://pim-kvc.soneparsea.com:3443/PictureServer/default.aspx/schneider-ZB4-BD2.pdf?81788B76AEAA939CBEAABDA9B7A95D8E9279818796695EA4B4AB | HARMONY XB4 SELECTOR SWITCH HEAD Ø22 2-POSITION BLACK | The modular Harmony XB4 range of 22 mm metal control and signaling units combines simplicity of installation, efficiency, modern design, flexibility, and robustness to meet most industrial applications. | Switching function latching | yes
| 27 | Automation and Control | Industrial Switch | Selector Switches | HARMONY XB4 SELECTOR SWITCH HEAD Ø22 2 POS BLACK | 2005073 | ZB4BD2 | SCHNEIDER ELECTRIC | 400 | https://pim-kvc.soneparsea.com:3443/PictureServer/default.aspx/schneider-zb4bd2_image1.jpg?A3889C9397807479A2A1C7A8BAA5959DB4AAC672CC996496B477B3AEBF9897998173BEB5B9 | https://pim-kvc.soneparsea.com:3443/PictureServer/default.aspx/schneider-ZB4-BD2.pdf?81788B76AEAA939CBEAABDA9B7A95D8E9279818796695EA4B4AB | HARMONY XB4 SELECTOR SWITCH HEAD Ø22 2-POSITION BLACK | The modular Harmony XB4 range of 22 mm metal control and signaling units combines simplicity of installation, efficiency, modern design, flexibility, and robustness to meet most industrial applications. | Spring-return | no
| 27 | Automation and Control | Industrial Switch | Selector Switches | HARMONY XB4 SELECTOR SWITCH HEAD Ø22 2 POS BLACK | 2005073 | ZB4BD2 | SCHNEIDER ELECTRIC | 400 | https://pim-kvc.soneparsea.com:3443/PictureServer/default.aspx/schneider-zb4bd2_image1.jpg?A3889C9397807479A2A1C7A8BAA5959DB4AAC672CC996496B477B3AEBF9897998173BEB5B9 | https://pim-kvc.soneparsea.com:3443/PictureServer/default.aspx/schneider-ZB4-BD2.pdf?81788B76AEAA939CBEAABDA9B7A95D8E9279818796695EA4B4AB | HARMONY XB4 SELECTOR SWITCH HEAD Ø22 2-POSITION BLACK | The modular Harmony XB4 range of 22 mm metal control and signaling units combines simplicity of installation, efficiency, modern design, flexibility, and robustness to meet most industrial applications. | With front ring | yes
| 27 | Automation and Control | Industrial Switch | Selector Switches | HARMONY XB4 SELECTOR SWITCH HEAD Ø22 2 POS BLACK | 2005073 | ZB4BD2 | SCHNEIDER ELECTRIC | 400 | https://pim-kvc.soneparsea.com:3443/PictureServer/default.aspx/schneider-zb4bd2_image1.jpg?A3889C9397807479A2A1C7A8BAA5959DB4AAC672CC996496B477B3AEBF9897998173BEB5B9 | https://pim-kvc.soneparsea.com:3443/PictureServer/default.aspx/schneider-ZB4-BD2.pdf?81788B76AEAA939CBEAABDA9B7A95D8E9279818796695EA4B4AB | HARMONY XB4 SELECTOR SWITCH HEAD Ø22 2-POSITION BLACK | The modular Harmony XB4 range of 22 mm metal control and signaling units combines simplicity of installation, efficiency, modern design, flexibility, and robustness to meet most industrial applications. | Material front ring | Metal
| 27 | Automation and Control | Industrial Switch | Selector Switches | HARMONY XB4 SELECTOR SWITCH HEAD Ø22 2 POS BLACK | 2005073 | ZB4BD2 | SCHNEIDER ELECTRIC | 400 | https://pim-kvc.soneparsea.com:3443/PictureServer/default.aspx/schneider-zb4bd2_image1.jpg?A3889C9397807479A2A1C7A8BAA5959DB4AAC672CC996496B477B3AEBF9897998173BEB5B9 | https://pim-kvc.soneparsea.com:3443/PictureServer/default.aspx/schneider-ZB4-BD2.pdf?81788B76AEAA939CBEAABDA9B7A95D8E9279818796695EA4B4AB | HARMONY XB4 SELECTOR SWITCH HEAD Ø22 2-POSITION BLACK | The modular Harmony XB4 range of 22 mm metal control and signaling units combines simplicity of installation, efficiency, modern design, flexibility, and robustness to meet most industrial applications. | Colour front ring | Chrome
| 27 | Automation and Control | Industrial Switch | Selector Switches | HARMONY XB4 SELECTOR SWITCH HEAD Ø22 2 POS BLACK | 2005073 | ZB4BD2 | SCHNEIDER ELECTRIC | 400 | https://pim-kvc.soneparsea.com:3443/PictureServer/default.aspx/schneider-zb4bd2_image1.jpg?A3889C9397807479A2A1C7A8BAA5959DB4AAC672CC996496B477B3AEBF9897998173BEB5B9 | https://pim-kvc.soneparsea.com:3443/PictureServer/default.aspx/schneider-ZB4-BD2.pdf?81788B76AEAA939CBEAABDA9B7A95D8E9279818796695EA4B4AB | HARMONY XB4 SELECTOR SWITCH HEAD Ø22 2-POSITION BLACK | The modular Harmony XB4 range of 22 mm metal control and signaling units combines simplicity of installation, efficiency, modern design, flexibility, and robustness to meet most industrial applications. | Degree of protection (IP), front side | IP67/IP69K
| 27 | Automation and Control | Industrial Switch | Selector Switches | HARMONY XB4 SELECTOR SWITCH HEAD Ø22 2 POS BLACK | 2005073 | ZB4BD2 | SCHNEIDER ELECTRIC | 400 | https://pim-kvc.soneparsea.com:3443/PictureServer/default.aspx/schneider-zb4bd2_image1.jpg?A3889C9397807479A2A1C7A8BAA5959DB4AAC672CC996496B477B3AEBF9897998173BEB5B9 | https://pim-kvc.soneparsea.com:3443/PictureServer/default.aspx/schneider-ZB4-BD2.pdf?81788B76AEAA939CBEAABDA9B7A95D8E9279818796695EA4B4AB | HARMONY XB4 SELECTOR SWITCH HEAD Ø22 2-POSITION BLACK | The modular Harmony XB4 range of 22 mm metal control and signaling units combines simplicity of installation, efficiency, modern design, flexibility, and robustness to meet most industrial applications. | Degree of protection (NEMA) | 13
| 28 | Automation and Control | Industrial Switch | Selector Switches | HARMONY XB4 SELECTOR SWITCH HEAD Ø22 3POS STAY PUT BLACK | 2005074 | ZB4BJ3 | SCHNEIDER ELECTRIC | 600 | https://pim-kvc.soneparsea.com:3443/PictureServer/default.aspx/schneider-zb4bj3_image1.jpg?A3889C9397807479A2A1C7A8BAA5959DB4AAC672CC996496BA78B3AEBF9897998173BEB5B9 | https://pim-kvc.soneparsea.com:3443/PictureServer/default.aspx/schneider-ZB4-BJ3.pdf?81788B76AEAA939CBEAABDA9B7A95D8E927981879C6A5EA4B4AB | HARMONY XB4 SELECTOR SWITCH HEAD Ø22 3-POSITION BLACK | ZB4 series selector switches with metal bezel offers individual component selection and is designed for industrial applications and to combine ease of installation and robustness. | Number of switch positions | 3
| 28 | Automation and Control | Industrial Switch | Selector Switches | HARMONY XB4 SELECTOR SWITCH HEAD Ø22 3POS STAY PUT BLACK | 2005074 | ZB4BJ3 | SCHNEIDER ELECTRIC | 600 | https://pim-kvc.soneparsea.com:3443/PictureServer/default.aspx/schneider-zb4bj3_image1.jpg?A3889C9397807479A2A1C7A8BAA5959DB4AAC672CC996496BA78B3AEBF9897998173BEB5B9 | https://pim-kvc.soneparsea.com:3443/PictureServer/default.aspx/schneider-ZB4-BJ3.pdf?81788B76AEAA939CBEAABDA9B7A95D8E927981879C6A5EA4B4AB | HARMONY XB4 SELECTOR SWITCH HEAD Ø22 3-POSITION BLACK | ZB4 series selector switches with metal bezel offers individual component selection and is designed for industrial applications and to combine ease of installation and robustness. | Type of control element | Short thumb-grip
| 28 | Automation and Control | Industrial Switch | Selector Switches | HARMONY XB4 SELECTOR SWITCH HEAD Ø22 3POS STAY PUT BLACK | 2005074 | ZB4BJ3 | SCHNEIDER ELECTRIC | 600 | https://pim-kvc.soneparsea.com:3443/PictureServer/default.aspx/schneider-zb4bj3_image1.jpg?A3889C9397807479A2A1C7A8BAA5959DB4AAC672CC996496BA78B3AEBF9897998173BEB5B9 | https://pim-kvc.soneparsea.com:3443/PictureServer/default.aspx/schneider-ZB4-BJ3.pdf?81788B76AEAA939CBEAABDA9B7A95D8E927981879C6A5EA4B4AB | HARMONY XB4 SELECTOR SWITCH HEAD Ø22 3-POSITION BLACK | ZB4 series selector switches with metal bezel offers individual component selection and is designed for industrial applications and to combine ease of installation and robustness. | Suitable for illumination | no
| 28 | Automation and Control | Industrial Switch | Selector Switches | HARMONY XB4 SELECTOR SWITCH HEAD Ø22 3POS STAY PUT BLACK | 2005074 | ZB4BJ3 | SCHNEIDER ELECTRIC | 600 | https://pim-kvc.soneparsea.com:3443/PictureServer/default.aspx/schneider-zb4bj3_image1.jpg?A3889C9397807479A2A1C7A8BAA5959DB4AAC672CC996496BA78B3AEBF9897998173BEB5B9 | https://pim-kvc.soneparsea.com:3443/PictureServer/default.aspx/schneider-ZB4-BJ3.pdf?81788B76AEAA939CBEAABDA9B7A95D8E927981879C6A5EA4B4AB | HARMONY XB4 SELECTOR SWITCH HEAD Ø22 3-POSITION BLACK | ZB4 series selector switches with metal bezel offers individual component selection and is designed for industrial applications and to combine ease of installation and robustness. | Colour control element | Black
| 28 | Automation and Control | Industrial Switch | Selector Switches | HARMONY XB4 SELECTOR SWITCH HEAD Ø22 3POS STAY PUT BLACK | 2005074 | ZB4BJ3 | SCHNEIDER ELECTRIC | 600 | https://pim-kvc.soneparsea.com:3443/PictureServer/default.aspx/schneider-zb4bj3_image1.jpg?A3889C9397807479A2A1C7A8BAA5959DB4AAC672CC996496BA78B3AEBF9897998173BEB5B9 | https://pim-kvc.soneparsea.com:3443/PictureServer/default.aspx/schneider-ZB4-BJ3.pdf?81788B76AEAA939CBEAABDA9B7A95D8E927981879C6A5EA4B4AB | HARMONY XB4 SELECTOR SWITCH HEAD Ø22 3-POSITION BLACK | ZB4 series selector switches with metal bezel offers individual component selection and is designed for industrial applications and to combine ease of installation and robustness. | Construction type lens | Round
| 28 | Automation and Control | Industrial Switch | Selector Switches | HARMONY XB4 SELECTOR SWITCH HEAD Ø22 3POS STAY PUT BLACK | 2005074 | ZB4BJ3 | SCHNEIDER ELECTRIC | 600 | https://pim-kvc.soneparsea.com:3443/PictureServer/default.aspx/schneider-zb4bj3_image1.jpg?A3889C9397807479A2A1C7A8BAA5959DB4AAC672CC996496BA78B3AEBF9897998173BEB5B9 | https://pim-kvc.soneparsea.com:3443/PictureServer/default.aspx/schneider-ZB4-BJ3.pdf?81788B76AEAA939CBEAABDA9B7A95D8E927981879C6A5EA4B4AB | HARMONY XB4 SELECTOR SWITCH HEAD Ø22 3-POSITION BLACK | ZB4 series selector switches with metal bezel offers individual component selection and is designed for industrial applications and to combine ease of installation and robustness. | Hole diameter | 22.5mm
| 28 | Automation and Control | Industrial Switch | Selector Switches | HARMONY XB4 SELECTOR SWITCH HEAD Ø22 3POS STAY PUT BLACK | 2005074 | ZB4BJ3 | SCHNEIDER ELECTRIC | 600 | https://pim-kvc.soneparsea.com:3443/PictureServer/default.aspx/schneider-zb4bj3_image1.jpg?A3889C9397807479A2A1C7A8BAA5959DB4AAC672CC996496BA78B3AEBF9897998173BEB5B9 | https://pim-kvc.soneparsea.com:3443/PictureServer/default.aspx/schneider-ZB4-BJ3.pdf?81788B76AEAA939CBEAABDA9B7A95D8E927981879C6A5EA4B4AB | HARMONY XB4 SELECTOR SWITCH HEAD Ø22 3-POSITION BLACK | ZB4 series selector switches with metal bezel offers individual component selection and is designed for industrial applications and to combine ease of installation and robustness. | Width opening | 0mm
| 28 | Automation and Control | Industrial Switch | Selector Switches | HARMONY XB4 SELECTOR SWITCH HEAD Ø22 3POS STAY PUT BLACK | 2005074 | ZB4BJ3 | SCHNEIDER ELECTRIC | 600 | https://pim-kvc.soneparsea.com:3443/PictureServer/default.aspx/schneider-zb4bj3_image1.jpg?A3889C9397807479A2A1C7A8BAA5959DB4AAC672CC996496BA78B3AEBF9897998173BEB5B9 | https://pim-kvc.soneparsea.com:3443/PictureServer/default.aspx/schneider-ZB4-BJ3.pdf?81788B76AEAA939CBEAABDA9B7A95D8E927981879C6A5EA4B4AB | HARMONY XB4 SELECTOR SWITCH HEAD Ø22 3-POSITION BLACK | ZB4 series selector switches with metal bezel offers individual component selection and is designed for industrial applications and to combine ease of installation and robustness. | Height opening | 0mm
| 28 | Automation and Control | Industrial Switch | Selector Switches | HARMONY XB4 SELECTOR SWITCH HEAD Ø22 3POS STAY PUT BLACK | 2005074 | ZB4BJ3 | SCHNEIDER ELECTRIC | 600 | https://pim-kvc.soneparsea.com:3443/PictureServer/default.aspx/schneider-zb4bj3_image1.jpg?A3889C9397807479A2A1C7A8BAA5959DB4AAC672CC996496BA78B3AEBF9897998173BEB5B9 | https://pim-kvc.soneparsea.com:3443/PictureServer/default.aspx/schneider-ZB4-BJ3.pdf?81788B76AEAA939CBEAABDA9B7A95D8E927981879C6A5EA4B4AB | HARMONY XB4 SELECTOR SWITCH HEAD Ø22 3-POSITION BLACK | ZB4 series selector switches with metal bezel offers individual component selection and is designed for industrial applications and to combine ease of installation and robustness. | Switching function latching | yes
| 28 | Automation and Control | Industrial Switch | Selector Switches | HARMONY XB4 SELECTOR SWITCH HEAD Ø22 3POS STAY PUT BLACK | 2005074 | ZB4BJ3 | SCHNEIDER ELECTRIC | 600 | https://pim-kvc.soneparsea.com:3443/PictureServer/default.aspx/schneider-zb4bj3_image1.jpg?A3889C9397807479A2A1C7A8BAA5959DB4AAC672CC996496BA78B3AEBF9897998173BEB5B9 | https://pim-kvc.soneparsea.com:3443/PictureServer/default.aspx/schneider-ZB4-BJ3.pdf?81788B76AEAA939CBEAABDA9B7A95D8E927981879C6A5EA4B4AB | HARMONY XB4 SELECTOR SWITCH HEAD Ø22 3-POSITION BLACK | ZB4 series selector switches with metal bezel offers individual component selection and is designed for industrial applications and to combine ease of installation and robustness. | Spring-return | no
| 28 | Automation and Control | Industrial Switch | Selector Switches | HARMONY XB4 SELECTOR SWITCH HEAD Ø22 3POS STAY PUT BLACK | 2005074 | ZB4BJ3 | SCHNEIDER ELECTRIC | 600 | https://pim-kvc.soneparsea.com:3443/PictureServer/default.aspx/schneider-zb4bj3_image1.jpg?A3889C9397807479A2A1C7A8BAA5959DB4AAC672CC996496BA78B3AEBF9897998173BEB5B9 | https://pim-kvc.soneparsea.com:3443/PictureServer/default.aspx/schneider-ZB4-BJ3.pdf?81788B76AEAA939CBEAABDA9B7A95D8E927981879C6A5EA4B4AB | HARMONY XB4 SELECTOR SWITCH HEAD Ø22 3-POSITION BLACK | ZB4 series selector switches with metal bezel offers individual component selection and is designed for industrial applications and to combine ease of installation and robustness. | With front ring | yes
| 28 | Automation and Control | Industrial Switch | Selector Switches | HARMONY XB4 SELECTOR SWITCH HEAD Ø22 3POS STAY PUT BLACK | 2005074 | ZB4BJ3 | SCHNEIDER ELECTRIC | 600 | https://pim-kvc.soneparsea.com:3443/PictureServer/default.aspx/schneider-zb4bj3_image1.jpg?A3889C9397807479A2A1C7A8BAA5959DB4AAC672CC996496BA78B3AEBF9897998173BEB5B9 | https://pim-kvc.soneparsea.com:3443/PictureServer/default.aspx/schneider-ZB4-BJ3.pdf?81788B76AEAA939CBEAABDA9B7A95D8E927981879C6A5EA4B4AB | HARMONY XB4 SELECTOR SWITCH HEAD Ø22 3-POSITION BLACK | ZB4 series selector switches with metal bezel offers individual component selection and is designed for industrial applications and to combine ease of installation and robustness. | Material front ring | Metal
| 28 | Automation and Control | Industrial Switch | Selector Switches | HARMONY XB4 SELECTOR SWITCH HEAD Ø22 3POS STAY PUT BLACK | 2005074 | ZB4BJ3 | SCHNEIDER ELECTRIC | 600 | https://pim-kvc.soneparsea.com:3443/PictureServer/default.aspx/schneider-zb4bj3_image1.jpg?A3889C9397807479A2A1C7A8BAA5959DB4AAC672CC996496BA78B3AEBF9897998173BEB5B9 | https://pim-kvc.soneparsea.com:3443/PictureServer/default.aspx/schneider-ZB4-BJ3.pdf?81788B76AEAA939CBEAABDA9B7A95D8E927981879C6A5EA4B4AB | HARMONY XB4 SELECTOR SWITCH HEAD Ø22 3-POSITION BLACK | ZB4 series selector switches with metal bezel offers individual component selection and is designed for industrial applications and to combine ease of installation and robustness. | Colour front ring | Chrome
| 28 | Automation and Control | Industrial Switch | Selector Switches | HARMONY XB4 SELECTOR SWITCH HEAD Ø22 3POS STAY PUT BLACK | 2005074 | ZB4BJ3 | SCHNEIDER ELECTRIC | 600 | https://pim-kvc.soneparsea.com:3443/PictureServer/default.aspx/schneider-zb4bj3_image1.jpg?A3889C9397807479A2A1C7A8BAA5959DB4AAC672CC996496BA78B3AEBF9897998173BEB5B9 | https://pim-kvc.soneparsea.com:3443/PictureServer/default.aspx/schneider-ZB4-BJ3.pdf?81788B76AEAA939CBEAABDA9B7A95D8E927981879C6A5EA4B4AB | HARMONY XB4 SELECTOR SWITCH HEAD Ø22 3-POSITION BLACK | ZB4 series selector switches with metal bezel offers individual component selection and is designed for industrial applications and to combine ease of installation and robustness. | Degree of protection (IP), front side | IP67/IP69K
| 28 | Automation and Control | Industrial Switch | Selector Switches | HARMONY XB4 SELECTOR SWITCH HEAD Ø22 3POS STAY PUT BLACK | 2005074 | ZB4BJ3 | SCHNEIDER ELECTRIC | 600 | https://pim-kvc.soneparsea.com:3443/PictureServer/default.aspx/schneider-zb4bj3_image1.jpg?A3889C9397807479A2A1C7A8BAA5959DB4AAC672CC996496BA78B3AEBF9897998173BEB5B9 | https://pim-kvc.soneparsea.com:3443/PictureServer/default.aspx/schneider-ZB4-BJ3.pdf?81788B76AEAA939CBEAABDA9B7A95D8E927981879C6A5EA4B4AB | HARMONY XB4 SELECTOR SWITCH HEAD Ø22 3-POSITION BLACK | ZB4 series selector switches with metal bezel offers individual component selection and is designed for industrial applications and to combine ease of installation and robustness. | Degree of protection (NEMA) | Other
| 29 | Automation and Control | Industrial Switch | Selector Switches | HARMONY XB7 SELECTOR SWITCH BLACK 2 POSITIONS 1 NO + 1NC | 2006596 | XB7ND25 | SCHNEIDER ELECTRIC | 330 | https://pim-kvc.soneparsea.com:3443/PictureServer/default.aspx/schneider-XB7ND25_Image1.jpg?A3889C9397807479A2A1C7A8BAA5959DB4AAC672AA796782947789A49BA4919BB57682AFC29E | https://pim-kvc.soneparsea.com:3443/PictureServer/default.aspx/schneider-xb7nd25.pdf?81788B76AEAA939CBEAABDA9B7A95DACB27CC2A9846C5EA4B4AB | HARMONY XB7 SELECTOR SWITCH Ø 22 BLACK STANDARD HANDLE 2 POSITIONS 1 NO + 1NC | This Schneider Electric Harmony XB7 monolithic black selector switch has 2 positions, operates with a stay-put mechanism and screw clamp terminals. It has 1 x NO + 1 x NC contacts and a double insulated plastic bezel. This single-component selector switch provides a versatile interface for controlling your machines. It is easily installed into standard 22 mm diameter cut-outs and connected to your control circuits with simple screw-clamp connections. It provides an effective manner to give your machine multiple different inputs. It is impact resistant, dust proof, waterproof and vibration resistant thanks to its IP65, making it ideal for operation in harsh environments. | Number of switch positions | 2
| 29 | Automation and Control | Industrial Switch | Selector Switches | HARMONY XB7 SELECTOR SWITCH BLACK 2 POSITIONS 1 NO + 1NC | 2006596 | XB7ND25 | SCHNEIDER ELECTRIC | 330 | https://pim-kvc.soneparsea.com:3443/PictureServer/default.aspx/schneider-XB7ND25_Image1.jpg?A3889C9397807479A2A1C7A8BAA5959DB4AAC672AA796782947789A49BA4919BB57682AFC29E | https://pim-kvc.soneparsea.com:3443/PictureServer/default.aspx/schneider-xb7nd25.pdf?81788B76AEAA939CBEAABDA9B7A95DACB27CC2A9846C5EA4B4AB | HARMONY XB7 SELECTOR SWITCH Ø 22 BLACK STANDARD HANDLE 2 POSITIONS 1 NO + 1NC | This Schneider Electric Harmony XB7 monolithic black selector switch has 2 positions, operates with a stay-put mechanism and screw clamp terminals. It has 1 x NO + 1 x NC contacts and a double insulated plastic bezel. This single-component selector switch provides a versatile interface for controlling your machines. It is easily installed into standard 22 mm diameter cut-outs and connected to your control circuits with simple screw-clamp connections. It provides an effective manner to give your machine multiple different inputs. It is impact resistant, dust proof, waterproof and vibration resistant thanks to its IP65, making it ideal for operation in harsh environments. | Type of control element | Turn button
| 29 | Automation and Control | Industrial Switch | Selector Switches | HARMONY XB7 SELECTOR SWITCH BLACK 2 POSITIONS 1 NO + 1NC | 2006596 | XB7ND25 | SCHNEIDER ELECTRIC | 330 | https://pim-kvc.soneparsea.com:3443/PictureServer/default.aspx/schneider-XB7ND25_Image1.jpg?A3889C9397807479A2A1C7A8BAA5959DB4AAC672AA796782947789A49BA4919BB57682AFC29E | https://pim-kvc.soneparsea.com:3443/PictureServer/default.aspx/schneider-xb7nd25.pdf?81788B76AEAA939CBEAABDA9B7A95DACB27CC2A9846C5EA4B4AB | HARMONY XB7 SELECTOR SWITCH Ø 22 BLACK STANDARD HANDLE 2 POSITIONS 1 NO + 1NC | This Schneider Electric Harmony XB7 monolithic black selector switch has 2 positions, operates with a stay-put mechanism and screw clamp terminals. It has 1 x NO + 1 x NC contacts and a double insulated plastic bezel. This single-component selector switch provides a versatile interface for controlling your machines. It is easily installed into standard 22 mm diameter cut-outs and connected to your control circuits with simple screw-clamp connections. It provides an effective manner to give your machine multiple different inputs. It is impact resistant, dust proof, waterproof and vibration resistant thanks to its IP65, making it ideal for operation in harsh environments. | Suitable for illumination | no
| 29 | Automation and Control | Industrial Switch | Selector Switches | HARMONY XB7 SELECTOR SWITCH BLACK 2 POSITIONS 1 NO + 1NC | 2006596 | XB7ND25 | SCHNEIDER ELECTRIC | 330 | https://pim-kvc.soneparsea.com:3443/PictureServer/default.aspx/schneider-XB7ND25_Image1.jpg?A3889C9397807479A2A1C7A8BAA5959DB4AAC672AA796782947789A49BA4919BB57682AFC29E | https://pim-kvc.soneparsea.com:3443/PictureServer/default.aspx/schneider-xb7nd25.pdf?81788B76AEAA939CBEAABDA9B7A95DACB27CC2A9846C5EA4B4AB | HARMONY XB7 SELECTOR SWITCH Ø 22 BLACK STANDARD HANDLE 2 POSITIONS 1 NO + 1NC | This Schneider Electric Harmony XB7 monolithic black selector switch has 2 positions, operates with a stay-put mechanism and screw clamp terminals. It has 1 x NO + 1 x NC contacts and a double insulated plastic bezel. This single-component selector switch provides a versatile interface for controlling your machines. It is easily installed into standard 22 mm diameter cut-outs and connected to your control circuits with simple screw-clamp connections. It provides an effective manner to give your machine multiple different inputs. It is impact resistant, dust proof, waterproof and vibration resistant thanks to its IP65, making it ideal for operation in harsh environments. | With light source | no
| 29 | Automation and Control | Industrial Switch | Selector Switches | HARMONY XB7 SELECTOR SWITCH BLACK 2 POSITIONS 1 NO + 1NC | 2006596 | XB7ND25 | SCHNEIDER ELECTRIC | 330 | https://pim-kvc.soneparsea.com:3443/PictureServer/default.aspx/schneider-XB7ND25_Image1.jpg?A3889C9397807479A2A1C7A8BAA5959DB4AAC672AA796782947789A49BA4919BB57682AFC29E | https://pim-kvc.soneparsea.com:3443/PictureServer/default.aspx/schneider-xb7nd25.pdf?81788B76AEAA939CBEAABDA9B7A95DACB27CC2A9846C5EA4B4AB | HARMONY XB7 SELECTOR SWITCH Ø 22 BLACK STANDARD HANDLE 2 POSITIONS 1 NO + 1NC | This Schneider Electric Harmony XB7 monolithic black selector switch has 2 positions, operates with a stay-put mechanism and screw clamp terminals. It has 1 x NO + 1 x NC contacts and a double insulated plastic bezel. This single-component selector switch provides a versatile interface for controlling your machines. It is easily installed into standard 22 mm diameter cut-outs and connected to your control circuits with simple screw-clamp connections. It provides an effective manner to give your machine multiple different inputs. It is impact resistant, dust proof, waterproof and vibration resistant thanks to its IP65, making it ideal for operation in harsh environments. | Colour button | Black
| 29 | Automation and Control | Industrial Switch | Selector Switches | HARMONY XB7 SELECTOR SWITCH BLACK 2 POSITIONS 1 NO + 1NC | 2006596 | XB7ND25 | SCHNEIDER ELECTRIC | 330 | https://pim-kvc.soneparsea.com:3443/PictureServer/default.aspx/schneider-XB7ND25_Image1.jpg?A3889C9397807479A2A1C7A8BAA5959DB4AAC672AA796782947789A49BA4919BB57682AFC29E | https://pim-kvc.soneparsea.com:3443/PictureServer/default.aspx/schneider-xb7nd25.pdf?81788B76AEAA939CBEAABDA9B7A95DACB27CC2A9846C5EA4B4AB | HARMONY XB7 SELECTOR SWITCH Ø 22 BLACK STANDARD HANDLE 2 POSITIONS 1 NO + 1NC | This Schneider Electric Harmony XB7 monolithic black selector switch has 2 positions, operates with a stay-put mechanism and screw clamp terminals. It has 1 x NO + 1 x NC contacts and a double insulated plastic bezel. This single-component selector switch provides a versatile interface for controlling your machines. It is easily installed into standard 22 mm diameter cut-outs and connected to your control circuits with simple screw-clamp connections. It provides an effective manner to give your machine multiple different inputs. It is impact resistant, dust proof, waterproof and vibration resistant thanks to its IP65, making it ideal for operation in harsh environments. | Hole diameter | 22mm
| 29 | Automation and Control | Industrial Switch | Selector Switches | HARMONY XB7 SELECTOR SWITCH BLACK 2 POSITIONS 1 NO + 1NC | 2006596 | XB7ND25 | SCHNEIDER ELECTRIC | 330 | https://pim-kvc.soneparsea.com:3443/PictureServer/default.aspx/schneider-XB7ND25_Image1.jpg?A3889C9397807479A2A1C7A8BAA5959DB4AAC672AA796782947789A49BA4919BB57682AFC29E | https://pim-kvc.soneparsea.com:3443/PictureServer/default.aspx/schneider-xb7nd25.pdf?81788B76AEAA939CBEAABDA9B7A95DACB27CC2A9846C5EA4B4AB | HARMONY XB7 SELECTOR SWITCH Ø 22 BLACK STANDARD HANDLE 2 POSITIONS 1 NO + 1NC | This Schneider Electric Harmony XB7 monolithic black selector switch has 2 positions, operates with a stay-put mechanism and screw clamp terminals. It has 1 x NO + 1 x NC contacts and a double insulated plastic bezel. This single-component selector switch provides a versatile interface for controlling your machines. It is easily installed into standard 22 mm diameter cut-outs and connected to your control circuits with simple screw-clamp connections. It provides an effective manner to give your machine multiple different inputs. It is impact resistant, dust proof, waterproof and vibration resistant thanks to its IP65, making it ideal for operation in harsh environments. | Width opening | 0mm
| 29 | Automation and Control | Industrial Switch | Selector Switches | HARMONY XB7 SELECTOR SWITCH BLACK 2 POSITIONS 1 NO + 1NC | 2006596 | XB7ND25 | SCHNEIDER ELECTRIC | 330 | https://pim-kvc.soneparsea.com:3443/PictureServer/default.aspx/schneider-XB7ND25_Image1.jpg?A3889C9397807479A2A1C7A8BAA5959DB4AAC672AA796782947789A49BA4919BB57682AFC29E | https://pim-kvc.soneparsea.com:3443/PictureServer/default.aspx/schneider-xb7nd25.pdf?81788B76AEAA939CBEAABDA9B7A95DACB27CC2A9846C5EA4B4AB | HARMONY XB7 SELECTOR SWITCH Ø 22 BLACK STANDARD HANDLE 2 POSITIONS 1 NO + 1NC | This Schneider Electric Harmony XB7 monolithic black selector switch has 2 positions, operates with a stay-put mechanism and screw clamp terminals. It has 1 x NO + 1 x NC contacts and a double insulated plastic bezel. This single-component selector switch provides a versatile interface for controlling your machines. It is easily installed into standard 22 mm diameter cut-outs and connected to your control circuits with simple screw-clamp connections. It provides an effective manner to give your machine multiple different inputs. It is impact resistant, dust proof, waterproof and vibration resistant thanks to its IP65, making it ideal for operation in harsh environments. | Height opening | 0mm
| 29 | Automation and Control | Industrial Switch | Selector Switches | HARMONY XB7 SELECTOR SWITCH BLACK 2 POSITIONS 1 NO + 1NC | 2006596 | XB7ND25 | SCHNEIDER ELECTRIC | 330 | https://pim-kvc.soneparsea.com:3443/PictureServer/default.aspx/schneider-XB7ND25_Image1.jpg?A3889C9397807479A2A1C7A8BAA5959DB4AAC672AA796782947789A49BA4919BB57682AFC29E | https://pim-kvc.soneparsea.com:3443/PictureServer/default.aspx/schneider-xb7nd25.pdf?81788B76AEAA939CBEAABDA9B7A95DACB27CC2A9846C5EA4B4AB | HARMONY XB7 SELECTOR SWITCH Ø 22 BLACK STANDARD HANDLE 2 POSITIONS 1 NO + 1NC | This Schneider Electric Harmony XB7 monolithic black selector switch has 2 positions, operates with a stay-put mechanism and screw clamp terminals. It has 1 x NO + 1 x NC contacts and a double insulated plastic bezel. This single-component selector switch provides a versatile interface for controlling your machines. It is easily installed into standard 22 mm diameter cut-outs and connected to your control circuits with simple screw-clamp connections. It provides an effective manner to give your machine multiple different inputs. It is impact resistant, dust proof, waterproof and vibration resistant thanks to its IP65, making it ideal for operation in harsh environments. | Switching function latching | yes
| 29 | Automation and Control | Industrial Switch | Selector Switches | HARMONY XB7 SELECTOR SWITCH BLACK 2 POSITIONS 1 NO + 1NC | 2006596 | XB7ND25 | SCHNEIDER ELECTRIC | 330 | https://pim-kvc.soneparsea.com:3443/PictureServer/default.aspx/schneider-XB7ND25_Image1.jpg?A3889C9397807479A2A1C7A8BAA5959DB4AAC672AA796782947789A49BA4919BB57682AFC29E | https://pim-kvc.soneparsea.com:3443/PictureServer/default.aspx/schneider-xb7nd25.pdf?81788B76AEAA939CBEAABDA9B7A95DACB27CC2A9846C5EA4B4AB | HARMONY XB7 SELECTOR SWITCH Ø 22 BLACK STANDARD HANDLE 2 POSITIONS 1 NO + 1NC | This Schneider Electric Harmony XB7 monolithic black selector switch has 2 positions, operates with a stay-put mechanism and screw clamp terminals. It has 1 x NO + 1 x NC contacts and a double insulated plastic bezel. This single-component selector switch provides a versatile interface for controlling your machines. It is easily installed into standard 22 mm diameter cut-outs and connected to your control circuits with simple screw-clamp connections. It provides an effective manner to give your machine multiple different inputs. It is impact resistant, dust proof, waterproof and vibration resistant thanks to its IP65, making it ideal for operation in harsh environments. | Spring-return | no
| 29 | Automation and Control | Industrial Switch | Selector Switches | HARMONY XB7 SELECTOR SWITCH BLACK 2 POSITIONS 1 NO + 1NC | 2006596 | XB7ND25 | SCHNEIDER ELECTRIC | 330 | https://pim-kvc.soneparsea.com:3443/PictureServer/default.aspx/schneider-XB7ND25_Image1.jpg?A3889C9397807479A2A1C7A8BAA5959DB4AAC672AA796782947789A49BA4919BB57682AFC29E | https://pim-kvc.soneparsea.com:3443/PictureServer/default.aspx/schneider-xb7nd25.pdf?81788B76AEAA939CBEAABDA9B7A95DACB27CC2A9846C5EA4B4AB | HARMONY XB7 SELECTOR SWITCH Ø 22 BLACK STANDARD HANDLE 2 POSITIONS 1 NO + 1NC | This Schneider Electric Harmony XB7 monolithic black selector switch has 2 positions, operates with a stay-put mechanism and screw clamp terminals. It has 1 x NO + 1 x NC contacts and a double insulated plastic bezel. This single-component selector switch provides a versatile interface for controlling your machines. It is easily installed into standard 22 mm diameter cut-outs and connected to your control circuits with simple screw-clamp connections. It provides an effective manner to give your machine multiple different inputs. It is impact resistant, dust proof, waterproof and vibration resistant thanks to its IP65, making it ideal for operation in harsh environments. | Degree of protection (IP) | IP65
| 29 | Automation and Control | Industrial Switch | Selector Switches | HARMONY XB7 SELECTOR SWITCH BLACK 2 POSITIONS 1 NO + 1NC | 2006596 | XB7ND25 | SCHNEIDER ELECTRIC | 330 | https://pim-kvc.soneparsea.com:3443/PictureServer/default.aspx/schneider-XB7ND25_Image1.jpg?A3889C9397807479A2A1C7A8BAA5959DB4AAC672AA796782947789A49BA4919BB57682AFC29E | https://pim-kvc.soneparsea.com:3443/PictureServer/default.aspx/schneider-xb7nd25.pdf?81788B76AEAA939CBEAABDA9B7A95DACB27CC2A9846C5EA4B4AB | HARMONY XB7 SELECTOR SWITCH Ø 22 BLACK STANDARD HANDLE 2 POSITIONS 1 NO + 1NC | This Schneider Electric Harmony XB7 monolithic black selector switch has 2 positions, operates with a stay-put mechanism and screw clamp terminals. It has 1 x NO + 1 x NC contacts and a double insulated plastic bezel. This single-component selector switch provides a versatile interface for controlling your machines. It is easily installed into standard 22 mm diameter cut-outs and connected to your control circuits with simple screw-clamp connections. It provides an effective manner to give your machine multiple different inputs. It is impact resistant, dust proof, waterproof and vibration resistant thanks to its IP65, making it ideal for operation in harsh environments. | Supply voltage | 250...250V
| 29 | Automation and Control | Industrial Switch | Selector Switches | HARMONY XB7 SELECTOR SWITCH BLACK 2 POSITIONS 1 NO + 1NC | 2006596 | XB7ND25 | SCHNEIDER ELECTRIC | 330 | https://pim-kvc.soneparsea.com:3443/PictureServer/default.aspx/schneider-XB7ND25_Image1.jpg?A3889C9397807479A2A1C7A8BAA5959DB4AAC672AA796782947789A49BA4919BB57682AFC29E | https://pim-kvc.soneparsea.com:3443/PictureServer/default.aspx/schneider-xb7nd25.pdf?81788B76AEAA939CBEAABDA9B7A95DACB27CC2A9846C5EA4B4AB | HARMONY XB7 SELECTOR SWITCH Ø 22 BLACK STANDARD HANDLE 2 POSITIONS 1 NO + 1NC | This Schneider Electric Harmony XB7 monolithic black selector switch has 2 positions, operates with a stay-put mechanism and screw clamp terminals. It has 1 x NO + 1 x NC contacts and a double insulated plastic bezel. This single-component selector switch provides a versatile interface for controlling your machines. It is easily installed into standard 22 mm diameter cut-outs and connected to your control circuits with simple screw-clamp connections. It provides an effective manner to give your machine multiple different inputs. It is impact resistant, dust proof, waterproof and vibration resistant thanks to its IP65, making it ideal for operation in harsh environments. | Number of contacts as normally open contact | 1
| 29 | Automation and Control | Industrial Switch | Selector Switches | HARMONY XB7 SELECTOR SWITCH BLACK 2 POSITIONS 1 NO + 1NC | 2006596 | XB7ND25 | SCHNEIDER ELECTRIC | 330 | https://pim-kvc.soneparsea.com:3443/PictureServer/default.aspx/schneider-XB7ND25_Image1.jpg?A3889C9397807479A2A1C7A8BAA5959DB4AAC672AA796782947789A49BA4919BB57682AFC29E | https://pim-kvc.soneparsea.com:3443/PictureServer/default.aspx/schneider-xb7nd25.pdf?81788B76AEAA939CBEAABDA9B7A95DACB27CC2A9846C5EA4B4AB | HARMONY XB7 SELECTOR SWITCH Ø 22 BLACK STANDARD HANDLE 2 POSITIONS 1 NO + 1NC | This Schneider Electric Harmony XB7 monolithic black selector switch has 2 positions, operates with a stay-put mechanism and screw clamp terminals. It has 1 x NO + 1 x NC contacts and a double insulated plastic bezel. This single-component selector switch provides a versatile interface for controlling your machines. It is easily installed into standard 22 mm diameter cut-outs and connected to your control circuits with simple screw-clamp connections. It provides an effective manner to give your machine multiple different inputs. It is impact resistant, dust proof, waterproof and vibration resistant thanks to its IP65, making it ideal for operation in harsh environments. | Number of contacts as normally closed contact | 1
| 29 | Automation and Control | Industrial Switch | Selector Switches | HARMONY XB7 SELECTOR SWITCH BLACK 2 POSITIONS 1 NO + 1NC | 2006596 | XB7ND25 | SCHNEIDER ELECTRIC | 330 | https://pim-kvc.soneparsea.com:3443/PictureServer/default.aspx/schneider-XB7ND25_Image1.jpg?A3889C9397807479A2A1C7A8BAA5959DB4AAC672AA796782947789A49BA4919BB57682AFC29E | https://pim-kvc.soneparsea.com:3443/PictureServer/default.aspx/schneider-xb7nd25.pdf?81788B76AEAA939CBEAABDA9B7A95DACB27CC2A9846C5EA4B4AB | HARMONY XB7 SELECTOR SWITCH Ø 22 BLACK STANDARD HANDLE 2 POSITIONS 1 NO + 1NC | This Schneider Electric Harmony XB7 monolithic black selector switch has 2 positions, operates with a stay-put mechanism and screw clamp terminals. It has 1 x NO + 1 x NC contacts and a double insulated plastic bezel. This single-component selector switch provides a versatile interface for controlling your machines. It is easily installed into standard 22 mm diameter cut-outs and connected to your control circuits with simple screw-clamp connections. It provides an effective manner to give your machine multiple different inputs. It is impact resistant, dust proof, waterproof and vibration resistant thanks to its IP65, making it ideal for operation in harsh environments. | Number of contacts as change-over contact | 0
| 29 | Automation and Control | Industrial Switch | Selector Switches | HARMONY XB7 SELECTOR SWITCH BLACK 2 POSITIONS 1 NO + 1NC | 2006596 | XB7ND25 | SCHNEIDER ELECTRIC | 330 | https://pim-kvc.soneparsea.com:3443/PictureServer/default.aspx/schneider-XB7ND25_Image1.jpg?A3889C9397807479A2A1C7A8BAA5959DB4AAC672AA796782947789A49BA4919BB57682AFC29E | https://pim-kvc.soneparsea.com:3443/PictureServer/default.aspx/schneider-xb7nd25.pdf?81788B76AEAA939CBEAABDA9B7A95DACB27CC2A9846C5EA4B4AB | HARMONY XB7 SELECTOR SWITCH Ø 22 BLACK STANDARD HANDLE 2 POSITIONS 1 NO + 1NC | This Schneider Electric Harmony XB7 monolithic black selector switch has 2 positions, operates with a stay-put mechanism and screw clamp terminals. It has 1 x NO + 1 x NC contacts and a double insulated plastic bezel. This single-component selector switch provides a versatile interface for controlling your machines. It is easily installed into standard 22 mm diameter cut-outs and connected to your control circuits with simple screw-clamp connections. It provides an effective manner to give your machine multiple different inputs. It is impact resistant, dust proof, waterproof and vibration resistant thanks to its IP65, making it ideal for operation in harsh environments. | Type of electric connection | Screw connection
| 29 | Automation and Control | Industrial Switch | Selector Switches | HARMONY XB7 SELECTOR SWITCH BLACK 2 POSITIONS 1 NO + 1NC | 2006596 | XB7ND25 | SCHNEIDER ELECTRIC | 330 | https://pim-kvc.soneparsea.com:3443/PictureServer/default.aspx/schneider-XB7ND25_Image1.jpg?A3889C9397807479A2A1C7A8BAA5959DB4AAC672AA796782947789A49BA4919BB57682AFC29E | https://pim-kvc.soneparsea.com:3443/PictureServer/default.aspx/schneider-xb7nd25.pdf?81788B76AEAA939CBEAABDA9B7A95DACB27CC2A9846C5EA4B4AB | HARMONY XB7 SELECTOR SWITCH Ø 22 BLACK STANDARD HANDLE 2 POSITIONS 1 NO + 1NC | This Schneider Electric Harmony XB7 monolithic black selector switch has 2 positions, operates with a stay-put mechanism and screw clamp terminals. It has 1 x NO + 1 x NC contacts and a double insulated plastic bezel. This single-component selector switch provides a versatile interface for controlling your machines. It is easily installed into standard 22 mm diameter cut-outs and connected to your control circuits with simple screw-clamp connections. It provides an effective manner to give your machine multiple different inputs. It is impact resistant, dust proof, waterproof and vibration resistant thanks to its IP65, making it ideal for operation in harsh environments. | With front ring | yes
| 29 | Automation and Control | Industrial Switch | Selector Switches | HARMONY XB7 SELECTOR SWITCH BLACK 2 POSITIONS 1 NO + 1NC | 2006596 | XB7ND25 | SCHNEIDER ELECTRIC | 330 | https://pim-kvc.soneparsea.com:3443/PictureServer/default.aspx/schneider-XB7ND25_Image1.jpg?A3889C9397807479A2A1C7A8BAA5959DB4AAC672AA796782947789A49BA4919BB57682AFC29E | https://pim-kvc.soneparsea.com:3443/PictureServer/default.aspx/schneider-xb7nd25.pdf?81788B76AEAA939CBEAABDA9B7A95DACB27CC2A9846C5EA4B4AB | HARMONY XB7 SELECTOR SWITCH Ø 22 BLACK STANDARD HANDLE 2 POSITIONS 1 NO + 1NC | This Schneider Electric Harmony XB7 monolithic black selector switch has 2 positions, operates with a stay-put mechanism and screw clamp terminals. It has 1 x NO + 1 x NC contacts and a double insulated plastic bezel. This single-component selector switch provides a versatile interface for controlling your machines. It is easily installed into standard 22 mm diameter cut-outs and connected to your control circuits with simple screw-clamp connections. It provides an effective manner to give your machine multiple different inputs. It is impact resistant, dust proof, waterproof and vibration resistant thanks to its IP65, making it ideal for operation in harsh environments. | Material front ring | Plastic
| 29 | Automation and Control | Industrial Switch | Selector Switches | HARMONY XB7 SELECTOR SWITCH BLACK 2 POSITIONS 1 NO + 1NC | 2006596 | XB7ND25 | SCHNEIDER ELECTRIC | 330 | https://pim-kvc.soneparsea.com:3443/PictureServer/default.aspx/schneider-XB7ND25_Image1.jpg?A3889C9397807479A2A1C7A8BAA5959DB4AAC672AA796782947789A49BA4919BB57682AFC29E | https://pim-kvc.soneparsea.com:3443/PictureServer/default.aspx/schneider-xb7nd25.pdf?81788B76AEAA939CBEAABDA9B7A95DACB27CC2A9846C5EA4B4AB | HARMONY XB7 SELECTOR SWITCH Ø 22 BLACK STANDARD HANDLE 2 POSITIONS 1 NO + 1NC | This Schneider Electric Harmony XB7 monolithic black selector switch has 2 positions, operates with a stay-put mechanism and screw clamp terminals. It has 1 x NO + 1 x NC contacts and a double insulated plastic bezel. This single-component selector switch provides a versatile interface for controlling your machines. It is easily installed into standard 22 mm diameter cut-outs and connected to your control circuits with simple screw-clamp connections. It provides an effective manner to give your machine multiple different inputs. It is impact resistant, dust proof, waterproof and vibration resistant thanks to its IP65, making it ideal for operation in harsh environments. | Colour front ring | Black
| 30 | Automation and Control | Industrial Switch | Push Buttons | HARMONY XB7 ILLUM PB LED SPRING RETURN 1NO GREEN 230V | 2006597 | XB7NW33M1 | SCHNEIDER ELECTRIC | 530 | https://pim-kvc.soneparsea.com:3443/PictureServer/default.aspx/schneider-XB7NW33M1_Image1.jpg?A3889C9397807479A2A1C7A8BAA5959DB4AAC672AA796782A7788792839679A1B1ACB97680A1A09B | https://pim-kvc.soneparsea.com:3443/PictureServer/default.aspx/schneider-xb7nw33m1.pdf?81788B76AEAA939CBEAABDA9B7A95DACB27CC2BC856A9D657EB5B8AB | HARMONY XB7 ILLUMINATED PUSHBUTTON LED SPRING RETURN 1NO GREEN230V | This Schneider Electric Harmony XB7 illuminated projecting monolithic green push-button operates with a spring return mechanism, is supplied with 230Vac, uses an integral LED and screw clamp terminals. It has 1 x NO contact and a double insulated plastic bezel. This single-component illuminated projecting push-button provides an ergonomic interface for controlling machines and processes thanks to its protruding actuator. It is easily installed into standard 22 mm diameter cut-outs and connected with simple screw-clamp connections. It is clearly distinguishable visually at a distance due to clear colors and illumination via integral LED, minimizing errors in machine control and enabling complex machine statuses to be read at a glance. It is impact resistant, dust proof, waterproof and vibration resistant thanks to its IP65, making it ideal for operation in harsh environments. | Number of command positions | 1
| 30 | Automation and Control | Industrial Switch | Push Buttons | HARMONY XB7 ILLUM PB LED SPRING RETURN 1NO GREEN 230V | 2006597 | XB7NW33M1 | SCHNEIDER ELECTRIC | 530 | https://pim-kvc.soneparsea.com:3443/PictureServer/default.aspx/schneider-XB7NW33M1_Image1.jpg?A3889C9397807479A2A1C7A8BAA5959DB4AAC672AA796782A7788792839679A1B1ACB97680A1A09B | https://pim-kvc.soneparsea.com:3443/PictureServer/default.aspx/schneider-xb7nw33m1.pdf?81788B76AEAA939CBEAABDA9B7A95DACB27CC2BC856A9D657EB5B8AB | HARMONY XB7 ILLUMINATED PUSHBUTTON LED SPRING RETURN 1NO GREEN230V | This Schneider Electric Harmony XB7 illuminated projecting monolithic green push-button operates with a spring return mechanism, is supplied with 230Vac, uses an integral LED and screw clamp terminals. It has 1 x NO contact and a double insulated plastic bezel. This single-component illuminated projecting push-button provides an ergonomic interface for controlling machines and processes thanks to its protruding actuator. It is easily installed into standard 22 mm diameter cut-outs and connected with simple screw-clamp connections. It is clearly distinguishable visually at a distance due to clear colors and illumination via integral LED, minimizing errors in machine control and enabling complex machine statuses to be read at a glance. It is impact resistant, dust proof, waterproof and vibration resistant thanks to its IP65, making it ideal for operation in harsh environments. | Type of button | High
| 30 | Automation and Control | Industrial Switch | Push Buttons | HARMONY XB7 ILLUM PB LED SPRING RETURN 1NO GREEN 230V | 2006597 | XB7NW33M1 | SCHNEIDER ELECTRIC | 530 | https://pim-kvc.soneparsea.com:3443/PictureServer/default.aspx/schneider-XB7NW33M1_Image1.jpg?A3889C9397807479A2A1C7A8BAA5959DB4AAC672AA796782A7788792839679A1B1ACB97680A1A09B | https://pim-kvc.soneparsea.com:3443/PictureServer/default.aspx/schneider-xb7nw33m1.pdf?81788B76AEAA939CBEAABDA9B7A95DACB27CC2BC856A9D657EB5B8AB | HARMONY XB7 ILLUMINATED PUSHBUTTON LED SPRING RETURN 1NO GREEN230V | This Schneider Electric Harmony XB7 illuminated projecting monolithic green push-button operates with a spring return mechanism, is supplied with 230Vac, uses an integral LED and screw clamp terminals. It has 1 x NO contact and a double insulated plastic bezel. This single-component illuminated projecting push-button provides an ergonomic interface for controlling machines and processes thanks to its protruding actuator. It is easily installed into standard 22 mm diameter cut-outs and connected with simple screw-clamp connections. It is clearly distinguishable visually at a distance due to clear colors and illumination via integral LED, minimizing errors in machine control and enabling complex machine statuses to be read at a glance. It is impact resistant, dust proof, waterproof and vibration resistant thanks to its IP65, making it ideal for operation in harsh environments. | Colour button | Green
| 30 | Automation and Control | Industrial Switch | Push Buttons | HARMONY XB7 ILLUM PB LED SPRING RETURN 1NO GREEN 230V | 2006597 | XB7NW33M1 | SCHNEIDER ELECTRIC | 530 | https://pim-kvc.soneparsea.com:3443/PictureServer/default.aspx/schneider-XB7NW33M1_Image1.jpg?A3889C9397807479A2A1C7A8BAA5959DB4AAC672AA796782A7788792839679A1B1ACB97680A1A09B | https://pim-kvc.soneparsea.com:3443/PictureServer/default.aspx/schneider-xb7nw33m1.pdf?81788B76AEAA939CBEAABDA9B7A95DACB27CC2BC856A9D657EB5B8AB | HARMONY XB7 ILLUMINATED PUSHBUTTON LED SPRING RETURN 1NO GREEN230V | This Schneider Electric Harmony XB7 illuminated projecting monolithic green push-button operates with a spring return mechanism, is supplied with 230Vac, uses an integral LED and screw clamp terminals. It has 1 x NO contact and a double insulated plastic bezel. This single-component illuminated projecting push-button provides an ergonomic interface for controlling machines and processes thanks to its protruding actuator. It is easily installed into standard 22 mm diameter cut-outs and connected with simple screw-clamp connections. It is clearly distinguishable visually at a distance due to clear colors and illumination via integral LED, minimizing errors in machine control and enabling complex machine statuses to be read at a glance. It is impact resistant, dust proof, waterproof and vibration resistant thanks to its IP65, making it ideal for operation in harsh environments. | Construction type lens | Round
| 30 | Automation and Control | Industrial Switch | Push Buttons | HARMONY XB7 ILLUM PB LED SPRING RETURN 1NO GREEN 230V | 2006597 | XB7NW33M1 | SCHNEIDER ELECTRIC | 530 | https://pim-kvc.soneparsea.com:3443/PictureServer/default.aspx/schneider-XB7NW33M1_Image1.jpg?A3889C9397807479A2A1C7A8BAA5959DB4AAC672AA796782A7788792839679A1B1ACB97680A1A09B | https://pim-kvc.soneparsea.com:3443/PictureServer/default.aspx/schneider-xb7nw33m1.pdf?81788B76AEAA939CBEAABDA9B7A95DACB27CC2BC856A9D657EB5B8AB | HARMONY XB7 ILLUMINATED PUSHBUTTON LED SPRING RETURN 1NO GREEN230V | This Schneider Electric Harmony XB7 illuminated projecting monolithic green push-button operates with a spring return mechanism, is supplied with 230Vac, uses an integral LED and screw clamp terminals. It has 1 x NO contact and a double insulated plastic bezel. This single-component illuminated projecting push-button provides an ergonomic interface for controlling machines and processes thanks to its protruding actuator. It is easily installed into standard 22 mm diameter cut-outs and connected with simple screw-clamp connections. It is clearly distinguishable visually at a distance due to clear colors and illumination via integral LED, minimizing errors in machine control and enabling complex machine statuses to be read at a glance. It is impact resistant, dust proof, waterproof and vibration resistant thanks to its IP65, making it ideal for operation in harsh environments. | Hole diameter | 22.5mm
| 30 | Automation and Control | Industrial Switch | Push Buttons | HARMONY XB7 ILLUM PB LED SPRING RETURN 1NO GREEN 230V | 2006597 | XB7NW33M1 | SCHNEIDER ELECTRIC | 530 | https://pim-kvc.soneparsea.com:3443/PictureServer/default.aspx/schneider-XB7NW33M1_Image1.jpg?A3889C9397807479A2A1C7A8BAA5959DB4AAC672AA796782A7788792839679A1B1ACB97680A1A09B | https://pim-kvc.soneparsea.com:3443/PictureServer/default.aspx/schneider-xb7nw33m1.pdf?81788B76AEAA939CBEAABDA9B7A95DACB27CC2BC856A9D657EB5B8AB | HARMONY XB7 ILLUMINATED PUSHBUTTON LED SPRING RETURN 1NO GREEN230V | This Schneider Electric Harmony XB7 illuminated projecting monolithic green push-button operates with a spring return mechanism, is supplied with 230Vac, uses an integral LED and screw clamp terminals. It has 1 x NO contact and a double insulated plastic bezel. This single-component illuminated projecting push-button provides an ergonomic interface for controlling machines and processes thanks to its protruding actuator. It is easily installed into standard 22 mm diameter cut-outs and connected with simple screw-clamp connections. It is clearly distinguishable visually at a distance due to clear colors and illumination via integral LED, minimizing errors in machine control and enabling complex machine statuses to be read at a glance. It is impact resistant, dust proof, waterproof and vibration resistant thanks to its IP65, making it ideal for operation in harsh environments. | Width opening | 0mm
| 30 | Automation and Control | Industrial Switch | Push Buttons | HARMONY XB7 ILLUM PB LED SPRING RETURN 1NO GREEN 230V | 2006597 | XB7NW33M1 | SCHNEIDER ELECTRIC | 530 | https://pim-kvc.soneparsea.com:3443/PictureServer/default.aspx/schneider-XB7NW33M1_Image1.jpg?A3889C9397807479A2A1C7A8BAA5959DB4AAC672AA796782A7788792839679A1B1ACB97680A1A09B | https://pim-kvc.soneparsea.com:3443/PictureServer/default.aspx/schneider-xb7nw33m1.pdf?81788B76AEAA939CBEAABDA9B7A95DACB27CC2BC856A9D657EB5B8AB | HARMONY XB7 ILLUMINATED PUSHBUTTON LED SPRING RETURN 1NO GREEN230V | This Schneider Electric Harmony XB7 illuminated projecting monolithic green push-button operates with a spring return mechanism, is supplied with 230Vac, uses an integral LED and screw clamp terminals. It has 1 x NO contact and a double insulated plastic bezel. This single-component illuminated projecting push-button provides an ergonomic interface for controlling machines and processes thanks to its protruding actuator. It is easily installed into standard 22 mm diameter cut-outs and connected with simple screw-clamp connections. It is clearly distinguishable visually at a distance due to clear colors and illumination via integral LED, minimizing errors in machine control and enabling complex machine statuses to be read at a glance. It is impact resistant, dust proof, waterproof and vibration resistant thanks to its IP65, making it ideal for operation in harsh environments. | Height opening | 0mm
| 30 | Automation and Control | Industrial Switch | Push Buttons | HARMONY XB7 ILLUM PB LED SPRING RETURN 1NO GREEN 230V | 2006597 | XB7NW33M1 | SCHNEIDER ELECTRIC | 530 | https://pim-kvc.soneparsea.com:3443/PictureServer/default.aspx/schneider-XB7NW33M1_Image1.jpg?A3889C9397807479A2A1C7A8BAA5959DB4AAC672AA796782A7788792839679A1B1ACB97680A1A09B | https://pim-kvc.soneparsea.com:3443/PictureServer/default.aspx/schneider-xb7nw33m1.pdf?81788B76AEAA939CBEAABDA9B7A95DACB27CC2BC856A9D657EB5B8AB | HARMONY XB7 ILLUMINATED PUSHBUTTON LED SPRING RETURN 1NO GREEN230V | This Schneider Electric Harmony XB7 illuminated projecting monolithic green push-button operates with a spring return mechanism, is supplied with 230Vac, uses an integral LED and screw clamp terminals. It has 1 x NO contact and a double insulated plastic bezel. This single-component illuminated projecting push-button provides an ergonomic interface for controlling machines and processes thanks to its protruding actuator. It is easily installed into standard 22 mm diameter cut-outs and connected with simple screw-clamp connections. It is clearly distinguishable visually at a distance due to clear colors and illumination via integral LED, minimizing errors in machine control and enabling complex machine statuses to be read at a glance. It is impact resistant, dust proof, waterproof and vibration resistant thanks to its IP65, making it ideal for operation in harsh environments. | Suitable for illumination | yes
| 30 | Automation and Control | Industrial Switch | Push Buttons | HARMONY XB7 ILLUM PB LED SPRING RETURN 1NO GREEN 230V | 2006597 | XB7NW33M1 | SCHNEIDER ELECTRIC | 530 | https://pim-kvc.soneparsea.com:3443/PictureServer/default.aspx/schneider-XB7NW33M1_Image1.jpg?A3889C9397807479A2A1C7A8BAA5959DB4AAC672AA796782A7788792839679A1B1ACB97680A1A09B | https://pim-kvc.soneparsea.com:3443/PictureServer/default.aspx/schneider-xb7nw33m1.pdf?81788B76AEAA939CBEAABDA9B7A95DACB27CC2BC856A9D657EB5B8AB | HARMONY XB7 ILLUMINATED PUSHBUTTON LED SPRING RETURN 1NO GREEN230V | This Schneider Electric Harmony XB7 illuminated projecting monolithic green push-button operates with a spring return mechanism, is supplied with 230Vac, uses an integral LED and screw clamp terminals. It has 1 x NO contact and a double insulated plastic bezel. This single-component illuminated projecting push-button provides an ergonomic interface for controlling machines and processes thanks to its protruding actuator. It is easily installed into standard 22 mm diameter cut-outs and connected with simple screw-clamp connections. It is clearly distinguishable visually at a distance due to clear colors and illumination via integral LED, minimizing errors in machine control and enabling complex machine statuses to be read at a glance. It is impact resistant, dust proof, waterproof and vibration resistant thanks to its IP65, making it ideal for operation in harsh environments. | Switching function latching | no
| 30 | Automation and Control | Industrial Switch | Push Buttons | HARMONY XB7 ILLUM PB LED SPRING RETURN 1NO GREEN 230V | 2006597 | XB7NW33M1 | SCHNEIDER ELECTRIC | 530 | https://pim-kvc.soneparsea.com:3443/PictureServer/default.aspx/schneider-XB7NW33M1_Image1.jpg?A3889C9397807479A2A1C7A8BAA5959DB4AAC672AA796782A7788792839679A1B1ACB97680A1A09B | https://pim-kvc.soneparsea.com:3443/PictureServer/default.aspx/schneider-xb7nw33m1.pdf?81788B76AEAA939CBEAABDA9B7A95DACB27CC2BC856A9D657EB5B8AB | HARMONY XB7 ILLUMINATED PUSHBUTTON LED SPRING RETURN 1NO GREEN230V | This Schneider Electric Harmony XB7 illuminated projecting monolithic green push-button operates with a spring return mechanism, is supplied with 230Vac, uses an integral LED and screw clamp terminals. It has 1 x NO contact and a double insulated plastic bezel. This single-component illuminated projecting push-button provides an ergonomic interface for controlling machines and processes thanks to its protruding actuator. It is easily installed into standard 22 mm diameter cut-outs and connected with simple screw-clamp connections. It is clearly distinguishable visually at a distance due to clear colors and illumination via integral LED, minimizing errors in machine control and enabling complex machine statuses to be read at a glance. It is impact resistant, dust proof, waterproof and vibration resistant thanks to its IP65, making it ideal for operation in harsh environments. | Spring-return | yes
| 30 | Automation and Control | Industrial Switch | Push Buttons | HARMONY XB7 ILLUM PB LED SPRING RETURN 1NO GREEN 230V | 2006597 | XB7NW33M1 | SCHNEIDER ELECTRIC | 530 | https://pim-kvc.soneparsea.com:3443/PictureServer/default.aspx/schneider-XB7NW33M1_Image1.jpg?A3889C9397807479A2A1C7A8BAA5959DB4AAC672AA796782A7788792839679A1B1ACB97680A1A09B | https://pim-kvc.soneparsea.com:3443/PictureServer/default.aspx/schneider-xb7nw33m1.pdf?81788B76AEAA939CBEAABDA9B7A95DACB27CC2BC856A9D657EB5B8AB | HARMONY XB7 ILLUMINATED PUSHBUTTON LED SPRING RETURN 1NO GREEN230V | This Schneider Electric Harmony XB7 illuminated projecting monolithic green push-button operates with a spring return mechanism, is supplied with 230Vac, uses an integral LED and screw clamp terminals. It has 1 x NO contact and a double insulated plastic bezel. This single-component illuminated projecting push-button provides an ergonomic interface for controlling machines and processes thanks to its protruding actuator. It is easily installed into standard 22 mm diameter cut-outs and connected with simple screw-clamp connections. It is clearly distinguishable visually at a distance due to clear colors and illumination via integral LED, minimizing errors in machine control and enabling complex machine statuses to be read at a glance. It is impact resistant, dust proof, waterproof and vibration resistant thanks to its IP65, making it ideal for operation in harsh environments. | Supply voltage lamp | 230V
| 30 | Automation and Control | Industrial Switch | Push Buttons | HARMONY XB7 ILLUM PB LED SPRING RETURN 1NO GREEN 230V | 2006597 | XB7NW33M1 | SCHNEIDER ELECTRIC | 530 | https://pim-kvc.soneparsea.com:3443/PictureServer/default.aspx/schneider-XB7NW33M1_Image1.jpg?A3889C9397807479A2A1C7A8BAA5959DB4AAC672AA796782A7788792839679A1B1ACB97680A1A09B | https://pim-kvc.soneparsea.com:3443/PictureServer/default.aspx/schneider-xb7nw33m1.pdf?81788B76AEAA939CBEAABDA9B7A95DACB27CC2BC856A9D657EB5B8AB | HARMONY XB7 ILLUMINATED PUSHBUTTON LED SPRING RETURN 1NO GREEN230V | This Schneider Electric Harmony XB7 illuminated projecting monolithic green push-button operates with a spring return mechanism, is supplied with 230Vac, uses an integral LED and screw clamp terminals. It has 1 x NO contact and a double insulated plastic bezel. This single-component illuminated projecting push-button provides an ergonomic interface for controlling machines and processes thanks to its protruding actuator. It is easily installed into standard 22 mm diameter cut-outs and connected with simple screw-clamp connections. It is clearly distinguishable visually at a distance due to clear colors and illumination via integral LED, minimizing errors in machine control and enabling complex machine statuses to be read at a glance. It is impact resistant, dust proof, waterproof and vibration resistant thanks to its IP65, making it ideal for operation in harsh environments. | Number of contacts as normally open contact | 1
| 30 | Automation and Control | Industrial Switch | Push Buttons | HARMONY XB7 ILLUM PB LED SPRING RETURN 1NO GREEN 230V | 2006597 | XB7NW33M1 | SCHNEIDER ELECTRIC | 530 | https://pim-kvc.soneparsea.com:3443/PictureServer/default.aspx/schneider-XB7NW33M1_Image1.jpg?A3889C9397807479A2A1C7A8BAA5959DB4AAC672AA796782A7788792839679A1B1ACB97680A1A09B | https://pim-kvc.soneparsea.com:3443/PictureServer/default.aspx/schneider-xb7nw33m1.pdf?81788B76AEAA939CBEAABDA9B7A95DACB27CC2BC856A9D657EB5B8AB | HARMONY XB7 ILLUMINATED PUSHBUTTON LED SPRING RETURN 1NO GREEN230V | This Schneider Electric Harmony XB7 illuminated projecting monolithic green push-button operates with a spring return mechanism, is supplied with 230Vac, uses an integral LED and screw clamp terminals. It has 1 x NO contact and a double insulated plastic bezel. This single-component illuminated projecting push-button provides an ergonomic interface for controlling machines and processes thanks to its protruding actuator. It is easily installed into standard 22 mm diameter cut-outs and connected with simple screw-clamp connections. It is clearly distinguishable visually at a distance due to clear colors and illumination via integral LED, minimizing errors in machine control and enabling complex machine statuses to be read at a glance. It is impact resistant, dust proof, waterproof and vibration resistant thanks to its IP65, making it ideal for operation in harsh environments. | Number of contacts as normally closed contact | 0
| 30 | Automation and Control | Industrial Switch | Push Buttons | HARMONY XB7 ILLUM PB LED SPRING RETURN 1NO GREEN 230V | 2006597 | XB7NW33M1 | SCHNEIDER ELECTRIC | 530 | https://pim-kvc.soneparsea.com:3443/PictureServer/default.aspx/schneider-XB7NW33M1_Image1.jpg?A3889C9397807479A2A1C7A8BAA5959DB4AAC672AA796782A7788792839679A1B1ACB97680A1A09B | https://pim-kvc.soneparsea.com:3443/PictureServer/default.aspx/schneider-xb7nw33m1.pdf?81788B76AEAA939CBEAABDA9B7A95DACB27CC2BC856A9D657EB5B8AB | HARMONY XB7 ILLUMINATED PUSHBUTTON LED SPRING RETURN 1NO GREEN230V | This Schneider Electric Harmony XB7 illuminated projecting monolithic green push-button operates with a spring return mechanism, is supplied with 230Vac, uses an integral LED and screw clamp terminals. It has 1 x NO contact and a double insulated plastic bezel. This single-component illuminated projecting push-button provides an ergonomic interface for controlling machines and processes thanks to its protruding actuator. It is easily installed into standard 22 mm diameter cut-outs and connected with simple screw-clamp connections. It is clearly distinguishable visually at a distance due to clear colors and illumination via integral LED, minimizing errors in machine control and enabling complex machine statuses to be read at a glance. It is impact resistant, dust proof, waterproof and vibration resistant thanks to its IP65, making it ideal for operation in harsh environments. | Number of contacts as change-over contact | 0
| 30 | Automation and Control | Industrial Switch | Push Buttons | HARMONY XB7 ILLUM PB LED SPRING RETURN 1NO GREEN 230V | 2006597 | XB7NW33M1 | SCHNEIDER ELECTRIC | 530 | https://pim-kvc.soneparsea.com:3443/PictureServer/default.aspx/schneider-XB7NW33M1_Image1.jpg?A3889C9397807479A2A1C7A8BAA5959DB4AAC672AA796782A7788792839679A1B1ACB97680A1A09B | https://pim-kvc.soneparsea.com:3443/PictureServer/default.aspx/schneider-xb7nw33m1.pdf?81788B76AEAA939CBEAABDA9B7A95DACB27CC2BC856A9D657EB5B8AB | HARMONY XB7 ILLUMINATED PUSHBUTTON LED SPRING RETURN 1NO GREEN230V | This Schneider Electric Harmony XB7 illuminated projecting monolithic green push-button operates with a spring return mechanism, is supplied with 230Vac, uses an integral LED and screw clamp terminals. It has 1 x NO contact and a double insulated plastic bezel. This single-component illuminated projecting push-button provides an ergonomic interface for controlling machines and processes thanks to its protruding actuator. It is easily installed into standard 22 mm diameter cut-outs and connected with simple screw-clamp connections. It is clearly distinguishable visually at a distance due to clear colors and illumination via integral LED, minimizing errors in machine control and enabling complex machine statuses to be read at a glance. It is impact resistant, dust proof, waterproof and vibration resistant thanks to its IP65, making it ideal for operation in harsh environments. | Type of electric connection | Screw connection
| 30 | Automation and Control | Industrial Switch | Push Buttons | HARMONY XB7 ILLUM PB LED SPRING RETURN 1NO GREEN 230V | 2006597 | XB7NW33M1 | SCHNEIDER ELECTRIC | 530 | https://pim-kvc.soneparsea.com:3443/PictureServer/default.aspx/schneider-XB7NW33M1_Image1.jpg?A3889C9397807479A2A1C7A8BAA5959DB4AAC672AA796782A7788792839679A1B1ACB97680A1A09B | https://pim-kvc.soneparsea.com:3443/PictureServer/default.aspx/schneider-xb7nw33m1.pdf?81788B76AEAA939CBEAABDA9B7A95DACB27CC2BC856A9D657EB5B8AB | HARMONY XB7 ILLUMINATED PUSHBUTTON LED SPRING RETURN 1NO GREEN230V | This Schneider Electric Harmony XB7 illuminated projecting monolithic green push-button operates with a spring return mechanism, is supplied with 230Vac, uses an integral LED and screw clamp terminals. It has 1 x NO contact and a double insulated plastic bezel. This single-component illuminated projecting push-button provides an ergonomic interface for controlling machines and processes thanks to its protruding actuator. It is easily installed into standard 22 mm diameter cut-outs and connected with simple screw-clamp connections. It is clearly distinguishable visually at a distance due to clear colors and illumination via integral LED, minimizing errors in machine control and enabling complex machine statuses to be read at a glance. It is impact resistant, dust proof, waterproof and vibration resistant thanks to its IP65, making it ideal for operation in harsh environments. | With front ring | yes
| 30 | Automation and Control | Industrial Switch | Push Buttons | HARMONY XB7 ILLUM PB LED SPRING RETURN 1NO GREEN 230V | 2006597 | XB7NW33M1 | SCHNEIDER ELECTRIC | 530 | https://pim-kvc.soneparsea.com:3443/PictureServer/default.aspx/schneider-XB7NW33M1_Image1.jpg?A3889C9397807479A2A1C7A8BAA5959DB4AAC672AA796782A7788792839679A1B1ACB97680A1A09B | https://pim-kvc.soneparsea.com:3443/PictureServer/default.aspx/schneider-xb7nw33m1.pdf?81788B76AEAA939CBEAABDA9B7A95DACB27CC2BC856A9D657EB5B8AB | HARMONY XB7 ILLUMINATED PUSHBUTTON LED SPRING RETURN 1NO GREEN230V | This Schneider Electric Harmony XB7 illuminated projecting monolithic green push-button operates with a spring return mechanism, is supplied with 230Vac, uses an integral LED and screw clamp terminals. It has 1 x NO contact and a double insulated plastic bezel. This single-component illuminated projecting push-button provides an ergonomic interface for controlling machines and processes thanks to its protruding actuator. It is easily installed into standard 22 mm diameter cut-outs and connected with simple screw-clamp connections. It is clearly distinguishable visually at a distance due to clear colors and illumination via integral LED, minimizing errors in machine control and enabling complex machine statuses to be read at a glance. It is impact resistant, dust proof, waterproof and vibration resistant thanks to its IP65, making it ideal for operation in harsh environments. | Material front ring | Plastic
| 30 | Automation and Control | Industrial Switch | Push Buttons | HARMONY XB7 ILLUM PB LED SPRING RETURN 1NO GREEN 230V | 2006597 | XB7NW33M1 | SCHNEIDER ELECTRIC | 530 | https://pim-kvc.soneparsea.com:3443/PictureServer/default.aspx/schneider-XB7NW33M1_Image1.jpg?A3889C9397807479A2A1C7A8BAA5959DB4AAC672AA796782A7788792839679A1B1ACB97680A1A09B | https://pim-kvc.soneparsea.com:3443/PictureServer/default.aspx/schneider-xb7nw33m1.pdf?81788B76AEAA939CBEAABDA9B7A95DACB27CC2BC856A9D657EB5B8AB | HARMONY XB7 ILLUMINATED PUSHBUTTON LED SPRING RETURN 1NO GREEN230V | This Schneider Electric Harmony XB7 illuminated projecting monolithic green push-button operates with a spring return mechanism, is supplied with 230Vac, uses an integral LED and screw clamp terminals. It has 1 x NO contact and a double insulated plastic bezel. This single-component illuminated projecting push-button provides an ergonomic interface for controlling machines and processes thanks to its protruding actuator. It is easily installed into standard 22 mm diameter cut-outs and connected with simple screw-clamp connections. It is clearly distinguishable visually at a distance due to clear colors and illumination via integral LED, minimizing errors in machine control and enabling complex machine statuses to be read at a glance. It is impact resistant, dust proof, waterproof and vibration resistant thanks to its IP65, making it ideal for operation in harsh environments. | Colour front ring | Black
| 30 | Automation and Control | Industrial Switch | Push Buttons | HARMONY XB7 ILLUM PB LED SPRING RETURN 1NO GREEN 230V | 2006597 | XB7NW33M1 | SCHNEIDER ELECTRIC | 530 | https://pim-kvc.soneparsea.com:3443/PictureServer/default.aspx/schneider-XB7NW33M1_Image1.jpg?A3889C9397807479A2A1C7A8BAA5959DB4AAC672AA796782A7788792839679A1B1ACB97680A1A09B | https://pim-kvc.soneparsea.com:3443/PictureServer/default.aspx/schneider-xb7nw33m1.pdf?81788B76AEAA939CBEAABDA9B7A95DACB27CC2BC856A9D657EB5B8AB | HARMONY XB7 ILLUMINATED PUSHBUTTON LED SPRING RETURN 1NO GREEN230V | This Schneider Electric Harmony XB7 illuminated projecting monolithic green push-button operates with a spring return mechanism, is supplied with 230Vac, uses an integral LED and screw clamp terminals. It has 1 x NO contact and a double insulated plastic bezel. This single-component illuminated projecting push-button provides an ergonomic interface for controlling machines and processes thanks to its protruding actuator. It is easily installed into standard 22 mm diameter cut-outs and connected with simple screw-clamp connections. It is clearly distinguishable visually at a distance due to clear colors and illumination via integral LED, minimizing errors in machine control and enabling complex machine statuses to be read at a glance. It is impact resistant, dust proof, waterproof and vibration resistant thanks to its IP65, making it ideal for operation in harsh environments. | Degree of protection (IP) | IP54
| 31 | Automation and Control | Industrial Switch | Control Switch | INS40 SWITCH DISCONNECTOR 4P 40A | 2007423 | 28901 | SCHNEIDER ELECTRIC | 2490 | https://pim-kvc.soneparsea.com:3443/PictureServer/default.aspx/schneider-28901_Image1.jpg?A3889C9397807479A2A1C7A8BAA5959DB4AAC672846F696481A49DB2B39E95657EAFC4AC | https://pim-kvc.soneparsea.com:3443/PictureServer/default.aspx/schneider-28901.pdf?81788B76AEAA939CBEAABDA9B7A95D66887E847680A7949A | INS40 SWITCH DISCONNECTOR 4P 40A | By adapting to a whole host of LV applications, the Compact INS/INV switch-disconnectors offer all the safety that the user requires. Designed for maximum performance and safety, this comprehensive and homogeneous range operates with a wide choice of accessories and auxiliaries. | Version as main switch | yes
| 31 | Automation and Control | Industrial Switch | Control Switch | INS40 SWITCH DISCONNECTOR 4P 40A | 2007423 | 28901 | SCHNEIDER ELECTRIC | 2490 | https://pim-kvc.soneparsea.com:3443/PictureServer/default.aspx/schneider-28901_Image1.jpg?A3889C9397807479A2A1C7A8BAA5959DB4AAC672846F696481A49DB2B39E95657EAFC4AC | https://pim-kvc.soneparsea.com:3443/PictureServer/default.aspx/schneider-28901.pdf?81788B76AEAA939CBEAABDA9B7A95D66887E847680A7949A | INS40 SWITCH DISCONNECTOR 4P 40A | By adapting to a whole host of LV applications, the Compact INS/INV switch-disconnectors offer all the safety that the user requires. Designed for maximum performance and safety, this comprehensive and homogeneous range operates with a wide choice of accessories and auxiliaries. | Version as maintenance-/service switch | no
| 31 | Automation and Control | Industrial Switch | Control Switch | INS40 SWITCH DISCONNECTOR 4P 40A | 2007423 | 28901 | SCHNEIDER ELECTRIC | 2490 | https://pim-kvc.soneparsea.com:3443/PictureServer/default.aspx/schneider-28901_Image1.jpg?A3889C9397807479A2A1C7A8BAA5959DB4AAC672846F696481A49DB2B39E95657EAFC4AC | https://pim-kvc.soneparsea.com:3443/PictureServer/default.aspx/schneider-28901.pdf?81788B76AEAA939CBEAABDA9B7A95D66887E847680A7949A | INS40 SWITCH DISCONNECTOR 4P 40A | By adapting to a whole host of LV applications, the Compact INS/INV switch-disconnectors offer all the safety that the user requires. Designed for maximum performance and safety, this comprehensive and homogeneous range operates with a wide choice of accessories and auxiliaries. | Version as safety switch | no
| 31 | Automation and Control | Industrial Switch | Control Switch | INS40 SWITCH DISCONNECTOR 4P 40A | 2007423 | 28901 | SCHNEIDER ELECTRIC | 2490 | https://pim-kvc.soneparsea.com:3443/PictureServer/default.aspx/schneider-28901_Image1.jpg?A3889C9397807479A2A1C7A8BAA5959DB4AAC672846F696481A49DB2B39E95657EAFC4AC | https://pim-kvc.soneparsea.com:3443/PictureServer/default.aspx/schneider-28901.pdf?81788B76AEAA939CBEAABDA9B7A95D66887E847680A7949A | INS40 SWITCH DISCONNECTOR 4P 40A | By adapting to a whole host of LV applications, the Compact INS/INV switch-disconnectors offer all the safety that the user requires. Designed for maximum performance and safety, this comprehensive and homogeneous range operates with a wide choice of accessories and auxiliaries. | Version as emergency stop installation | no
| 31 | Automation and Control | Industrial Switch | Control Switch | INS40 SWITCH DISCONNECTOR 4P 40A | 2007423 | 28901 | SCHNEIDER ELECTRIC | 2490 | https://pim-kvc.soneparsea.com:3443/PictureServer/default.aspx/schneider-28901_Image1.jpg?A3889C9397807479A2A1C7A8BAA5959DB4AAC672846F696481A49DB2B39E95657EAFC4AC | https://pim-kvc.soneparsea.com:3443/PictureServer/default.aspx/schneider-28901.pdf?81788B76AEAA939CBEAABDA9B7A95D66887E847680A7949A | INS40 SWITCH DISCONNECTOR 4P 40A | By adapting to a whole host of LV applications, the Compact INS/INV switch-disconnectors offer all the safety that the user requires. Designed for maximum performance and safety, this comprehensive and homogeneous range operates with a wide choice of accessories and auxiliaries. | Version as reversing switch | no
| 31 | Automation and Control | Industrial Switch | Control Switch | INS40 SWITCH DISCONNECTOR 4P 40A | 2007423 | 28901 | SCHNEIDER ELECTRIC | 2490 | https://pim-kvc.soneparsea.com:3443/PictureServer/default.aspx/schneider-28901_Image1.jpg?A3889C9397807479A2A1C7A8BAA5959DB4AAC672846F696481A49DB2B39E95657EAFC4AC | https://pim-kvc.soneparsea.com:3443/PictureServer/default.aspx/schneider-28901.pdf?81788B76AEAA939CBEAABDA9B7A95D66887E847680A7949A | INS40 SWITCH DISCONNECTOR 4P 40A | By adapting to a whole host of LV applications, the Compact INS/INV switch-disconnectors offer all the safety that the user requires. Designed for maximum performance and safety, this comprehensive and homogeneous range operates with a wide choice of accessories and auxiliaries. | Max. rated operation voltage Ue AC | 500V
| 31 | Automation and Control | Industrial Switch | Control Switch | INS40 SWITCH DISCONNECTOR 4P 40A | 2007423 | 28901 | SCHNEIDER ELECTRIC | 2490 | https://pim-kvc.soneparsea.com:3443/PictureServer/default.aspx/schneider-28901_Image1.jpg?A3889C9397807479A2A1C7A8BAA5959DB4AAC672846F696481A49DB2B39E95657EAFC4AC | https://pim-kvc.soneparsea.com:3443/PictureServer/default.aspx/schneider-28901.pdf?81788B76AEAA939CBEAABDA9B7A95D66887E847680A7949A | INS40 SWITCH DISCONNECTOR 4P 40A | By adapting to a whole host of LV applications, the Compact INS/INV switch-disconnectors offer all the safety that the user requires. Designed for maximum performance and safety, this comprehensive and homogeneous range operates with a wide choice of accessories and auxiliaries. | Rated operating voltage | 0...0V
| 31 | Automation and Control | Industrial Switch | Control Switch | INS40 SWITCH DISCONNECTOR 4P 40A | 2007423 | 28901 | SCHNEIDER ELECTRIC | 2490 | https://pim-kvc.soneparsea.com:3443/PictureServer/default.aspx/schneider-28901_Image1.jpg?A3889C9397807479A2A1C7A8BAA5959DB4AAC672846F696481A49DB2B39E95657EAFC4AC | https://pim-kvc.soneparsea.com:3443/PictureServer/default.aspx/schneider-28901.pdf?81788B76AEAA939CBEAABDA9B7A95D66887E847680A7949A | INS40 SWITCH DISCONNECTOR 4P 40A | By adapting to a whole host of LV applications, the Compact INS/INV switch-disconnectors offer all the safety that the user requires. Designed for maximum performance and safety, this comprehensive and homogeneous range operates with a wide choice of accessories and auxiliaries. | Rated permanent current Iu | 40A
| 31 | Automation and Control | Industrial Switch | Control Switch | INS40 SWITCH DISCONNECTOR 4P 40A | 2007423 | 28901 | SCHNEIDER ELECTRIC | 2490 | https://pim-kvc.soneparsea.com:3443/PictureServer/default.aspx/schneider-28901_Image1.jpg?A3889C9397807479A2A1C7A8BAA5959DB4AAC672846F696481A49DB2B39E95657EAFC4AC | https://pim-kvc.soneparsea.com:3443/PictureServer/default.aspx/schneider-28901.pdf?81788B76AEAA939CBEAABDA9B7A95D66887E847680A7949A | INS40 SWITCH DISCONNECTOR 4P 40A | By adapting to a whole host of LV applications, the Compact INS/INV switch-disconnectors offer all the safety that the user requires. Designed for maximum performance and safety, this comprehensive and homogeneous range operates with a wide choice of accessories and auxiliaries. | Rated permanent current at AC-21, 400 V | 40A
| 31 | Automation and Control | Industrial Switch | Control Switch | INS40 SWITCH DISCONNECTOR 4P 40A | 2007423 | 28901 | SCHNEIDER ELECTRIC | 2490 | https://pim-kvc.soneparsea.com:3443/PictureServer/default.aspx/schneider-28901_Image1.jpg?A3889C9397807479A2A1C7A8BAA5959DB4AAC672846F696481A49DB2B39E95657EAFC4AC | https://pim-kvc.soneparsea.com:3443/PictureServer/default.aspx/schneider-28901.pdf?81788B76AEAA939CBEAABDA9B7A95D66887E847680A7949A | INS40 SWITCH DISCONNECTOR 4P 40A | By adapting to a whole host of LV applications, the Compact INS/INV switch-disconnectors offer all the safety that the user requires. Designed for maximum performance and safety, this comprehensive and homogeneous range operates with a wide choice of accessories and auxiliaries. | Rated operation power at AC-3, 400 V | 0kW
| 31 | Automation and Control | Industrial Switch | Control Switch | INS40 SWITCH DISCONNECTOR 4P 40A | 2007423 | 28901 | SCHNEIDER ELECTRIC | 2490 | https://pim-kvc.soneparsea.com:3443/PictureServer/default.aspx/schneider-28901_Image1.jpg?A3889C9397807479A2A1C7A8BAA5959DB4AAC672846F696481A49DB2B39E95657EAFC4AC | https://pim-kvc.soneparsea.com:3443/PictureServer/default.aspx/schneider-28901.pdf?81788B76AEAA939CBEAABDA9B7A95D66887E847680A7949A | INS40 SWITCH DISCONNECTOR 4P 40A | By adapting to a whole host of LV applications, the Compact INS/INV switch-disconnectors offer all the safety that the user requires. Designed for maximum performance and safety, this comprehensive and homogeneous range operates with a wide choice of accessories and auxiliaries. | Rated short-time withstand current lcw | 3kA
| 31 | Automation and Control | Industrial Switch | Control Switch | INS40 SWITCH DISCONNECTOR 4P 40A | 2007423 | 28901 | SCHNEIDER ELECTRIC | 2490 | https://pim-kvc.soneparsea.com:3443/PictureServer/default.aspx/schneider-28901_Image1.jpg?A3889C9397807479A2A1C7A8BAA5959DB4AAC672846F696481A49DB2B39E95657EAFC4AC | https://pim-kvc.soneparsea.com:3443/PictureServer/default.aspx/schneider-28901.pdf?81788B76AEAA939CBEAABDA9B7A95D66887E847680A7949A | INS40 SWITCH DISCONNECTOR 4P 40A | By adapting to a whole host of LV applications, the Compact INS/INV switch-disconnectors offer all the safety that the user requires. Designed for maximum performance and safety, this comprehensive and homogeneous range operates with a wide choice of accessories and auxiliaries. | Rated operation power at AC-23, 400 V | 20kW
| 31 | Automation and Control | Industrial Switch | Control Switch | INS40 SWITCH DISCONNECTOR 4P 40A | 2007423 | 28901 | SCHNEIDER ELECTRIC | 2490 | https://pim-kvc.soneparsea.com:3443/PictureServer/default.aspx/schneider-28901_Image1.jpg?A3889C9397807479A2A1C7A8BAA5959DB4AAC672846F696481A49DB2B39E95657EAFC4AC | https://pim-kvc.soneparsea.com:3443/PictureServer/default.aspx/schneider-28901.pdf?81788B76AEAA939CBEAABDA9B7A95D66887E847680A7949A | INS40 SWITCH DISCONNECTOR 4P 40A | By adapting to a whole host of LV applications, the Compact INS/INV switch-disconnectors offer all the safety that the user requires. Designed for maximum performance and safety, this comprehensive and homogeneous range operates with a wide choice of accessories and auxiliaries. | Switching power at 400 V | 0kW
| 31 | Automation and Control | Industrial Switch | Control Switch | INS40 SWITCH DISCONNECTOR 4P 40A | 2007423 | 28901 | SCHNEIDER ELECTRIC | 2490 | https://pim-kvc.soneparsea.com:3443/PictureServer/default.aspx/schneider-28901_Image1.jpg?A3889C9397807479A2A1C7A8BAA5959DB4AAC672846F696481A49DB2B39E95657EAFC4AC | https://pim-kvc.soneparsea.com:3443/PictureServer/default.aspx/schneider-28901.pdf?81788B76AEAA939CBEAABDA9B7A95D66887E847680A7949A | INS40 SWITCH DISCONNECTOR 4P 40A | By adapting to a whole host of LV applications, the Compact INS/INV switch-disconnectors offer all the safety that the user requires. Designed for maximum performance and safety, this comprehensive and homogeneous range operates with a wide choice of accessories and auxiliaries. | Conditioned rated short-circuit current Iq | 75kA
| 31 | Automation and Control | Industrial Switch | Control Switch | INS40 SWITCH DISCONNECTOR 4P 40A | 2007423 | 28901 | SCHNEIDER ELECTRIC | 2490 | https://pim-kvc.soneparsea.com:3443/PictureServer/default.aspx/schneider-28901_Image1.jpg?A3889C9397807479A2A1C7A8BAA5959DB4AAC672846F696481A49DB2B39E95657EAFC4AC | https://pim-kvc.soneparsea.com:3443/PictureServer/default.aspx/schneider-28901.pdf?81788B76AEAA939CBEAABDA9B7A95D66887E847680A7949A | INS40 SWITCH DISCONNECTOR 4P 40A | By adapting to a whole host of LV applications, the Compact INS/INV switch-disconnectors offer all the safety that the user requires. Designed for maximum performance and safety, this comprehensive and homogeneous range operates with a wide choice of accessories and auxiliaries. | Number of poles | 4
| 31 | Automation and Control | Industrial Switch | Control Switch | INS40 SWITCH DISCONNECTOR 4P 40A | 2007423 | 28901 | SCHNEIDER ELECTRIC | 2490 | https://pim-kvc.soneparsea.com:3443/PictureServer/default.aspx/schneider-28901_Image1.jpg?A3889C9397807479A2A1C7A8BAA5959DB4AAC672846F696481A49DB2B39E95657EAFC4AC | https://pim-kvc.soneparsea.com:3443/PictureServer/default.aspx/schneider-28901.pdf?81788B76AEAA939CBEAABDA9B7A95D66887E847680A7949A | INS40 SWITCH DISCONNECTOR 4P 40A | By adapting to a whole host of LV applications, the Compact INS/INV switch-disconnectors offer all the safety that the user requires. Designed for maximum performance and safety, this comprehensive and homogeneous range operates with a wide choice of accessories and auxiliaries. | Number of auxiliary contacts as normally closed contact | 0
| 31 | Automation and Control | Industrial Switch | Control Switch | INS40 SWITCH DISCONNECTOR 4P 40A | 2007423 | 28901 | SCHNEIDER ELECTRIC | 2490 | https://pim-kvc.soneparsea.com:3443/PictureServer/default.aspx/schneider-28901_Image1.jpg?A3889C9397807479A2A1C7A8BAA5959DB4AAC672846F696481A49DB2B39E95657EAFC4AC | https://pim-kvc.soneparsea.com:3443/PictureServer/default.aspx/schneider-28901.pdf?81788B76AEAA939CBEAABDA9B7A95D66887E847680A7949A | INS40 SWITCH DISCONNECTOR 4P 40A | By adapting to a whole host of LV applications, the Compact INS/INV switch-disconnectors offer all the safety that the user requires. Designed for maximum performance and safety, this comprehensive and homogeneous range operates with a wide choice of accessories and auxiliaries. | Number of auxiliary contacts as normally open contact | 0
| 31 | Automation and Control | Industrial Switch | Control Switch | INS40 SWITCH DISCONNECTOR 4P 40A | 2007423 | 28901 | SCHNEIDER ELECTRIC | 2490 | https://pim-kvc.soneparsea.com:3443/PictureServer/default.aspx/schneider-28901_Image1.jpg?A3889C9397807479A2A1C7A8BAA5959DB4AAC672846F696481A49DB2B39E95657EAFC4AC | https://pim-kvc.soneparsea.com:3443/PictureServer/default.aspx/schneider-28901.pdf?81788B76AEAA939CBEAABDA9B7A95D66887E847680A7949A | INS40 SWITCH DISCONNECTOR 4P 40A | By adapting to a whole host of LV applications, the Compact INS/INV switch-disconnectors offer all the safety that the user requires. Designed for maximum performance and safety, this comprehensive and homogeneous range operates with a wide choice of accessories and auxiliaries. | Number of auxiliary contacts as change-over contact | 0
| 31 | Automation and Control | Industrial Switch | Control Switch | INS40 SWITCH DISCONNECTOR 4P 40A | 2007423 | 28901 | SCHNEIDER ELECTRIC | 2490 | https://pim-kvc.soneparsea.com:3443/PictureServer/default.aspx/schneider-28901_Image1.jpg?A3889C9397807479A2A1C7A8BAA5959DB4AAC672846F696481A49DB2B39E95657EAFC4AC | https://pim-kvc.soneparsea.com:3443/PictureServer/default.aspx/schneider-28901.pdf?81788B76AEAA939CBEAABDA9B7A95D66887E847680A7949A | INS40 SWITCH DISCONNECTOR 4P 40A | By adapting to a whole host of LV applications, the Compact INS/INV switch-disconnectors offer all the safety that the user requires. Designed for maximum performance and safety, this comprehensive and homogeneous range operates with a wide choice of accessories and auxiliaries. | Motor drive optional | no
| 31 | Automation and Control | Industrial Switch | Control Switch | INS40 SWITCH DISCONNECTOR 4P 40A | 2007423 | 28901 | SCHNEIDER ELECTRIC | 2490 | https://pim-kvc.soneparsea.com:3443/PictureServer/default.aspx/schneider-28901_Image1.jpg?A3889C9397807479A2A1C7A8BAA5959DB4AAC672846F696481A49DB2B39E95657EAFC4AC | https://pim-kvc.soneparsea.com:3443/PictureServer/default.aspx/schneider-28901.pdf?81788B76AEAA939CBEAABDA9B7A95D66887E847680A7949A | INS40 SWITCH DISCONNECTOR 4P 40A | By adapting to a whole host of LV applications, the Compact INS/INV switch-disconnectors offer all the safety that the user requires. Designed for maximum performance and safety, this comprehensive and homogeneous range operates with a wide choice of accessories and auxiliaries. | Motor drive integrated | no
| 32 | Automation and Control | Industrial Switch | Push Buttons | HARMONY XB5 EMERGENCY STOP SWITCHING OFF HEAD Ø22 | 2008492 | ZA2BS834 | SCHNEIDER ELECTRIC | 980 | https://pim-kvc.soneparsea.com:3443/PictureServer/default.aspx/schneider-za2bs834_image1.jpg?A3889C9397807479A2A1C7A8BAA5959DB4AAC672CC986296C37D8779B1A09D95B7AA8573BCA797 | https://pim-kvc.soneparsea.com:3443/PictureServer/default.aspx/SCHNEIDER-ZA2-BS834.pdf?81788B76AE8A737C9E8A9D8997895D8E91778187A56F63687EB5B8AB | HARMONY XB5 EMERGENCY STOP SWITCHING OFF HEAD Ø22 TRIGGER AND LATCHING TURN RELEASE Ø30 RED | Trigger action latching, Emergency stop, Turn to release | Colour button | Red
| 32 | Automation and Control | Industrial Switch | Push Buttons | HARMONY XB5 EMERGENCY STOP SWITCHING OFF HEAD Ø22 | 2008492 | ZA2BS834 | SCHNEIDER ELECTRIC | 980 | https://pim-kvc.soneparsea.com:3443/PictureServer/default.aspx/schneider-za2bs834_image1.jpg?A3889C9397807479A2A1C7A8BAA5959DB4AAC672CC986296C37D8779B1A09D95B7AA8573BCA797 | https://pim-kvc.soneparsea.com:3443/PictureServer/default.aspx/SCHNEIDER-ZA2-BS834.pdf?81788B76AE8A737C9E8A9D8997895D8E91778187A56F63687EB5B8AB | HARMONY XB5 EMERGENCY STOP SWITCHING OFF HEAD Ø22 TRIGGER AND LATCHING TURN RELEASE Ø30 RED | Trigger action latching, Emergency stop, Turn to release | Construction type lens | Round
| 32 | Automation and Control | Industrial Switch | Push Buttons | HARMONY XB5 EMERGENCY STOP SWITCHING OFF HEAD Ø22 | 2008492 | ZA2BS834 | SCHNEIDER ELECTRIC | 980 | https://pim-kvc.soneparsea.com:3443/PictureServer/default.aspx/schneider-za2bs834_image1.jpg?A3889C9397807479A2A1C7A8BAA5959DB4AAC672CC986296C37D8779B1A09D95B7AA8573BCA797 | https://pim-kvc.soneparsea.com:3443/PictureServer/default.aspx/SCHNEIDER-ZA2-BS834.pdf?81788B76AE8A737C9E8A9D8997895D8E91778187A56F63687EB5B8AB | HARMONY XB5 EMERGENCY STOP SWITCHING OFF HEAD Ø22 TRIGGER AND LATCHING TURN RELEASE Ø30 RED | Trigger action latching, Emergency stop, Turn to release | Diameter cap | 0mm
| 32 | Automation and Control | Industrial Switch | Push Buttons | HARMONY XB5 EMERGENCY STOP SWITCHING OFF HEAD Ø22 | 2008492 | ZA2BS834 | SCHNEIDER ELECTRIC | 980 | https://pim-kvc.soneparsea.com:3443/PictureServer/default.aspx/schneider-za2bs834_image1.jpg?A3889C9397807479A2A1C7A8BAA5959DB4AAC672CC986296C37D8779B1A09D95B7AA8573BCA797 | https://pim-kvc.soneparsea.com:3443/PictureServer/default.aspx/SCHNEIDER-ZA2-BS834.pdf?81788B76AE8A737C9E8A9D8997895D8E91778187A56F63687EB5B8AB | HARMONY XB5 EMERGENCY STOP SWITCHING OFF HEAD Ø22 TRIGGER AND LATCHING TURN RELEASE Ø30 RED | Trigger action latching, Emergency stop, Turn to release | Hole diameter | 22mm
| 32 | Automation and Control | Industrial Switch | Push Buttons | HARMONY XB5 EMERGENCY STOP SWITCHING OFF HEAD Ø22 | 2008492 | ZA2BS834 | SCHNEIDER ELECTRIC | 980 | https://pim-kvc.soneparsea.com:3443/PictureServer/default.aspx/schneider-za2bs834_image1.jpg?A3889C9397807479A2A1C7A8BAA5959DB4AAC672CC986296C37D8779B1A09D95B7AA8573BCA797 | https://pim-kvc.soneparsea.com:3443/PictureServer/default.aspx/SCHNEIDER-ZA2-BS834.pdf?81788B76AE8A737C9E8A9D8997895D8E91778187A56F63687EB5B8AB | HARMONY XB5 EMERGENCY STOP SWITCHING OFF HEAD Ø22 TRIGGER AND LATCHING TURN RELEASE Ø30 RED | Trigger action latching, Emergency stop, Turn to release | Width opening | 0mm
| 32 | Automation and Control | Industrial Switch | Push Buttons | HARMONY XB5 EMERGENCY STOP SWITCHING OFF HEAD Ø22 | 2008492 | ZA2BS834 | SCHNEIDER ELECTRIC | 980 | https://pim-kvc.soneparsea.com:3443/PictureServer/default.aspx/schneider-za2bs834_image1.jpg?A3889C9397807479A2A1C7A8BAA5959DB4AAC672CC986296C37D8779B1A09D95B7AA8573BCA797 | https://pim-kvc.soneparsea.com:3443/PictureServer/default.aspx/SCHNEIDER-ZA2-BS834.pdf?81788B76AE8A737C9E8A9D8997895D8E91778187A56F63687EB5B8AB | HARMONY XB5 EMERGENCY STOP SWITCHING OFF HEAD Ø22 TRIGGER AND LATCHING TURN RELEASE Ø30 RED | Trigger action latching, Emergency stop, Turn to release | Height opening | 0mm
| 32 | Automation and Control | Industrial Switch | Push Buttons | HARMONY XB5 EMERGENCY STOP SWITCHING OFF HEAD Ø22 | 2008492 | ZA2BS834 | SCHNEIDER ELECTRIC | 980 | https://pim-kvc.soneparsea.com:3443/PictureServer/default.aspx/schneider-za2bs834_image1.jpg?A3889C9397807479A2A1C7A8BAA5959DB4AAC672CC986296C37D8779B1A09D95B7AA8573BCA797 | https://pim-kvc.soneparsea.com:3443/PictureServer/default.aspx/SCHNEIDER-ZA2-BS834.pdf?81788B76AE8A737C9E8A9D8997895D8E91778187A56F63687EB5B8AB | HARMONY XB5 EMERGENCY STOP SWITCHING OFF HEAD Ø22 TRIGGER AND LATCHING TURN RELEASE Ø30 RED | Trigger action latching, Emergency stop, Turn to release | Degree of protection (IP) | IP65
| 32 | Automation and Control | Industrial Switch | Push Buttons | HARMONY XB5 EMERGENCY STOP SWITCHING OFF HEAD Ø22 | 2008492 | ZA2BS834 | SCHNEIDER ELECTRIC | 980 | https://pim-kvc.soneparsea.com:3443/PictureServer/default.aspx/schneider-za2bs834_image1.jpg?A3889C9397807479A2A1C7A8BAA5959DB4AAC672CC986296C37D8779B1A09D95B7AA8573BCA797 | https://pim-kvc.soneparsea.com:3443/PictureServer/default.aspx/SCHNEIDER-ZA2-BS834.pdf?81788B76AE8A737C9E8A9D8997895D8E91778187A56F63687EB5B8AB | HARMONY XB5 EMERGENCY STOP SWITCHING OFF HEAD Ø22 TRIGGER AND LATCHING TURN RELEASE Ø30 RED | Trigger action latching, Emergency stop, Turn to release | Type of button | High
| 32 | Automation and Control | Industrial Switch | Push Buttons | HARMONY XB5 EMERGENCY STOP SWITCHING OFF HEAD Ø22 | 2008492 | ZA2BS834 | SCHNEIDER ELECTRIC | 980 | https://pim-kvc.soneparsea.com:3443/PictureServer/default.aspx/schneider-za2bs834_image1.jpg?A3889C9397807479A2A1C7A8BAA5959DB4AAC672CC986296C37D8779B1A09D95B7AA8573BCA797 | https://pim-kvc.soneparsea.com:3443/PictureServer/default.aspx/SCHNEIDER-ZA2-BS834.pdf?81788B76AE8A737C9E8A9D8997895D8E91778187A56F63687EB5B8AB | HARMONY XB5 EMERGENCY STOP SWITCHING OFF HEAD Ø22 TRIGGER AND LATCHING TURN RELEASE Ø30 RED | Trigger action latching, Emergency stop, Turn to release | Suitable for illumination | no
| 32 | Automation and Control | Industrial Switch | Push Buttons | HARMONY XB5 EMERGENCY STOP SWITCHING OFF HEAD Ø22 | 2008492 | ZA2BS834 | SCHNEIDER ELECTRIC | 980 | https://pim-kvc.soneparsea.com:3443/PictureServer/default.aspx/schneider-za2bs834_image1.jpg?A3889C9397807479A2A1C7A8BAA5959DB4AAC672CC986296C37D8779B1A09D95B7AA8573BCA797 | https://pim-kvc.soneparsea.com:3443/PictureServer/default.aspx/SCHNEIDER-ZA2-BS834.pdf?81788B76AE8A737C9E8A9D8997895D8E91778187A56F63687EB5B8AB | HARMONY XB5 EMERGENCY STOP SWITCHING OFF HEAD Ø22 TRIGGER AND LATCHING TURN RELEASE Ø30 RED | Trigger action latching, Emergency stop, Turn to release | Switching function latching | yes
| 32 | Automation and Control | Industrial Switch | Push Buttons | HARMONY XB5 EMERGENCY STOP SWITCHING OFF HEAD Ø22 | 2008492 | ZA2BS834 | SCHNEIDER ELECTRIC | 980 | https://pim-kvc.soneparsea.com:3443/PictureServer/default.aspx/schneider-za2bs834_image1.jpg?A3889C9397807479A2A1C7A8BAA5959DB4AAC672CC986296C37D8779B1A09D95B7AA8573BCA797 | https://pim-kvc.soneparsea.com:3443/PictureServer/default.aspx/SCHNEIDER-ZA2-BS834.pdf?81788B76AE8A737C9E8A9D8997895D8E91778187A56F63687EB5B8AB | HARMONY XB5 EMERGENCY STOP SWITCHING OFF HEAD Ø22 TRIGGER AND LATCHING TURN RELEASE Ø30 RED | Trigger action latching, Emergency stop, Turn to release | Spring-return | no
| 32 | Automation and Control | Industrial Switch | Push Buttons | HARMONY XB5 EMERGENCY STOP SWITCHING OFF HEAD Ø22 | 2008492 | ZA2BS834 | SCHNEIDER ELECTRIC | 980 | https://pim-kvc.soneparsea.com:3443/PictureServer/default.aspx/schneider-za2bs834_image1.jpg?A3889C9397807479A2A1C7A8BAA5959DB4AAC672CC986296C37D8779B1A09D95B7AA8573BCA797 | https://pim-kvc.soneparsea.com:3443/PictureServer/default.aspx/SCHNEIDER-ZA2-BS834.pdf?81788B76AE8A737C9E8A9D8997895D8E91778187A56F63687EB5B8AB | HARMONY XB5 EMERGENCY STOP SWITCHING OFF HEAD Ø22 TRIGGER AND LATCHING TURN RELEASE Ø30 RED | Trigger action latching, Emergency stop, Turn to release | With front ring | no
| 32 | Automation and Control | Industrial Switch | Push Buttons | HARMONY XB5 EMERGENCY STOP SWITCHING OFF HEAD Ø22 | 2008492 | ZA2BS834 | SCHNEIDER ELECTRIC | 980 | https://pim-kvc.soneparsea.com:3443/PictureServer/default.aspx/schneider-za2bs834_image1.jpg?A3889C9397807479A2A1C7A8BAA5959DB4AAC672CC986296C37D8779B1A09D95B7AA8573BCA797 | https://pim-kvc.soneparsea.com:3443/PictureServer/default.aspx/SCHNEIDER-ZA2-BS834.pdf?81788B76AE8A737C9E8A9D8997895D8E91778187A56F63687EB5B8AB | HARMONY XB5 EMERGENCY STOP SWITCHING OFF HEAD Ø22 TRIGGER AND LATCHING TURN RELEASE Ø30 RED | Trigger action latching, Emergency stop, Turn to release | Material front ring | Other
| 32 | Automation and Control | Industrial Switch | Push Buttons | HARMONY XB5 EMERGENCY STOP SWITCHING OFF HEAD Ø22 | 2008492 | ZA2BS834 | SCHNEIDER ELECTRIC | 980 | https://pim-kvc.soneparsea.com:3443/PictureServer/default.aspx/schneider-za2bs834_image1.jpg?A3889C9397807479A2A1C7A8BAA5959DB4AAC672CC986296C37D8779B1A09D95B7AA8573BCA797 | https://pim-kvc.soneparsea.com:3443/PictureServer/default.aspx/SCHNEIDER-ZA2-BS834.pdf?81788B76AE8A737C9E8A9D8997895D8E91778187A56F63687EB5B8AB | HARMONY XB5 EMERGENCY STOP SWITCHING OFF HEAD Ø22 TRIGGER AND LATCHING TURN RELEASE Ø30 RED | Trigger action latching, Emergency stop, Turn to release | Colour front ring | Other
| 32 | Automation and Control | Industrial Switch | Push Buttons | HARMONY XB5 EMERGENCY STOP SWITCHING OFF HEAD Ø22 | 2008492 | ZA2BS834 | SCHNEIDER ELECTRIC | 980 | https://pim-kvc.soneparsea.com:3443/PictureServer/default.aspx/schneider-za2bs834_image1.jpg?A3889C9397807479A2A1C7A8BAA5959DB4AAC672CC986296C37D8779B1A09D95B7AA8573BCA797 | https://pim-kvc.soneparsea.com:3443/PictureServer/default.aspx/SCHNEIDER-ZA2-BS834.pdf?81788B76AE8A737C9E8A9D8997895D8E91778187A56F63687EB5B8AB | HARMONY XB5 EMERGENCY STOP SWITCHING OFF HEAD Ø22 TRIGGER AND LATCHING TURN RELEASE Ø30 RED | Trigger action latching, Emergency stop, Turn to release | Suitable for emergency stop | yes
| 32 | Automation and Control | Industrial Switch | Push Buttons | HARMONY XB5 EMERGENCY STOP SWITCHING OFF HEAD Ø22 | 2008492 | ZA2BS834 | SCHNEIDER ELECTRIC | 980 | https://pim-kvc.soneparsea.com:3443/PictureServer/default.aspx/schneider-za2bs834_image1.jpg?A3889C9397807479A2A1C7A8BAA5959DB4AAC672CC986296C37D8779B1A09D95B7AA8573BCA797 | https://pim-kvc.soneparsea.com:3443/PictureServer/default.aspx/SCHNEIDER-ZA2-BS834.pdf?81788B76AE8A737C9E8A9D8997895D8E91778187A56F63687EB5B8AB | HARMONY XB5 EMERGENCY STOP SWITCHING OFF HEAD Ø22 TRIGGER AND LATCHING TURN RELEASE Ø30 RED | Trigger action latching, Emergency stop, Turn to release | Unlocking method | Turn-release
| 33 | Automation and Control | Industrial Switch | Industrial Switch Accessories | HARMONY XAL LIGHT BLOCK FOR HEAD Ø22 LED 24V GREEN | 2008493 | ZALVB3 | SCHNEIDER ELECTRIC | 800 | https://pim-kvc.soneparsea.com:3443/PictureServer/default.aspx/schneider-zalvb3_image1.jpg?A3889C9397807479A2A1C7A8BAA5959DB4AAC672CC989CAAB278B3AEBF9897998173BEB5B9 | https://pim-kvc.soneparsea.com:3443/PictureServer/default.aspx/SCHNEIDER-ZAL-VB3.pdf?81788B76AE8A737C9E8A9D8997895D8E9191819B946A5EA4B4AB | HARMONY XAL LIGHT BLOCK FOR HEAD Ø22 INTEGRAL LED 24 V SCREW CLAMP TERMINAL GREEN | Light blocks with integral LED for mounting on a metal plate at the back of enclosures where a panel indicator is required, A maximum of 3 electrical blocks may be fitted per associated head | Transformer integrated | no
| 33 | Automation and Control | Industrial Switch | Industrial Switch Accessories | HARMONY XAL LIGHT BLOCK FOR HEAD Ø22 LED 24V GREEN | 2008493 | ZALVB3 | SCHNEIDER ELECTRIC | 800 | https://pim-kvc.soneparsea.com:3443/PictureServer/default.aspx/schneider-zalvb3_image1.jpg?A3889C9397807479A2A1C7A8BAA5959DB4AAC672CC989CAAB278B3AEBF9897998173BEB5B9 | https://pim-kvc.soneparsea.com:3443/PictureServer/default.aspx/SCHNEIDER-ZAL-VB3.pdf?81788B76AE8A737C9E8A9D8997895D8E9191819B946A5EA4B4AB | HARMONY XAL LIGHT BLOCK FOR HEAD Ø22 INTEGRAL LED 24 V SCREW CLAMP TERMINAL GREEN | Light blocks with integral LED for mounting on a metal plate at the back of enclosures where a panel indicator is required, A maximum of 3 electrical blocks may be fitted per associated head | With integrated voltage decreasing resistor | no
| 33 | Automation and Control | Industrial Switch | Industrial Switch Accessories | HARMONY XAL LIGHT BLOCK FOR HEAD Ø22 LED 24V GREEN | 2008493 | ZALVB3 | SCHNEIDER ELECTRIC | 800 | https://pim-kvc.soneparsea.com:3443/PictureServer/default.aspx/schneider-zalvb3_image1.jpg?A3889C9397807479A2A1C7A8BAA5959DB4AAC672CC989CAAB278B3AEBF9897998173BEB5B9 | https://pim-kvc.soneparsea.com:3443/PictureServer/default.aspx/SCHNEIDER-ZAL-VB3.pdf?81788B76AE8A737C9E8A9D8997895D8E9191819B946A5EA4B4AB | HARMONY XAL LIGHT BLOCK FOR HEAD Ø22 INTEGRAL LED 24 V SCREW CLAMP TERMINAL GREEN | Light blocks with integral LED for mounting on a metal plate at the back of enclosures where a panel indicator is required, A maximum of 3 electrical blocks may be fitted per associated head | With light source | yes
| 33 | Automation and Control | Industrial Switch | Industrial Switch Accessories | HARMONY XAL LIGHT BLOCK FOR HEAD Ø22 LED 24V GREEN | 2008493 | ZALVB3 | SCHNEIDER ELECTRIC | 800 | https://pim-kvc.soneparsea.com:3443/PictureServer/default.aspx/schneider-zalvb3_image1.jpg?A3889C9397807479A2A1C7A8BAA5959DB4AAC672CC989CAAB278B3AEBF9897998173BEB5B9 | https://pim-kvc.soneparsea.com:3443/PictureServer/default.aspx/SCHNEIDER-ZAL-VB3.pdf?81788B76AE8A737C9E8A9D8997895D8E9191819B946A5EA4B4AB | HARMONY XAL LIGHT BLOCK FOR HEAD Ø22 INTEGRAL LED 24 V SCREW CLAMP TERMINAL GREEN | Light blocks with integral LED for mounting on a metal plate at the back of enclosures where a panel indicator is required, A maximum of 3 electrical blocks may be fitted per associated head | With integrated diode | yes
| 33 | Automation and Control | Industrial Switch | Industrial Switch Accessories | HARMONY XAL LIGHT BLOCK FOR HEAD Ø22 LED 24V GREEN | 2008493 | ZALVB3 | SCHNEIDER ELECTRIC | 800 | https://pim-kvc.soneparsea.com:3443/PictureServer/default.aspx/schneider-zalvb3_image1.jpg?A3889C9397807479A2A1C7A8BAA5959DB4AAC672CC989CAAB278B3AEBF9897998173BEB5B9 | https://pim-kvc.soneparsea.com:3443/PictureServer/default.aspx/SCHNEIDER-ZAL-VB3.pdf?81788B76AE8A737C9E8A9D8997895D8E9191819B946A5EA4B4AB | HARMONY XAL LIGHT BLOCK FOR HEAD Ø22 INTEGRAL LED 24 V SCREW CLAMP TERMINAL GREEN | Light blocks with integral LED for mounting on a metal plate at the back of enclosures where a panel indicator is required, A maximum of 3 electrical blocks may be fitted per associated head | Lamp holder | Other
| 33 | Automation and Control | Industrial Switch | Industrial Switch Accessories | HARMONY XAL LIGHT BLOCK FOR HEAD Ø22 LED 24V GREEN | 2008493 | ZALVB3 | SCHNEIDER ELECTRIC | 800 | https://pim-kvc.soneparsea.com:3443/PictureServer/default.aspx/schneider-zalvb3_image1.jpg?A3889C9397807479A2A1C7A8BAA5959DB4AAC672CC989CAAB278B3AEBF9897998173BEB5B9 | https://pim-kvc.soneparsea.com:3443/PictureServer/default.aspx/SCHNEIDER-ZAL-VB3.pdf?81788B76AE8A737C9E8A9D8997895D8E9191819B946A5EA4B4AB | HARMONY XAL LIGHT BLOCK FOR HEAD Ø22 INTEGRAL LED 24 V SCREW CLAMP TERMINAL GREEN | Light blocks with integral LED for mounting on a metal plate at the back of enclosures where a panel indicator is required, A maximum of 3 electrical blocks may be fitted per associated head | Rated voltage Ue at AC 50 Hz | 24...24V
| 33 | Automation and Control | Industrial Switch | Industrial Switch Accessories | HARMONY XAL LIGHT BLOCK FOR HEAD Ø22 LED 24V GREEN | 2008493 | ZALVB3 | SCHNEIDER ELECTRIC | 800 | https://pim-kvc.soneparsea.com:3443/PictureServer/default.aspx/schneider-zalvb3_image1.jpg?A3889C9397807479A2A1C7A8BAA5959DB4AAC672CC989CAAB278B3AEBF9897998173BEB5B9 | https://pim-kvc.soneparsea.com:3443/PictureServer/default.aspx/SCHNEIDER-ZAL-VB3.pdf?81788B76AE8A737C9E8A9D8997895D8E9191819B946A5EA4B4AB | HARMONY XAL LIGHT BLOCK FOR HEAD Ø22 INTEGRAL LED 24 V SCREW CLAMP TERMINAL GREEN | Light blocks with integral LED for mounting on a metal plate at the back of enclosures where a panel indicator is required, A maximum of 3 electrical blocks may be fitted per associated head | Rated voltage Ue at AC 60 Hz | 24...24V
| 33 | Automation and Control | Industrial Switch | Industrial Switch Accessories | HARMONY XAL LIGHT BLOCK FOR HEAD Ø22 LED 24V GREEN | 2008493 | ZALVB3 | SCHNEIDER ELECTRIC | 800 | https://pim-kvc.soneparsea.com:3443/PictureServer/default.aspx/schneider-zalvb3_image1.jpg?A3889C9397807479A2A1C7A8BAA5959DB4AAC672CC989CAAB278B3AEBF9897998173BEB5B9 | https://pim-kvc.soneparsea.com:3443/PictureServer/default.aspx/SCHNEIDER-ZAL-VB3.pdf?81788B76AE8A737C9E8A9D8997895D8E9191819B946A5EA4B4AB | HARMONY XAL LIGHT BLOCK FOR HEAD Ø22 INTEGRAL LED 24 V SCREW CLAMP TERMINAL GREEN | Light blocks with integral LED for mounting on a metal plate at the back of enclosures where a panel indicator is required, A maximum of 3 electrical blocks may be fitted per associated head | Rated voltage Ue at DC | 24...24V
| 33 | Automation and Control | Industrial Switch | Industrial Switch Accessories | HARMONY XAL LIGHT BLOCK FOR HEAD Ø22 LED 24V GREEN | 2008493 | ZALVB3 | SCHNEIDER ELECTRIC | 800 | https://pim-kvc.soneparsea.com:3443/PictureServer/default.aspx/schneider-zalvb3_image1.jpg?A3889C9397807479A2A1C7A8BAA5959DB4AAC672CC989CAAB278B3AEBF9897998173BEB5B9 | https://pim-kvc.soneparsea.com:3443/PictureServer/default.aspx/SCHNEIDER-ZAL-VB3.pdf?81788B76AE8A737C9E8A9D8997895D8E9191819B946A5EA4B4AB | HARMONY XAL LIGHT BLOCK FOR HEAD Ø22 INTEGRAL LED 24 V SCREW CLAMP TERMINAL GREEN | Light blocks with integral LED for mounting on a metal plate at the back of enclosures where a panel indicator is required, A maximum of 3 electrical blocks may be fitted per associated head | Voltage type for actuating | AC/DC
| 33 | Automation and Control | Industrial Switch | Industrial Switch Accessories | HARMONY XAL LIGHT BLOCK FOR HEAD Ø22 LED 24V GREEN | 2008493 | ZALVB3 | SCHNEIDER ELECTRIC | 800 | https://pim-kvc.soneparsea.com:3443/PictureServer/default.aspx/schneider-zalvb3_image1.jpg?A3889C9397807479A2A1C7A8BAA5959DB4AAC672CC989CAAB278B3AEBF9897998173BEB5B9 | https://pim-kvc.soneparsea.com:3443/PictureServer/default.aspx/SCHNEIDER-ZAL-VB3.pdf?81788B76AE8A737C9E8A9D8997895D8E9191819B946A5EA4B4AB | HARMONY XAL LIGHT BLOCK FOR HEAD Ø22 INTEGRAL LED 24 V SCREW CLAMP TERMINAL GREEN | Light blocks with integral LED for mounting on a metal plate at the back of enclosures where a panel indicator is required, A maximum of 3 electrical blocks may be fitted per associated head | Lamp type | LED
| 33 | Automation and Control | Industrial Switch | Industrial Switch Accessories | HARMONY XAL LIGHT BLOCK FOR HEAD Ø22 LED 24V GREEN | 2008493 | ZALVB3 | SCHNEIDER ELECTRIC | 800 | https://pim-kvc.soneparsea.com:3443/PictureServer/default.aspx/schneider-zalvb3_image1.jpg?A3889C9397807479A2A1C7A8BAA5959DB4AAC672CC989CAAB278B3AEBF9897998173BEB5B9 | https://pim-kvc.soneparsea.com:3443/PictureServer/default.aspx/SCHNEIDER-ZAL-VB3.pdf?81788B76AE8A737C9E8A9D8997895D8E9191819B946A5EA4B4AB | HARMONY XAL LIGHT BLOCK FOR HEAD Ø22 INTEGRAL LED 24 V SCREW CLAMP TERMINAL GREEN | Light blocks with integral LED for mounting on a metal plate at the back of enclosures where a panel indicator is required, A maximum of 3 electrical blocks may be fitted per associated head | Connection type auxiliary circuit | Screw connection
| 33 | Automation and Control | Industrial Switch | Industrial Switch Accessories | HARMONY XAL LIGHT BLOCK FOR HEAD Ø22 LED 24V GREEN | 2008493 | ZALVB3 | SCHNEIDER ELECTRIC | 800 | https://pim-kvc.soneparsea.com:3443/PictureServer/default.aspx/schneider-zalvb3_image1.jpg?A3889C9397807479A2A1C7A8BAA5959DB4AAC672CC989CAAB278B3AEBF9897998173BEB5B9 | https://pim-kvc.soneparsea.com:3443/PictureServer/default.aspx/SCHNEIDER-ZAL-VB3.pdf?81788B76AE8A737C9E8A9D8997895D8E9191819B946A5EA4B4AB | HARMONY XAL LIGHT BLOCK FOR HEAD Ø22 INTEGRAL LED 24 V SCREW CLAMP TERMINAL GREEN | Light blocks with integral LED for mounting on a metal plate at the back of enclosures where a panel indicator is required, A maximum of 3 electrical blocks may be fitted per associated head | Colour lamp | Green
| 33 | Automation and Control | Industrial Switch | Industrial Switch Accessories | HARMONY XAL LIGHT BLOCK FOR HEAD Ø22 LED 24V GREEN | 2008493 | ZALVB3 | SCHNEIDER ELECTRIC | 800 | https://pim-kvc.soneparsea.com:3443/PictureServer/default.aspx/schneider-zalvb3_image1.jpg?A3889C9397807479A2A1C7A8BAA5959DB4AAC672CC989CAAB278B3AEBF9897998173BEB5B9 | https://pim-kvc.soneparsea.com:3443/PictureServer/default.aspx/SCHNEIDER-ZAL-VB3.pdf?81788B76AE8A737C9E8A9D8997895D8E9191819B946A5EA4B4AB | HARMONY XAL LIGHT BLOCK FOR HEAD Ø22 INTEGRAL LED 24 V SCREW CLAMP TERMINAL GREEN | Light blocks with integral LED for mounting on a metal plate at the back of enclosures where a panel indicator is required, A maximum of 3 electrical blocks may be fitted per associated head | Type of fastening | Floor fastening