## Electrical Distribution (LV)
ImportTicket-xlsx-zsx22ii8k1q&Tx | ลำดับ | รายละเอียดสินค้า
|  | ชื่อหมวดหมู่ชั้นที่ 1 | ชื่อหมวดหมู่ชั้นที่ 2 | ชื่อหมวดหมู่ชั้นที่ 3 | ชื่อสินค้า | รหัสสินค้า | MPN | Brand | ราคาสินค้า | Picture | Datasheet | รายละเอียดย่อ | รายละเอียดเต็ม | หัวข้อฟีเจอร์ | รายละเอียดฟีเจอร์
Example > | 0 | Product Category 1 | Product Sub 1 | Product Sub-sec 1 | Example Product | P0001 | N/A | Brand 1 | 100000 | https://soneparthailand.com/th/_content_images/product/A4BF5596-06F7-632A-0C7B-5BEB6E7DB749.jpg | https://www.quotewerks.com/download/printlayouts/Samples/QuotationSample_A.pdf | เอ๋เวิลด์ เปราะบางโลโก้มอนสเตอร์รากหญ้าพูล เชอร์รี่ไฮเปอร์ตรวจสอบรันเวย์ฟลอร์ เซรามิก | สเปกแอ็กชั่น มหภาคเทรดคอร์ปมหาอุปราชาเฉิ่ม แป๋วมาร์เก็ตเดบิตแมนชั่น โกลด์วีซ่าเซอร์วิส เฟิร์มสไปเดอร์ ออร์เดอร์เช็ก ฮันนีมูนแชมป์กระดี๊กระด๊ารีวิวดยุค ฟินิกซ์ตื้บสมาพันธ์ซัพพลายเออร์โรแมนติก หลวงปู่บู๊ฮาลาลแซ็กโซโฟน ป๋าแอสเตอร์แดรี่ภคันทลาพาธ บอกซ์เยนโหลนเมคอัพ รูบิก จูเนียร์ไอติมเคลียร์ฟลุทมอคคา ทอม แฟกซ์รวมมิตรฟอยล์ แซนด์วิชลอร์ดสคริปต์ยากูซ่า สแล็กผ้าห่มรีสอร์ตแดรี่ สเตย์ธรรมา เที่ยงคืนแอปเปิ้ล คำสาปแคมปัสท็อปบูต สัมนาศิลปากรพาร์บ๊วยอมาตยาธิปไตย แจ๊สไงจัมโบ้ดั๊มพ์ วิว เกจิเคลียร์ ว้อดก้ามั้งคอมพ์ แหม็บโยเกิร์ตซัมเมอร์ ป่าไม้นิวละติน เทคโนแครตเวิร์กช็อปฮาราคีรี แคนยอนแกรนด์ โปรเจ็กต์ เต๊ะแบคโฮเหี่ยวย่นละอ่อนคาปูชิโน วันเวย์ ครูเสดแตงโมฟีเวอร์เจ๊คอลเล็กชั่น ดั๊มพ์วิลเลจกับดัก ชัตเตอร์โบว์ ออเดอร์แชมป์ อุปทานมาร์จินฮิบรูโทรโข่ง จูน แดรี่โยโย่ บุ๋น เอ็นเตอร์เทนดีพาร์ทเมนต์ลีเมอร์ สต็อกเซาท์ มายาคติโกเต็กซ์ไวอากร้าลิมูซีน ออร์เดอร์โมเดิร์นวอล์กร็อคไฮไลต์ ซีเนียร์ริกเตอร์สมาพันธ์ เจ๊วาฟเฟิลฟลุกฮิตคัตเอาต์ คูลเลอร์ยากูซ่า ราสเบอร์รีไฟแนนซ์แคนู ยาวี แม่ค้าชีสเซี้ยว อิกัวนาแมมโบ้ ซีเรียสกุมภาพันธ์ ซัพพลายเออร์ฟลุท เป่ายิ้งฉุบโลโก้หลวงพี่ กีวีตุ๊กตุ๊กเซ็กส์อาร์ติสต์ อริยสงฆ์บาบูนไฮไลท์ซาร์ดีน เมเปิลปาสกาลแรงใจ ปาร์ตี้มาร์กเซนเซอร์แคมเปญ เบอร์รีแพทยสภาวาฟเฟิลแบคโฮแมกกาซีน ชีสสังโฆวิน เซ่นไหว้จิ๊กโก๋กฤษณ์บูติคจอหงวน โคโยตีจังโก้บัลลาสต์คอลเล็กชั่น โปรเจ็ครีเสิร์ช แชมเปญ โปรโมเตอร์แกรนด์สตรอว์เบอร์รีแพกเกจ จีดีพีคลาสสิกแทคติค ฮัมซามูไรเคอร์ฟิวแมชชีน เทเลกราฟแอปเปิ้ลวิลล์ แฟรนไชส์ต่อยอดรีสอร์ต ออร์เดอร์ฟอยล์อ่อนด้อยช็อป รันเวย์ชีสแจ็กพอตอาว์มาราธอน ไตรมาสจอหงวน รอยัลตี้เมจิคชัตเตอร์ ชาร์จแมชีนก๋ากั่นเซฟตี้ ง่าวแมคเคอเรล หม่านโถวโยเกิร์ต แช่แข็งอันตรกิริยา แจ็กพ็อตมะกันล็อบบี้ซิมแผดเผา คาร์ดีพาร์ตเมนต์บลูเบอร์รีโคโยตี้เครป ฮันนีมูนเจลรวมมิตรเซี้ยว | Feature Name 1 | This is feature detail.
Start > | 1 | Electrical Distribution (LV) | Power Meter | Voltmeter | HARMONY K CAM VOLT SWITCH 3L AND 3L-N 45° 12A SCREW MOUNTING | 2004284 | K1F027MLH | SCHNEIDER ELECTRIC | 1580 | https://pim-kvc.soneparsea.com:3443/PictureServer/default.aspx/schneider-K1F027MLH_Image1.jpg?A3889C9397807479A2A1C7A8BAA5959DB4AAC6729D687664827CA1919A9679A1B1ACB97680A1A09B | https://pim-kvc.soneparsea.com:3443/PictureServer/default.aspx/schneider-k1f027mlh.pdf?81788B76AEAA939CBEAABDA9B7A95D9F81AB847789A49C9C7EB5B8AB | HARMONY K CAM VOLTMETER SWITCH 3L AND 3L-N 45° 12 A SCREW MOUNTING | This Schneider Electric K1 voltmeter switch is ideal for switching between phase-phase and phase-neutral voltage measurements on a switchboard, has a rated voltage of 690Vac. It has a square shape and a metallic legend with black marking. It is IP65 and installs with screws. This voltmeter phase switch offers the maximum mechanical and electrical robustness of its class, for prolonged operation without maintenance. It high IP allows for handling of panel operations in very dusty and wet environments, including outdoors. | Measurement between phases possible | yes
| 1 | Electrical Distribution (LV) | Power Meter | Voltmeter | HARMONY K CAM VOLT SWITCH 3L AND 3L-N 45° 12A SCREW MOUNTING | 2004284 | K1F027MLH | SCHNEIDER ELECTRIC | 1580 | https://pim-kvc.soneparsea.com:3443/PictureServer/default.aspx/schneider-K1F027MLH_Image1.jpg?A3889C9397807479A2A1C7A8BAA5959DB4AAC6729D687664827CA1919A9679A1B1ACB97680A1A09B | https://pim-kvc.soneparsea.com:3443/PictureServer/default.aspx/schneider-k1f027mlh.pdf?81788B76AEAA939CBEAABDA9B7A95D9F81AB847789A49C9C7EB5B8AB | HARMONY K CAM VOLTMETER SWITCH 3L AND 3L-N 45° 12 A SCREW MOUNTING | This Schneider Electric K1 voltmeter switch is ideal for switching between phase-phase and phase-neutral voltage measurements on a switchboard, has a rated voltage of 690Vac. It has a square shape and a metallic legend with black marking. It is IP65 and installs with screws. This voltmeter phase switch offers the maximum mechanical and electrical robustness of its class, for prolonged operation without maintenance. It high IP allows for handling of panel operations in very dusty and wet environments, including outdoors. | Measurement between phase and neutral conductor possible | yes
| 1 | Electrical Distribution (LV) | Power Meter | Voltmeter | HARMONY K CAM VOLT SWITCH 3L AND 3L-N 45° 12A SCREW MOUNTING | 2004284 | K1F027MLH | SCHNEIDER ELECTRIC | 1580 | https://pim-kvc.soneparsea.com:3443/PictureServer/default.aspx/schneider-K1F027MLH_Image1.jpg?A3889C9397807479A2A1C7A8BAA5959DB4AAC6729D687664827CA1919A9679A1B1ACB97680A1A09B | https://pim-kvc.soneparsea.com:3443/PictureServer/default.aspx/schneider-k1f027mlh.pdf?81788B76AEAA939CBEAABDA9B7A95D9F81AB847789A49C9C7EB5B8AB | HARMONY K CAM VOLTMETER SWITCH 3L AND 3L-N 45° 12 A SCREW MOUNTING | This Schneider Electric K1 voltmeter switch is ideal for switching between phase-phase and phase-neutral voltage measurements on a switchboard, has a rated voltage of 690Vac. It has a square shape and a metallic legend with black marking. It is IP65 and installs with screws. This voltmeter phase switch offers the maximum mechanical and electrical robustness of its class, for prolonged operation without maintenance. It high IP allows for handling of panel operations in very dusty and wet environments, including outdoors. | With zero (off) position | yes
| 1 | Electrical Distribution (LV) | Power Meter | Voltmeter | HARMONY K CAM VOLT SWITCH 3L AND 3L-N 45° 12A SCREW MOUNTING | 2004284 | K1F027MLH | SCHNEIDER ELECTRIC | 1580 | https://pim-kvc.soneparsea.com:3443/PictureServer/default.aspx/schneider-K1F027MLH_Image1.jpg?A3889C9397807479A2A1C7A8BAA5959DB4AAC6729D687664827CA1919A9679A1B1ACB97680A1A09B | https://pim-kvc.soneparsea.com:3443/PictureServer/default.aspx/schneider-k1f027mlh.pdf?81788B76AEAA939CBEAABDA9B7A95D9F81AB847789A49C9C7EB5B8AB | HARMONY K CAM VOLTMETER SWITCH 3L AND 3L-N 45° 12 A SCREW MOUNTING | This Schneider Electric K1 voltmeter switch is ideal for switching between phase-phase and phase-neutral voltage measurements on a switchboard, has a rated voltage of 690Vac. It has a square shape and a metallic legend with black marking. It is IP65 and installs with screws. This voltmeter phase switch offers the maximum mechanical and electrical robustness of its class, for prolonged operation without maintenance. It high IP allows for handling of panel operations in very dusty and wet environments, including outdoors. | Device construction | Front installation
| 1 | Electrical Distribution (LV) | Power Meter | Voltmeter | HARMONY K CAM VOLT SWITCH 3L AND 3L-N 45° 12A SCREW MOUNTING | 2004284 | K1F027MLH | SCHNEIDER ELECTRIC | 1580 | https://pim-kvc.soneparsea.com:3443/PictureServer/default.aspx/schneider-K1F027MLH_Image1.jpg?A3889C9397807479A2A1C7A8BAA5959DB4AAC6729D687664827CA1919A9679A1B1ACB97680A1A09B | https://pim-kvc.soneparsea.com:3443/PictureServer/default.aspx/schneider-k1f027mlh.pdf?81788B76AEAA939CBEAABDA9B7A95D9F81AB847789A49C9C7EB5B8AB | HARMONY K CAM VOLTMETER SWITCH 3L AND 3L-N 45° 12 A SCREW MOUNTING | This Schneider Electric K1 voltmeter switch is ideal for switching between phase-phase and phase-neutral voltage measurements on a switchboard, has a rated voltage of 690Vac. It has a square shape and a metallic legend with black marking. It is IP65 and installs with screws. This voltmeter phase switch offers the maximum mechanical and electrical robustness of its class, for prolonged operation without maintenance. It high IP allows for handling of panel operations in very dusty and wet environments, including outdoors. | Modular version | no
| 1 | Electrical Distribution (LV) | Power Meter | Voltmeter | HARMONY K CAM VOLT SWITCH 3L AND 3L-N 45° 12A SCREW MOUNTING | 2004284 | K1F027MLH | SCHNEIDER ELECTRIC | 1580 | https://pim-kvc.soneparsea.com:3443/PictureServer/default.aspx/schneider-K1F027MLH_Image1.jpg?A3889C9397807479A2A1C7A8BAA5959DB4AAC6729D687664827CA1919A9679A1B1ACB97680A1A09B | https://pim-kvc.soneparsea.com:3443/PictureServer/default.aspx/schneider-k1f027mlh.pdf?81788B76AEAA939CBEAABDA9B7A95D9F81AB847789A49C9C7EB5B8AB | HARMONY K CAM VOLTMETER SWITCH 3L AND 3L-N 45° 12 A SCREW MOUNTING | This Schneider Electric K1 voltmeter switch is ideal for switching between phase-phase and phase-neutral voltage measurements on a switchboard, has a rated voltage of 690Vac. It has a square shape and a metallic legend with black marking. It is IP65 and installs with screws. This voltmeter phase switch offers the maximum mechanical and electrical robustness of its class, for prolonged operation without maintenance. It high IP allows for handling of panel operations in very dusty and wet environments, including outdoors. | With control element | yes
| 1 | Electrical Distribution (LV) | Power Meter | Voltmeter | HARMONY K CAM VOLT SWITCH 3L AND 3L-N 45° 12A SCREW MOUNTING | 2004284 | K1F027MLH | SCHNEIDER ELECTRIC | 1580 | https://pim-kvc.soneparsea.com:3443/PictureServer/default.aspx/schneider-K1F027MLH_Image1.jpg?A3889C9397807479A2A1C7A8BAA5959DB4AAC6729D687664827CA1919A9679A1B1ACB97680A1A09B | https://pim-kvc.soneparsea.com:3443/PictureServer/default.aspx/schneider-k1f027mlh.pdf?81788B76AEAA939CBEAABDA9B7A95D9F81AB847789A49C9C7EB5B8AB | HARMONY K CAM VOLTMETER SWITCH 3L AND 3L-N 45° 12 A SCREW MOUNTING | This Schneider Electric K1 voltmeter switch is ideal for switching between phase-phase and phase-neutral voltage measurements on a switchboard, has a rated voltage of 690Vac. It has a square shape and a metallic legend with black marking. It is IP65 and installs with screws. This voltmeter phase switch offers the maximum mechanical and electrical robustness of its class, for prolonged operation without maintenance. It high IP allows for handling of panel operations in very dusty and wet environments, including outdoors. | Degree of protection (IP) | IP40
| 2 | Electrical Distribution (LV) | Distribution Box and Enclosure | Enclosures | HARMONY XALD EMPTY ENCLOSURE BASE 2 CUT-OUTS DARK GREY | 2004596 | XALD02 | SCHNEIDER ELECTRIC | 1090 | https://pim-kvc.soneparsea.com:3443/PictureServer/default.aspx/schneider-xald02_image1.jpg?A3889C9397807479A2A1C7A8BAA5959DB4AAC672CA989C988077B3AEBF9897998173BEB5B9 | https://pim-kvc.soneparsea.com:3443/PictureServer/default.aspx/schneider-xald02.pdf?81788B76AEAA939CBEAABDA9B7A95DACB1B1B8758465A098B6 | HARMONY XALD EMPTY ENCLOSURE LID WITH LIGHT GREY BASE 2 CUT-OUTS DARK GREY | This Schneider Electric XALD dark grey control station is ideal to control start operation in machines. It has 1 green ( I ) pushbutton with 1 normally open contact. It is IP65 / NEMA type 4. This dark grey control station enables machine builders to easily add control and signalling functionality on their machines, with permanent modifications or damage to their machine body. It is designed for simple and mass production machines, textiles, packaging, handling small lifting systems, control of garage doors, rolling shutters, smoke extraction vents. It is compatible with Harmony XB5 range pushbuttons, switches and pilot lights. It is also resistant to chemicals and offers double insulation. | Number of command positions | 2
| 2 | Electrical Distribution (LV) | Distribution Box and Enclosure | Enclosures | HARMONY XALD EMPTY ENCLOSURE BASE 2 CUT-OUTS DARK GREY | 2004596 | XALD02 | SCHNEIDER ELECTRIC | 1090 | https://pim-kvc.soneparsea.com:3443/PictureServer/default.aspx/schneider-xald02_image1.jpg?A3889C9397807479A2A1C7A8BAA5959DB4AAC672CA989C988077B3AEBF9897998173BEB5B9 | https://pim-kvc.soneparsea.com:3443/PictureServer/default.aspx/schneider-xald02.pdf?81788B76AEAA939CBEAABDA9B7A95DACB1B1B8758465A098B6 | HARMONY XALD EMPTY ENCLOSURE LID WITH LIGHT GREY BASE 2 CUT-OUTS DARK GREY | This Schneider Electric XALD dark grey control station is ideal to control start operation in machines. It has 1 green ( I ) pushbutton with 1 normally open contact. It is IP65 / NEMA type 4. This dark grey control station enables machine builders to easily add control and signalling functionality on their machines, with permanent modifications or damage to their machine body. It is designed for simple and mass production machines, textiles, packaging, handling small lifting systems, control of garage doors, rolling shutters, smoke extraction vents. It is compatible with Harmony XB5 range pushbuttons, switches and pilot lights. It is also resistant to chemicals and offers double insulation. | Construction type housing | Surface mounting housing
| 2 | Electrical Distribution (LV) | Distribution Box and Enclosure | Enclosures | HARMONY XALD EMPTY ENCLOSURE BASE 2 CUT-OUTS DARK GREY | 2004596 | XALD02 | SCHNEIDER ELECTRIC | 1090 | https://pim-kvc.soneparsea.com:3443/PictureServer/default.aspx/schneider-xald02_image1.jpg?A3889C9397807479A2A1C7A8BAA5959DB4AAC672CA989C988077B3AEBF9897998173BEB5B9 | https://pim-kvc.soneparsea.com:3443/PictureServer/default.aspx/schneider-xald02.pdf?81788B76AEAA939CBEAABDA9B7A95DACB1B1B8758465A098B6 | HARMONY XALD EMPTY ENCLOSURE LID WITH LIGHT GREY BASE 2 CUT-OUTS DARK GREY | This Schneider Electric XALD dark grey control station is ideal to control start operation in machines. It has 1 green ( I ) pushbutton with 1 normally open contact. It is IP65 / NEMA type 4. This dark grey control station enables machine builders to easily add control and signalling functionality on their machines, with permanent modifications or damage to their machine body. It is designed for simple and mass production machines, textiles, packaging, handling small lifting systems, control of garage doors, rolling shutters, smoke extraction vents. It is compatible with Harmony XB5 range pushbuttons, switches and pilot lights. It is also resistant to chemicals and offers double insulation. | Material housing | Plastic
| 2 | Electrical Distribution (LV) | Distribution Box and Enclosure | Enclosures | HARMONY XALD EMPTY ENCLOSURE BASE 2 CUT-OUTS DARK GREY | 2004596 | XALD02 | SCHNEIDER ELECTRIC | 1090 | https://pim-kvc.soneparsea.com:3443/PictureServer/default.aspx/schneider-xald02_image1.jpg?A3889C9397807479A2A1C7A8BAA5959DB4AAC672CA989C988077B3AEBF9897998173BEB5B9 | https://pim-kvc.soneparsea.com:3443/PictureServer/default.aspx/schneider-xald02.pdf?81788B76AEAA939CBEAABDA9B7A95DACB1B1B8758465A098B6 | HARMONY XALD EMPTY ENCLOSURE LID WITH LIGHT GREY BASE 2 CUT-OUTS DARK GREY | This Schneider Electric XALD dark grey control station is ideal to control start operation in machines. It has 1 green ( I ) pushbutton with 1 normally open contact. It is IP65 / NEMA type 4. This dark grey control station enables machine builders to easily add control and signalling functionality on their machines, with permanent modifications or damage to their machine body. It is designed for simple and mass production machines, textiles, packaging, handling small lifting systems, control of garage doors, rolling shutters, smoke extraction vents. It is compatible with Harmony XB5 range pushbuttons, switches and pilot lights. It is also resistant to chemicals and offers double insulation. | Housing material quality | Other
| 2 | Electrical Distribution (LV) | Distribution Box and Enclosure | Enclosures | HARMONY XALD EMPTY ENCLOSURE BASE 2 CUT-OUTS DARK GREY | 2004596 | XALD02 | SCHNEIDER ELECTRIC | 1090 | https://pim-kvc.soneparsea.com:3443/PictureServer/default.aspx/schneider-xald02_image1.jpg?A3889C9397807479A2A1C7A8BAA5959DB4AAC672CA989C988077B3AEBF9897998173BEB5B9 | https://pim-kvc.soneparsea.com:3443/PictureServer/default.aspx/schneider-xald02.pdf?81788B76AEAA939CBEAABDA9B7A95DACB1B1B8758465A098B6 | HARMONY XALD EMPTY ENCLOSURE LID WITH LIGHT GREY BASE 2 CUT-OUTS DARK GREY | This Schneider Electric XALD dark grey control station is ideal to control start operation in machines. It has 1 green ( I ) pushbutton with 1 normally open contact. It is IP65 / NEMA type 4. This dark grey control station enables machine builders to easily add control and signalling functionality on their machines, with permanent modifications or damage to their machine body. It is designed for simple and mass production machines, textiles, packaging, handling small lifting systems, control of garage doors, rolling shutters, smoke extraction vents. It is compatible with Harmony XB5 range pushbuttons, switches and pilot lights. It is also resistant to chemicals and offers double insulation. | Diameter openings | 22.5mm
| 2 | Electrical Distribution (LV) | Distribution Box and Enclosure | Enclosures | HARMONY XALD EMPTY ENCLOSURE BASE 2 CUT-OUTS DARK GREY | 2004596 | XALD02 | SCHNEIDER ELECTRIC | 1090 | https://pim-kvc.soneparsea.com:3443/PictureServer/default.aspx/schneider-xald02_image1.jpg?A3889C9397807479A2A1C7A8BAA5959DB4AAC672CA989C988077B3AEBF9897998173BEB5B9 | https://pim-kvc.soneparsea.com:3443/PictureServer/default.aspx/schneider-xald02.pdf?81788B76AEAA939CBEAABDA9B7A95DACB1B1B8758465A098B6 | HARMONY XALD EMPTY ENCLOSURE LID WITH LIGHT GREY BASE 2 CUT-OUTS DARK GREY | This Schneider Electric XALD dark grey control station is ideal to control start operation in machines. It has 1 green ( I ) pushbutton with 1 normally open contact. It is IP65 / NEMA type 4. This dark grey control station enables machine builders to easily add control and signalling functionality on their machines, with permanent modifications or damage to their machine body. It is designed for simple and mass production machines, textiles, packaging, handling small lifting systems, control of garage doors, rolling shutters, smoke extraction vents. It is compatible with Harmony XB5 range pushbuttons, switches and pilot lights. It is also resistant to chemicals and offers double insulation. | Colour housing cover | Grey
| 2 | Electrical Distribution (LV) | Distribution Box and Enclosure | Enclosures | HARMONY XALD EMPTY ENCLOSURE BASE 2 CUT-OUTS DARK GREY | 2004596 | XALD02 | SCHNEIDER ELECTRIC | 1090 | https://pim-kvc.soneparsea.com:3443/PictureServer/default.aspx/schneider-xald02_image1.jpg?A3889C9397807479A2A1C7A8BAA5959DB4AAC672CA989C988077B3AEBF9897998173BEB5B9 | https://pim-kvc.soneparsea.com:3443/PictureServer/default.aspx/schneider-xald02.pdf?81788B76AEAA939CBEAABDA9B7A95DACB1B1B8758465A098B6 | HARMONY XALD EMPTY ENCLOSURE LID WITH LIGHT GREY BASE 2 CUT-OUTS DARK GREY | This Schneider Electric XALD dark grey control station is ideal to control start operation in machines. It has 1 green ( I ) pushbutton with 1 normally open contact. It is IP65 / NEMA type 4. This dark grey control station enables machine builders to easily add control and signalling functionality on their machines, with permanent modifications or damage to their machine body. It is designed for simple and mass production machines, textiles, packaging, handling small lifting systems, control of garage doors, rolling shutters, smoke extraction vents. It is compatible with Harmony XB5 range pushbuttons, switches and pilot lights. It is also resistant to chemicals and offers double insulation. | Degree of protection (IP) | IP66
| 2 | Electrical Distribution (LV) | Distribution Box and Enclosure | Enclosures | HARMONY XALD EMPTY ENCLOSURE BASE 2 CUT-OUTS DARK GREY | 2004596 | XALD02 | SCHNEIDER ELECTRIC | 1090 | https://pim-kvc.soneparsea.com:3443/PictureServer/default.aspx/schneider-xald02_image1.jpg?A3889C9397807479A2A1C7A8BAA5959DB4AAC672CA989C988077B3AEBF9897998173BEB5B9 | https://pim-kvc.soneparsea.com:3443/PictureServer/default.aspx/schneider-xald02.pdf?81788B76AEAA939CBEAABDA9B7A95DACB1B1B8758465A098B6 | HARMONY XALD EMPTY ENCLOSURE LID WITH LIGHT GREY BASE 2 CUT-OUTS DARK GREY | This Schneider Electric XALD dark grey control station is ideal to control start operation in machines. It has 1 green ( I ) pushbutton with 1 normally open contact. It is IP65 / NEMA type 4. This dark grey control station enables machine builders to easily add control and signalling functionality on their machines, with permanent modifications or damage to their machine body. It is designed for simple and mass production machines, textiles, packaging, handling small lifting systems, control of garage doors, rolling shutters, smoke extraction vents. It is compatible with Harmony XB5 range pushbuttons, switches and pilot lights. It is also resistant to chemicals and offers double insulation. | Degree of protection (NEMA) | Other
| 2 | Electrical Distribution (LV) | Distribution Box and Enclosure | Enclosures | HARMONY XALD EMPTY ENCLOSURE BASE 2 CUT-OUTS DARK GREY | 2004596 | XALD02 | SCHNEIDER ELECTRIC | 1090 | https://pim-kvc.soneparsea.com:3443/PictureServer/default.aspx/schneider-xald02_image1.jpg?A3889C9397807479A2A1C7A8BAA5959DB4AAC672CA989C988077B3AEBF9897998173BEB5B9 | https://pim-kvc.soneparsea.com:3443/PictureServer/default.aspx/schneider-xald02.pdf?81788B76AEAA939CBEAABDA9B7A95DACB1B1B8758465A098B6 | HARMONY XALD EMPTY ENCLOSURE LID WITH LIGHT GREY BASE 2 CUT-OUTS DARK GREY | This Schneider Electric XALD dark grey control station is ideal to control start operation in machines. It has 1 green ( I ) pushbutton with 1 normally open contact. It is IP65 / NEMA type 4. This dark grey control station enables machine builders to easily add control and signalling functionality on their machines, with permanent modifications or damage to their machine body. It is designed for simple and mass production machines, textiles, packaging, handling small lifting systems, control of garage doors, rolling shutters, smoke extraction vents. It is compatible with Harmony XB5 range pushbuttons, switches and pilot lights. It is also resistant to chemicals and offers double insulation. | Width | 68mm
| 2 | Electrical Distribution (LV) | Distribution Box and Enclosure | Enclosures | HARMONY XALD EMPTY ENCLOSURE BASE 2 CUT-OUTS DARK GREY | 2004596 | XALD02 | SCHNEIDER ELECTRIC | 1090 | https://pim-kvc.soneparsea.com:3443/PictureServer/default.aspx/schneider-xald02_image1.jpg?A3889C9397807479A2A1C7A8BAA5959DB4AAC672CA989C988077B3AEBF9897998173BEB5B9 | https://pim-kvc.soneparsea.com:3443/PictureServer/default.aspx/schneider-xald02.pdf?81788B76AEAA939CBEAABDA9B7A95DACB1B1B8758465A098B6 | HARMONY XALD EMPTY ENCLOSURE LID WITH LIGHT GREY BASE 2 CUT-OUTS DARK GREY | This Schneider Electric XALD dark grey control station is ideal to control start operation in machines. It has 1 green ( I ) pushbutton with 1 normally open contact. It is IP65 / NEMA type 4. This dark grey control station enables machine builders to easily add control and signalling functionality on their machines, with permanent modifications or damage to their machine body. It is designed for simple and mass production machines, textiles, packaging, handling small lifting systems, control of garage doors, rolling shutters, smoke extraction vents. It is compatible with Harmony XB5 range pushbuttons, switches and pilot lights. It is also resistant to chemicals and offers double insulation. | Height | 106mm
| 2 | Electrical Distribution (LV) | Distribution Box and Enclosure | Enclosures | HARMONY XALD EMPTY ENCLOSURE BASE 2 CUT-OUTS DARK GREY | 2004596 | XALD02 | SCHNEIDER ELECTRIC | 1090 | https://pim-kvc.soneparsea.com:3443/PictureServer/default.aspx/schneider-xald02_image1.jpg?A3889C9397807479A2A1C7A8BAA5959DB4AAC672CA989C988077B3AEBF9897998173BEB5B9 | https://pim-kvc.soneparsea.com:3443/PictureServer/default.aspx/schneider-xald02.pdf?81788B76AEAA939CBEAABDA9B7A95DACB1B1B8758465A098B6 | HARMONY XALD EMPTY ENCLOSURE LID WITH LIGHT GREY BASE 2 CUT-OUTS DARK GREY | This Schneider Electric XALD dark grey control station is ideal to control start operation in machines. It has 1 green ( I ) pushbutton with 1 normally open contact. It is IP65 / NEMA type 4. This dark grey control station enables machine builders to easily add control and signalling functionality on their machines, with permanent modifications or damage to their machine body. It is designed for simple and mass production machines, textiles, packaging, handling small lifting systems, control of garage doors, rolling shutters, smoke extraction vents. It is compatible with Harmony XB5 range pushbuttons, switches and pilot lights. It is also resistant to chemicals and offers double insulation. | Depth | 53mm
| 3 | Electrical Distribution (LV) | Power Meter | Energy Meter | PM5560 POWER METER W 1MOD 2ETH UPTO 63TH H 11M 4DI/2DO | 2006297 | METSEPM5560 | SCHNEIDER ELECTRIC | 60800 | https://pim-kvc.soneparsea.com:3443/PictureServer/default.aspx/schneider-METSEPM5560_Image1.jpg?A3889C9397807479A2A1C7A8BAA5959DB4AAC6729F7C84879595A17A876D609399B2B5ACB7685E9EC0AC | https://pim-kvc.soneparsea.com:3443/PictureServer/default.aspx/schneider-metsepm5560.pdf?81788B76AEAA939CBEAABDA9B7A95DA1B5B9C7AAC2A46569867582B5B69D | PM5560 POWERMETER W 1MOD2ETH UPTO 63TH H 11M 4DI/2DO 52ALARMS FLUSH MOUNT | The PowerLogic PM5000 series power meters are the new benchmark in affordable, precision metering. It is the ideal fit for high-end cost management applications, providing the measurement capabilities needed to allocate energy usage, perform tenant metering and sub-billing, pin-point energy savings, optimize equipment efficiency and utilization, and perform a high level assessment of the power quality in an electrical network. | Type of meter | Electronic
| 3 | Electrical Distribution (LV) | Power Meter | Energy Meter | PM5560 POWER METER W 1MOD 2ETH UPTO 63TH H 11M 4DI/2DO | 2006297 | METSEPM5560 | SCHNEIDER ELECTRIC | 60800 | https://pim-kvc.soneparsea.com:3443/PictureServer/default.aspx/schneider-METSEPM5560_Image1.jpg?A3889C9397807479A2A1C7A8BAA5959DB4AAC6729F7C84879595A17A876D609399B2B5ACB7685E9EC0AC | https://pim-kvc.soneparsea.com:3443/PictureServer/default.aspx/schneider-metsepm5560.pdf?81788B76AEAA939CBEAABDA9B7A95DA1B5B9C7AAC2A46569867582B5B69D | PM5560 POWERMETER W 1MOD2ETH UPTO 63TH H 11M 4DI/2DO 52ALARMS FLUSH MOUNT | The PowerLogic PM5000 series power meters are the new benchmark in affordable, precision metering. It is the ideal fit for high-end cost management applications, providing the measurement capabilities needed to allocate energy usage, perform tenant metering and sub-billing, pin-point energy savings, optimize equipment efficiency and utilization, and perform a high level assessment of the power quality in an electrical network. | Nominal current (In) | 10A
| 3 | Electrical Distribution (LV) | Power Meter | Energy Meter | PM5560 POWER METER W 1MOD 2ETH UPTO 63TH H 11M 4DI/2DO | 2006297 | METSEPM5560 | SCHNEIDER ELECTRIC | 60800 | https://pim-kvc.soneparsea.com:3443/PictureServer/default.aspx/schneider-METSEPM5560_Image1.jpg?A3889C9397807479A2A1C7A8BAA5959DB4AAC6729F7C84879595A17A876D609399B2B5ACB7685E9EC0AC | https://pim-kvc.soneparsea.com:3443/PictureServer/default.aspx/schneider-metsepm5560.pdf?81788B76AEAA939CBEAABDA9B7A95DA1B5B9C7AAC2A46569867582B5B69D | PM5560 POWERMETER W 1MOD2ETH UPTO 63TH H 11M 4DI/2DO 52ALARMS FLUSH MOUNT | The PowerLogic PM5000 series power meters are the new benchmark in affordable, precision metering. It is the ideal fit for high-end cost management applications, providing the measurement capabilities needed to allocate energy usage, perform tenant metering and sub-billing, pin-point energy savings, optimize equipment efficiency and utilization, and perform a high level assessment of the power quality in an electrical network. | Max. current (Imax) | 20A
| 3 | Electrical Distribution (LV) | Power Meter | Energy Meter | PM5560 POWER METER W 1MOD 2ETH UPTO 63TH H 11M 4DI/2DO | 2006297 | METSEPM5560 | SCHNEIDER ELECTRIC | 60800 | https://pim-kvc.soneparsea.com:3443/PictureServer/default.aspx/schneider-METSEPM5560_Image1.jpg?A3889C9397807479A2A1C7A8BAA5959DB4AAC6729F7C84879595A17A876D609399B2B5ACB7685E9EC0AC | https://pim-kvc.soneparsea.com:3443/PictureServer/default.aspx/schneider-metsepm5560.pdf?81788B76AEAA939CBEAABDA9B7A95DA1B5B9C7AAC2A46569867582B5B69D | PM5560 POWERMETER W 1MOD2ETH UPTO 63TH H 11M 4DI/2DO 52ALARMS FLUSH MOUNT | The PowerLogic PM5000 series power meters are the new benchmark in affordable, precision metering. It is the ideal fit for high-end cost management applications, providing the measurement capabilities needed to allocate energy usage, perform tenant metering and sub-billing, pin-point energy savings, optimize equipment efficiency and utilization, and perform a high level assessment of the power quality in an electrical network. | Nominal voltage (Un) N-L | 20...400V
| 3 | Electrical Distribution (LV) | Power Meter | Energy Meter | PM5560 POWER METER W 1MOD 2ETH UPTO 63TH H 11M 4DI/2DO | 2006297 | METSEPM5560 | SCHNEIDER ELECTRIC | 60800 | https://pim-kvc.soneparsea.com:3443/PictureServer/default.aspx/schneider-METSEPM5560_Image1.jpg?A3889C9397807479A2A1C7A8BAA5959DB4AAC6729F7C84879595A17A876D609399B2B5ACB7685E9EC0AC | https://pim-kvc.soneparsea.com:3443/PictureServer/default.aspx/schneider-metsepm5560.pdf?81788B76AEAA939CBEAABDA9B7A95DA1B5B9C7AAC2A46569867582B5B69D | PM5560 POWERMETER W 1MOD2ETH UPTO 63TH H 11M 4DI/2DO 52ALARMS FLUSH MOUNT | The PowerLogic PM5000 series power meters are the new benchmark in affordable, precision metering. It is the ideal fit for high-end cost management applications, providing the measurement capabilities needed to allocate energy usage, perform tenant metering and sub-billing, pin-point energy savings, optimize equipment efficiency and utilization, and perform a high level assessment of the power quality in an electrical network. | Nominal voltage (Un) L-L | 35...690V
| 3 | Electrical Distribution (LV) | Power Meter | Energy Meter | PM5560 POWER METER W 1MOD 2ETH UPTO 63TH H 11M 4DI/2DO | 2006297 | METSEPM5560 | SCHNEIDER ELECTRIC | 60800 | https://pim-kvc.soneparsea.com:3443/PictureServer/default.aspx/schneider-METSEPM5560_Image1.jpg?A3889C9397807479A2A1C7A8BAA5959DB4AAC6729F7C84879595A17A876D609399B2B5ACB7685E9EC0AC | https://pim-kvc.soneparsea.com:3443/PictureServer/default.aspx/schneider-metsepm5560.pdf?81788B76AEAA939CBEAABDA9B7A95DA1B5B9C7AAC2A46569867582B5B69D | PM5560 POWERMETER W 1MOD2ETH UPTO 63TH H 11M 4DI/2DO 52ALARMS FLUSH MOUNT | The PowerLogic PM5000 series power meters are the new benchmark in affordable, precision metering. It is the ideal fit for high-end cost management applications, providing the measurement capabilities needed to allocate energy usage, perform tenant metering and sub-billing, pin-point energy savings, optimize equipment efficiency and utilization, and perform a high level assessment of the power quality in an electrical network. | Frequency | 45...65Hz
| 3 | Electrical Distribution (LV) | Power Meter | Energy Meter | PM5560 POWER METER W 1MOD 2ETH UPTO 63TH H 11M 4DI/2DO | 2006297 | METSEPM5560 | SCHNEIDER ELECTRIC | 60800 | https://pim-kvc.soneparsea.com:3443/PictureServer/default.aspx/schneider-METSEPM5560_Image1.jpg?A3889C9397807479A2A1C7A8BAA5959DB4AAC6729F7C84879595A17A876D609399B2B5ACB7685E9EC0AC | https://pim-kvc.soneparsea.com:3443/PictureServer/default.aspx/schneider-metsepm5560.pdf?81788B76AEAA939CBEAABDA9B7A95DA1B5B9C7AAC2A46569867582B5B69D | PM5560 POWERMETER W 1MOD2ETH UPTO 63TH H 11M 4DI/2DO 52ALARMS FLUSH MOUNT | The PowerLogic PM5000 series power meters are the new benchmark in affordable, precision metering. It is the ideal fit for high-end cost management applications, providing the measurement capabilities needed to allocate energy usage, perform tenant metering and sub-billing, pin-point energy savings, optimize equipment efficiency and utilization, and perform a high level assessment of the power quality in an electrical network. | Accuracy class | C
| 3 | Electrical Distribution (LV) | Power Meter | Energy Meter | PM5560 POWER METER W 1MOD 2ETH UPTO 63TH H 11M 4DI/2DO | 2006297 | METSEPM5560 | SCHNEIDER ELECTRIC | 60800 | https://pim-kvc.soneparsea.com:3443/PictureServer/default.aspx/schneider-METSEPM5560_Image1.jpg?A3889C9397807479A2A1C7A8BAA5959DB4AAC6729F7C84879595A17A876D609399B2B5ACB7685E9EC0AC | https://pim-kvc.soneparsea.com:3443/PictureServer/default.aspx/schneider-metsepm5560.pdf?81788B76AEAA939CBEAABDA9B7A95DA1B5B9C7AAC2A46569867582B5B69D | PM5560 POWERMETER W 1MOD2ETH UPTO 63TH H 11M 4DI/2DO 52ALARMS FLUSH MOUNT | The PowerLogic PM5000 series power meters are the new benchmark in affordable, precision metering. It is the ideal fit for high-end cost management applications, providing the measurement capabilities needed to allocate energy usage, perform tenant metering and sub-billing, pin-point energy savings, optimize equipment efficiency and utilization, and perform a high level assessment of the power quality in an electrical network. | Pole type | Four conductor
| 3 | Electrical Distribution (LV) | Power Meter | Energy Meter | PM5560 POWER METER W 1MOD 2ETH UPTO 63TH H 11M 4DI/2DO | 2006297 | METSEPM5560 | SCHNEIDER ELECTRIC | 60800 | https://pim-kvc.soneparsea.com:3443/PictureServer/default.aspx/schneider-METSEPM5560_Image1.jpg?A3889C9397807479A2A1C7A8BAA5959DB4AAC6729F7C84879595A17A876D609399B2B5ACB7685E9EC0AC | https://pim-kvc.soneparsea.com:3443/PictureServer/default.aspx/schneider-metsepm5560.pdf?81788B76AEAA939CBEAABDA9B7A95DA1B5B9C7AAC2A46569867582B5B69D | PM5560 POWERMETER W 1MOD2ETH UPTO 63TH H 11M 4DI/2DO 52ALARMS FLUSH MOUNT | The PowerLogic PM5000 series power meters are the new benchmark in affordable, precision metering. It is the ideal fit for high-end cost management applications, providing the measurement capabilities needed to allocate energy usage, perform tenant metering and sub-billing, pin-point energy savings, optimize equipment efficiency and utilization, and perform a high level assessment of the power quality in an electrical network. | Model | Measurement transformer
| 3 | Electrical Distribution (LV) | Power Meter | Energy Meter | PM5560 POWER METER W 1MOD 2ETH UPTO 63TH H 11M 4DI/2DO | 2006297 | METSEPM5560 | SCHNEIDER ELECTRIC | 60800 | https://pim-kvc.soneparsea.com:3443/PictureServer/default.aspx/schneider-METSEPM5560_Image1.jpg?A3889C9397807479A2A1C7A8BAA5959DB4AAC6729F7C84879595A17A876D609399B2B5ACB7685E9EC0AC | https://pim-kvc.soneparsea.com:3443/PictureServer/default.aspx/schneider-metsepm5560.pdf?81788B76AEAA939CBEAABDA9B7A95DA1B5B9C7AAC2A46569867582B5B69D | PM5560 POWERMETER W 1MOD2ETH UPTO 63TH H 11M 4DI/2DO 52ALARMS FLUSH MOUNT | The PowerLogic PM5000 series power meters are the new benchmark in affordable, precision metering. It is the ideal fit for high-end cost management applications, providing the measurement capabilities needed to allocate energy usage, perform tenant metering and sub-billing, pin-point energy savings, optimize equipment efficiency and utilization, and perform a high level assessment of the power quality in an electrical network. | Energy type | Effective power and blind power
| 3 | Electrical Distribution (LV) | Power Meter | Energy Meter | PM5560 POWER METER W 1MOD 2ETH UPTO 63TH H 11M 4DI/2DO | 2006297 | METSEPM5560 | SCHNEIDER ELECTRIC | 60800 | https://pim-kvc.soneparsea.com:3443/PictureServer/default.aspx/schneider-METSEPM5560_Image1.jpg?A3889C9397807479A2A1C7A8BAA5959DB4AAC6729F7C84879595A17A876D609399B2B5ACB7685E9EC0AC | https://pim-kvc.soneparsea.com:3443/PictureServer/default.aspx/schneider-metsepm5560.pdf?81788B76AEAA939CBEAABDA9B7A95DA1B5B9C7AAC2A46569867582B5B69D | PM5560 POWERMETER W 1MOD2ETH UPTO 63TH H 11M 4DI/2DO 52ALARMS FLUSH MOUNT | The PowerLogic PM5000 series power meters are the new benchmark in affordable, precision metering. It is the ideal fit for high-end cost management applications, providing the measurement capabilities needed to allocate energy usage, perform tenant metering and sub-billing, pin-point energy savings, optimize equipment efficiency and utilization, and perform a high level assessment of the power quality in an electrical network. | Suitable for | Purchase
| 3 | Electrical Distribution (LV) | Power Meter | Energy Meter | PM5560 POWER METER W 1MOD 2ETH UPTO 63TH H 11M 4DI/2DO | 2006297 | METSEPM5560 | SCHNEIDER ELECTRIC | 60800 | https://pim-kvc.soneparsea.com:3443/PictureServer/default.aspx/schneider-METSEPM5560_Image1.jpg?A3889C9397807479A2A1C7A8BAA5959DB4AAC6729F7C84879595A17A876D609399B2B5ACB7685E9EC0AC | https://pim-kvc.soneparsea.com:3443/PictureServer/default.aspx/schneider-metsepm5560.pdf?81788B76AEAA939CBEAABDA9B7A95DA1B5B9C7AAC2A46569867582B5B69D | PM5560 POWERMETER W 1MOD2ETH UPTO 63TH H 11M 4DI/2DO 52ALARMS FLUSH MOUNT | The PowerLogic PM5000 series power meters are the new benchmark in affordable, precision metering. It is the ideal fit for high-end cost management applications, providing the measurement capabilities needed to allocate energy usage, perform tenant metering and sub-billing, pin-point energy savings, optimize equipment efficiency and utilization, and perform a high level assessment of the power quality in an electrical network. | Tariff type | Multi-tariff
| 3 | Electrical Distribution (LV) | Power Meter | Energy Meter | PM5560 POWER METER W 1MOD 2ETH UPTO 63TH H 11M 4DI/2DO | 2006297 | METSEPM5560 | SCHNEIDER ELECTRIC | 60800 | https://pim-kvc.soneparsea.com:3443/PictureServer/default.aspx/schneider-METSEPM5560_Image1.jpg?A3889C9397807479A2A1C7A8BAA5959DB4AAC6729F7C84879595A17A876D609399B2B5ACB7685E9EC0AC | https://pim-kvc.soneparsea.com:3443/PictureServer/default.aspx/schneider-metsepm5560.pdf?81788B76AEAA939CBEAABDA9B7A95DA1B5B9C7AAC2A46569867582B5B69D | PM5560 POWERMETER W 1MOD2ETH UPTO 63TH H 11M 4DI/2DO 52ALARMS FLUSH MOUNT | The PowerLogic PM5000 series power meters are the new benchmark in affordable, precision metering. It is the ideal fit for high-end cost management applications, providing the measurement capabilities needed to allocate energy usage, perform tenant metering and sub-billing, pin-point energy savings, optimize equipment efficiency and utilization, and perform a high level assessment of the power quality in an electrical network. | Tariff control | External
| 3 | Electrical Distribution (LV) | Power Meter | Energy Meter | PM5560 POWER METER W 1MOD 2ETH UPTO 63TH H 11M 4DI/2DO | 2006297 | METSEPM5560 | SCHNEIDER ELECTRIC | 60800 | https://pim-kvc.soneparsea.com:3443/PictureServer/default.aspx/schneider-METSEPM5560_Image1.jpg?A3889C9397807479A2A1C7A8BAA5959DB4AAC6729F7C84879595A17A876D609399B2B5ACB7685E9EC0AC | https://pim-kvc.soneparsea.com:3443/PictureServer/default.aspx/schneider-metsepm5560.pdf?81788B76AEAA939CBEAABDA9B7A95DA1B5B9C7AAC2A46569867582B5B69D | PM5560 POWERMETER W 1MOD2ETH UPTO 63TH H 11M 4DI/2DO 52ALARMS FLUSH MOUNT | The PowerLogic PM5000 series power meters are the new benchmark in affordable, precision metering. It is the ideal fit for high-end cost management applications, providing the measurement capabilities needed to allocate energy usage, perform tenant metering and sub-billing, pin-point energy savings, optimize equipment efficiency and utilization, and perform a high level assessment of the power quality in an electrical network. | Measurement type load profile | yes
| 3 | Electrical Distribution (LV) | Power Meter | Energy Meter | PM5560 POWER METER W 1MOD 2ETH UPTO 63TH H 11M 4DI/2DO | 2006297 | METSEPM5560 | SCHNEIDER ELECTRIC | 60800 | https://pim-kvc.soneparsea.com:3443/PictureServer/default.aspx/schneider-METSEPM5560_Image1.jpg?A3889C9397807479A2A1C7A8BAA5959DB4AAC6729F7C84879595A17A876D609399B2B5ACB7685E9EC0AC | https://pim-kvc.soneparsea.com:3443/PictureServer/default.aspx/schneider-metsepm5560.pdf?81788B76AEAA939CBEAABDA9B7A95DA1B5B9C7AAC2A46569867582B5B69D | PM5560 POWERMETER W 1MOD2ETH UPTO 63TH H 11M 4DI/2DO 52ALARMS FLUSH MOUNT | The PowerLogic PM5000 series power meters are the new benchmark in affordable, precision metering. It is the ideal fit for high-end cost management applications, providing the measurement capabilities needed to allocate energy usage, perform tenant metering and sub-billing, pin-point energy savings, optimize equipment efficiency and utilization, and perform a high level assessment of the power quality in an electrical network. | Calibrated | yes
| 3 | Electrical Distribution (LV) | Power Meter | Energy Meter | PM5560 POWER METER W 1MOD 2ETH UPTO 63TH H 11M 4DI/2DO | 2006297 | METSEPM5560 | SCHNEIDER ELECTRIC | 60800 | https://pim-kvc.soneparsea.com:3443/PictureServer/default.aspx/schneider-METSEPM5560_Image1.jpg?A3889C9397807479A2A1C7A8BAA5959DB4AAC6729F7C84879595A17A876D609399B2B5ACB7685E9EC0AC | https://pim-kvc.soneparsea.com:3443/PictureServer/default.aspx/schneider-metsepm5560.pdf?81788B76AEAA939CBEAABDA9B7A95DA1B5B9C7AAC2A46569867582B5B69D | PM5560 POWERMETER W 1MOD2ETH UPTO 63TH H 11M 4DI/2DO 52ALARMS FLUSH MOUNT | The PowerLogic PM5000 series power meters are the new benchmark in affordable, precision metering. It is the ideal fit for high-end cost management applications, providing the measurement capabilities needed to allocate energy usage, perform tenant metering and sub-billing, pin-point energy savings, optimize equipment efficiency and utilization, and perform a high level assessment of the power quality in an electrical network. | Pulse output | Optic
| 3 | Electrical Distribution (LV) | Power Meter | Energy Meter | PM5560 POWER METER W 1MOD 2ETH UPTO 63TH H 11M 4DI/2DO | 2006297 | METSEPM5560 | SCHNEIDER ELECTRIC | 60800 | https://pim-kvc.soneparsea.com:3443/PictureServer/default.aspx/schneider-METSEPM5560_Image1.jpg?A3889C9397807479A2A1C7A8BAA5959DB4AAC6729F7C84879595A17A876D609399B2B5ACB7685E9EC0AC | https://pim-kvc.soneparsea.com:3443/PictureServer/default.aspx/schneider-metsepm5560.pdf?81788B76AEAA939CBEAABDA9B7A95DA1B5B9C7AAC2A46569867582B5B69D | PM5560 POWERMETER W 1MOD2ETH UPTO 63TH H 11M 4DI/2DO 52ALARMS FLUSH MOUNT | The PowerLogic PM5000 series power meters are the new benchmark in affordable, precision metering. It is the ideal fit for high-end cost management applications, providing the measurement capabilities needed to allocate energy usage, perform tenant metering and sub-billing, pin-point energy savings, optimize equipment efficiency and utilization, and perform a high level assessment of the power quality in an electrical network. | Pulse type | S0
| 3 | Electrical Distribution (LV) | Power Meter | Energy Meter | PM5560 POWER METER W 1MOD 2ETH UPTO 63TH H 11M 4DI/2DO | 2006297 | METSEPM5560 | SCHNEIDER ELECTRIC | 60800 | https://pim-kvc.soneparsea.com:3443/PictureServer/default.aspx/schneider-METSEPM5560_Image1.jpg?A3889C9397807479A2A1C7A8BAA5959DB4AAC6729F7C84879595A17A876D609399B2B5ACB7685E9EC0AC | https://pim-kvc.soneparsea.com:3443/PictureServer/default.aspx/schneider-metsepm5560.pdf?81788B76AEAA939CBEAABDA9B7A95DA1B5B9C7AAC2A46569867582B5B69D | PM5560 POWERMETER W 1MOD2ETH UPTO 63TH H 11M 4DI/2DO 52ALARMS FLUSH MOUNT | The PowerLogic PM5000 series power meters are the new benchmark in affordable, precision metering. It is the ideal fit for high-end cost management applications, providing the measurement capabilities needed to allocate energy usage, perform tenant metering and sub-billing, pin-point energy savings, optimize equipment efficiency and utilization, and perform a high level assessment of the power quality in an electrical network. | Pulse rate | 1...9999999Imp/kWh (kvarh)
| 3 | Electrical Distribution (LV) | Power Meter | Energy Meter | PM5560 POWER METER W 1MOD 2ETH UPTO 63TH H 11M 4DI/2DO | 2006297 | METSEPM5560 | SCHNEIDER ELECTRIC | 60800 | https://pim-kvc.soneparsea.com:3443/PictureServer/default.aspx/schneider-METSEPM5560_Image1.jpg?A3889C9397807479A2A1C7A8BAA5959DB4AAC6729F7C84879595A17A876D609399B2B5ACB7685E9EC0AC | https://pim-kvc.soneparsea.com:3443/PictureServer/default.aspx/schneider-metsepm5560.pdf?81788B76AEAA939CBEAABDA9B7A95DA1B5B9C7AAC2A46569867582B5B69D | PM5560 POWERMETER W 1MOD2ETH UPTO 63TH H 11M 4DI/2DO 52ALARMS FLUSH MOUNT | The PowerLogic PM5000 series power meters are the new benchmark in affordable, precision metering. It is the ideal fit for high-end cost management applications, providing the measurement capabilities needed to allocate energy usage, perform tenant metering and sub-billing, pin-point energy savings, optimize equipment efficiency and utilization, and perform a high level assessment of the power quality in an electrical network. | Type of indication | Digital
| 3 | Electrical Distribution (LV) | Power Meter | Energy Meter | PM5560 POWER METER W 1MOD 2ETH UPTO 63TH H 11M 4DI/2DO | 2006297 | METSEPM5560 | SCHNEIDER ELECTRIC | 60800 | https://pim-kvc.soneparsea.com:3443/PictureServer/default.aspx/schneider-METSEPM5560_Image1.jpg?A3889C9397807479A2A1C7A8BAA5959DB4AAC6729F7C84879595A17A876D609399B2B5ACB7685E9EC0AC | https://pim-kvc.soneparsea.com:3443/PictureServer/default.aspx/schneider-metsepm5560.pdf?81788B76AEAA939CBEAABDA9B7A95DA1B5B9C7AAC2A46569867582B5B69D | PM5560 POWERMETER W 1MOD2ETH UPTO 63TH H 11M 4DI/2DO 52ALARMS FLUSH MOUNT | The PowerLogic PM5000 series power meters are the new benchmark in affordable, precision metering. It is the ideal fit for high-end cost management applications, providing the measurement capabilities needed to allocate energy usage, perform tenant metering and sub-billing, pin-point energy savings, optimize equipment efficiency and utilization, and perform a high level assessment of the power quality in an electrical network. | Mounting method | Plug-in technique
| 3 | Electrical Distribution (LV) | Power Meter | Energy Meter | PM5560 POWER METER W 1MOD 2ETH UPTO 63TH H 11M 4DI/2DO | 2006297 | METSEPM5560 | SCHNEIDER ELECTRIC | 60800 | https://pim-kvc.soneparsea.com:3443/PictureServer/default.aspx/schneider-METSEPM5560_Image1.jpg?A3889C9397807479A2A1C7A8BAA5959DB4AAC6729F7C84879595A17A876D609399B2B5ACB7685E9EC0AC | https://pim-kvc.soneparsea.com:3443/PictureServer/default.aspx/schneider-metsepm5560.pdf?81788B76AEAA939CBEAABDA9B7A95DA1B5B9C7AAC2A46569867582B5B69D | PM5560 POWERMETER W 1MOD2ETH UPTO 63TH H 11M 4DI/2DO 52ALARMS FLUSH MOUNT | The PowerLogic PM5000 series power meters are the new benchmark in affordable, precision metering. It is the ideal fit for high-end cost management applications, providing the measurement capabilities needed to allocate energy usage, perform tenant metering and sub-billing, pin-point energy savings, optimize equipment efficiency and utilization, and perform a high level assessment of the power quality in an electrical network. | Type of meter | Electronic
| 3 | Electrical Distribution (LV) | Power Meter | Energy Meter | PM5560 POWER METER W 1MOD 2ETH UPTO 63TH H 11M 4DI/2DO | 2006297 | METSEPM5560 | SCHNEIDER ELECTRIC | 60800 | https://pim-kvc.soneparsea.com:3443/PictureServer/default.aspx/schneider-METSEPM5560_Image1.jpg?A3889C9397807479A2A1C7A8BAA5959DB4AAC6729F7C84879595A17A876D609399B2B5ACB7685E9EC0AC | https://pim-kvc.soneparsea.com:3443/PictureServer/default.aspx/schneider-metsepm5560.pdf?81788B76AEAA939CBEAABDA9B7A95DA1B5B9C7AAC2A46569867582B5B69D | PM5560 POWERMETER W 1MOD2ETH UPTO 63TH H 11M 4DI/2DO 52ALARMS FLUSH MOUNT | The PowerLogic PM5000 series power meters are the new benchmark in affordable, precision metering. It is the ideal fit for high-end cost management applications, providing the measurement capabilities needed to allocate energy usage, perform tenant metering and sub-billing, pin-point energy savings, optimize equipment efficiency and utilization, and perform a high level assessment of the power quality in an electrical network. | Nominal current (In) | 10A
| 3 | Electrical Distribution (LV) | Power Meter | Energy Meter | PM5560 POWER METER W 1MOD 2ETH UPTO 63TH H 11M 4DI/2DO | 2006297 | METSEPM5560 | SCHNEIDER ELECTRIC | 60800 | https://pim-kvc.soneparsea.com:3443/PictureServer/default.aspx/schneider-METSEPM5560_Image1.jpg?A3889C9397807479A2A1C7A8BAA5959DB4AAC6729F7C84879595A17A876D609399B2B5ACB7685E9EC0AC | https://pim-kvc.soneparsea.com:3443/PictureServer/default.aspx/schneider-metsepm5560.pdf?81788B76AEAA939CBEAABDA9B7A95DA1B5B9C7AAC2A46569867582B5B69D | PM5560 POWERMETER W 1MOD2ETH UPTO 63TH H 11M 4DI/2DO 52ALARMS FLUSH MOUNT | The PowerLogic PM5000 series power meters are the new benchmark in affordable, precision metering. It is the ideal fit for high-end cost management applications, providing the measurement capabilities needed to allocate energy usage, perform tenant metering and sub-billing, pin-point energy savings, optimize equipment efficiency and utilization, and perform a high level assessment of the power quality in an electrical network. | Max. current (Imax) | 20A
| 3 | Electrical Distribution (LV) | Power Meter | Energy Meter | PM5560 POWER METER W 1MOD 2ETH UPTO 63TH H 11M 4DI/2DO | 2006297 | METSEPM5560 | SCHNEIDER ELECTRIC | 60800 | https://pim-kvc.soneparsea.com:3443/PictureServer/default.aspx/schneider-METSEPM5560_Image1.jpg?A3889C9397807479A2A1C7A8BAA5959DB4AAC6729F7C84879595A17A876D609399B2B5ACB7685E9EC0AC | https://pim-kvc.soneparsea.com:3443/PictureServer/default.aspx/schneider-metsepm5560.pdf?81788B76AEAA939CBEAABDA9B7A95DA1B5B9C7AAC2A46569867582B5B69D | PM5560 POWERMETER W 1MOD2ETH UPTO 63TH H 11M 4DI/2DO 52ALARMS FLUSH MOUNT | The PowerLogic PM5000 series power meters are the new benchmark in affordable, precision metering. It is the ideal fit for high-end cost management applications, providing the measurement capabilities needed to allocate energy usage, perform tenant metering and sub-billing, pin-point energy savings, optimize equipment efficiency and utilization, and perform a high level assessment of the power quality in an electrical network. | Nominal voltage (Un) N-L | 20...400V
| 3 | Electrical Distribution (LV) | Power Meter | Energy Meter | PM5560 POWER METER W 1MOD 2ETH UPTO 63TH H 11M 4DI/2DO | 2006297 | METSEPM5560 | SCHNEIDER ELECTRIC | 60800 | https://pim-kvc.soneparsea.com:3443/PictureServer/default.aspx/schneider-METSEPM5560_Image1.jpg?A3889C9397807479A2A1C7A8BAA5959DB4AAC6729F7C84879595A17A876D609399B2B5ACB7685E9EC0AC | https://pim-kvc.soneparsea.com:3443/PictureServer/default.aspx/schneider-metsepm5560.pdf?81788B76AEAA939CBEAABDA9B7A95DA1B5B9C7AAC2A46569867582B5B69D | PM5560 POWERMETER W 1MOD2ETH UPTO 63TH H 11M 4DI/2DO 52ALARMS FLUSH MOUNT | The PowerLogic PM5000 series power meters are the new benchmark in affordable, precision metering. It is the ideal fit for high-end cost management applications, providing the measurement capabilities needed to allocate energy usage, perform tenant metering and sub-billing, pin-point energy savings, optimize equipment efficiency and utilization, and perform a high level assessment of the power quality in an electrical network. | Nominal voltage (Un) L-L | 35...690V
| 3 | Electrical Distribution (LV) | Power Meter | Energy Meter | PM5560 POWER METER W 1MOD 2ETH UPTO 63TH H 11M 4DI/2DO | 2006297 | METSEPM5560 | SCHNEIDER ELECTRIC | 60800 | https://pim-kvc.soneparsea.com:3443/PictureServer/default.aspx/schneider-METSEPM5560_Image1.jpg?A3889C9397807479A2A1C7A8BAA5959DB4AAC6729F7C84879595A17A876D609399B2B5ACB7685E9EC0AC | https://pim-kvc.soneparsea.com:3443/PictureServer/default.aspx/schneider-metsepm5560.pdf?81788B76AEAA939CBEAABDA9B7A95DA1B5B9C7AAC2A46569867582B5B69D | PM5560 POWERMETER W 1MOD2ETH UPTO 63TH H 11M 4DI/2DO 52ALARMS FLUSH MOUNT | The PowerLogic PM5000 series power meters are the new benchmark in affordable, precision metering. It is the ideal fit for high-end cost management applications, providing the measurement capabilities needed to allocate energy usage, perform tenant metering and sub-billing, pin-point energy savings, optimize equipment efficiency and utilization, and perform a high level assessment of the power quality in an electrical network. | Frequency | 45...65Hz
| 3 | Electrical Distribution (LV) | Power Meter | Energy Meter | PM5560 POWER METER W 1MOD 2ETH UPTO 63TH H 11M 4DI/2DO | 2006297 | METSEPM5560 | SCHNEIDER ELECTRIC | 60800 | https://pim-kvc.soneparsea.com:3443/PictureServer/default.aspx/schneider-METSEPM5560_Image1.jpg?A3889C9397807479A2A1C7A8BAA5959DB4AAC6729F7C84879595A17A876D609399B2B5ACB7685E9EC0AC | https://pim-kvc.soneparsea.com:3443/PictureServer/default.aspx/schneider-metsepm5560.pdf?81788B76AEAA939CBEAABDA9B7A95DA1B5B9C7AAC2A46569867582B5B69D | PM5560 POWERMETER W 1MOD2ETH UPTO 63TH H 11M 4DI/2DO 52ALARMS FLUSH MOUNT | The PowerLogic PM5000 series power meters are the new benchmark in affordable, precision metering. It is the ideal fit for high-end cost management applications, providing the measurement capabilities needed to allocate energy usage, perform tenant metering and sub-billing, pin-point energy savings, optimize equipment efficiency and utilization, and perform a high level assessment of the power quality in an electrical network. | Accuracy class | C
| 3 | Electrical Distribution (LV) | Power Meter | Energy Meter | PM5560 POWER METER W 1MOD 2ETH UPTO 63TH H 11M 4DI/2DO | 2006297 | METSEPM5560 | SCHNEIDER ELECTRIC | 60800 | https://pim-kvc.soneparsea.com:3443/PictureServer/default.aspx/schneider-METSEPM5560_Image1.jpg?A3889C9397807479A2A1C7A8BAA5959DB4AAC6729F7C84879595A17A876D609399B2B5ACB7685E9EC0AC | https://pim-kvc.soneparsea.com:3443/PictureServer/default.aspx/schneider-metsepm5560.pdf?81788B76AEAA939CBEAABDA9B7A95DA1B5B9C7AAC2A46569867582B5B69D | PM5560 POWERMETER W 1MOD2ETH UPTO 63TH H 11M 4DI/2DO 52ALARMS FLUSH MOUNT | The PowerLogic PM5000 series power meters are the new benchmark in affordable, precision metering. It is the ideal fit for high-end cost management applications, providing the measurement capabilities needed to allocate energy usage, perform tenant metering and sub-billing, pin-point energy savings, optimize equipment efficiency and utilization, and perform a high level assessment of the power quality in an electrical network. | Pole type | Four conductor
| 3 | Electrical Distribution (LV) | Power Meter | Energy Meter | PM5560 POWER METER W 1MOD 2ETH UPTO 63TH H 11M 4DI/2DO | 2006297 | METSEPM5560 | SCHNEIDER ELECTRIC | 60800 | https://pim-kvc.soneparsea.com:3443/PictureServer/default.aspx/schneider-METSEPM5560_Image1.jpg?A3889C9397807479A2A1C7A8BAA5959DB4AAC6729F7C84879595A17A876D609399B2B5ACB7685E9EC0AC | https://pim-kvc.soneparsea.com:3443/PictureServer/default.aspx/schneider-metsepm5560.pdf?81788B76AEAA939CBEAABDA9B7A95DA1B5B9C7AAC2A46569867582B5B69D | PM5560 POWERMETER W 1MOD2ETH UPTO 63TH H 11M 4DI/2DO 52ALARMS FLUSH MOUNT | The PowerLogic PM5000 series power meters are the new benchmark in affordable, precision metering. It is the ideal fit for high-end cost management applications, providing the measurement capabilities needed to allocate energy usage, perform tenant metering and sub-billing, pin-point energy savings, optimize equipment efficiency and utilization, and perform a high level assessment of the power quality in an electrical network. | Model | Measurement transformer
| 3 | Electrical Distribution (LV) | Power Meter | Energy Meter | PM5560 POWER METER W 1MOD 2ETH UPTO 63TH H 11M 4DI/2DO | 2006297 | METSEPM5560 | SCHNEIDER ELECTRIC | 60800 | https://pim-kvc.soneparsea.com:3443/PictureServer/default.aspx/schneider-METSEPM5560_Image1.jpg?A3889C9397807479A2A1C7A8BAA5959DB4AAC6729F7C84879595A17A876D609399B2B5ACB7685E9EC0AC | https://pim-kvc.soneparsea.com:3443/PictureServer/default.aspx/schneider-metsepm5560.pdf?81788B76AEAA939CBEAABDA9B7A95DA1B5B9C7AAC2A46569867582B5B69D | PM5560 POWERMETER W 1MOD2ETH UPTO 63TH H 11M 4DI/2DO 52ALARMS FLUSH MOUNT | The PowerLogic PM5000 series power meters are the new benchmark in affordable, precision metering. It is the ideal fit for high-end cost management applications, providing the measurement capabilities needed to allocate energy usage, perform tenant metering and sub-billing, pin-point energy savings, optimize equipment efficiency and utilization, and perform a high level assessment of the power quality in an electrical network. | Energy type | Effective power and blind power
| 3 | Electrical Distribution (LV) | Power Meter | Energy Meter | PM5560 POWER METER W 1MOD 2ETH UPTO 63TH H 11M 4DI/2DO | 2006297 | METSEPM5560 | SCHNEIDER ELECTRIC | 60800 | https://pim-kvc.soneparsea.com:3443/PictureServer/default.aspx/schneider-METSEPM5560_Image1.jpg?A3889C9397807479A2A1C7A8BAA5959DB4AAC6729F7C84879595A17A876D609399B2B5ACB7685E9EC0AC | https://pim-kvc.soneparsea.com:3443/PictureServer/default.aspx/schneider-metsepm5560.pdf?81788B76AEAA939CBEAABDA9B7A95DA1B5B9C7AAC2A46569867582B5B69D | PM5560 POWERMETER W 1MOD2ETH UPTO 63TH H 11M 4DI/2DO 52ALARMS FLUSH MOUNT | The PowerLogic PM5000 series power meters are the new benchmark in affordable, precision metering. It is the ideal fit for high-end cost management applications, providing the measurement capabilities needed to allocate energy usage, perform tenant metering and sub-billing, pin-point energy savings, optimize equipment efficiency and utilization, and perform a high level assessment of the power quality in an electrical network. | Suitable for | Purchase
| 3 | Electrical Distribution (LV) | Power Meter | Energy Meter | PM5560 POWER METER W 1MOD 2ETH UPTO 63TH H 11M 4DI/2DO | 2006297 | METSEPM5560 | SCHNEIDER ELECTRIC | 60800 | https://pim-kvc.soneparsea.com:3443/PictureServer/default.aspx/schneider-METSEPM5560_Image1.jpg?A3889C9397807479A2A1C7A8BAA5959DB4AAC6729F7C84879595A17A876D609399B2B5ACB7685E9EC0AC | https://pim-kvc.soneparsea.com:3443/PictureServer/default.aspx/schneider-metsepm5560.pdf?81788B76AEAA939CBEAABDA9B7A95DA1B5B9C7AAC2A46569867582B5B69D | PM5560 POWERMETER W 1MOD2ETH UPTO 63TH H 11M 4DI/2DO 52ALARMS FLUSH MOUNT | The PowerLogic PM5000 series power meters are the new benchmark in affordable, precision metering. It is the ideal fit for high-end cost management applications, providing the measurement capabilities needed to allocate energy usage, perform tenant metering and sub-billing, pin-point energy savings, optimize equipment efficiency and utilization, and perform a high level assessment of the power quality in an electrical network. | Tariff type | Multi-tariff
| 3 | Electrical Distribution (LV) | Power Meter | Energy Meter | PM5560 POWER METER W 1MOD 2ETH UPTO 63TH H 11M 4DI/2DO | 2006297 | METSEPM5560 | SCHNEIDER ELECTRIC | 60800 | https://pim-kvc.soneparsea.com:3443/PictureServer/default.aspx/schneider-METSEPM5560_Image1.jpg?A3889C9397807479A2A1C7A8BAA5959DB4AAC6729F7C84879595A17A876D609399B2B5ACB7685E9EC0AC | https://pim-kvc.soneparsea.com:3443/PictureServer/default.aspx/schneider-metsepm5560.pdf?81788B76AEAA939CBEAABDA9B7A95DA1B5B9C7AAC2A46569867582B5B69D | PM5560 POWERMETER W 1MOD2ETH UPTO 63TH H 11M 4DI/2DO 52ALARMS FLUSH MOUNT | The PowerLogic PM5000 series power meters are the new benchmark in affordable, precision metering. It is the ideal fit for high-end cost management applications, providing the measurement capabilities needed to allocate energy usage, perform tenant metering and sub-billing, pin-point energy savings, optimize equipment efficiency and utilization, and perform a high level assessment of the power quality in an electrical network. | Tariff control | External
| 3 | Electrical Distribution (LV) | Power Meter | Energy Meter | PM5560 POWER METER W 1MOD 2ETH UPTO 63TH H 11M 4DI/2DO | 2006297 | METSEPM5560 | SCHNEIDER ELECTRIC | 60800 | https://pim-kvc.soneparsea.com:3443/PictureServer/default.aspx/schneider-METSEPM5560_Image1.jpg?A3889C9397807479A2A1C7A8BAA5959DB4AAC6729F7C84879595A17A876D609399B2B5ACB7685E9EC0AC | https://pim-kvc.soneparsea.com:3443/PictureServer/default.aspx/schneider-metsepm5560.pdf?81788B76AEAA939CBEAABDA9B7A95DA1B5B9C7AAC2A46569867582B5B69D | PM5560 POWERMETER W 1MOD2ETH UPTO 63TH H 11M 4DI/2DO 52ALARMS FLUSH MOUNT | The PowerLogic PM5000 series power meters are the new benchmark in affordable, precision metering. It is the ideal fit for high-end cost management applications, providing the measurement capabilities needed to allocate energy usage, perform tenant metering and sub-billing, pin-point energy savings, optimize equipment efficiency and utilization, and perform a high level assessment of the power quality in an electrical network. | Measurement type load profile | yes
| 3 | Electrical Distribution (LV) | Power Meter | Energy Meter | PM5560 POWER METER W 1MOD 2ETH UPTO 63TH H 11M 4DI/2DO | 2006297 | METSEPM5560 | SCHNEIDER ELECTRIC | 60800 | https://pim-kvc.soneparsea.com:3443/PictureServer/default.aspx/schneider-METSEPM5560_Image1.jpg?A3889C9397807479A2A1C7A8BAA5959DB4AAC6729F7C84879595A17A876D609399B2B5ACB7685E9EC0AC | https://pim-kvc.soneparsea.com:3443/PictureServer/default.aspx/schneider-metsepm5560.pdf?81788B76AEAA939CBEAABDA9B7A95DA1B5B9C7AAC2A46569867582B5B69D | PM5560 POWERMETER W 1MOD2ETH UPTO 63TH H 11M 4DI/2DO 52ALARMS FLUSH MOUNT | The PowerLogic PM5000 series power meters are the new benchmark in affordable, precision metering. It is the ideal fit for high-end cost management applications, providing the measurement capabilities needed to allocate energy usage, perform tenant metering and sub-billing, pin-point energy savings, optimize equipment efficiency and utilization, and perform a high level assessment of the power quality in an electrical network. | Calibrated | yes
| 3 | Electrical Distribution (LV) | Power Meter | Energy Meter | PM5560 POWER METER W 1MOD 2ETH UPTO 63TH H 11M 4DI/2DO | 2006297 | METSEPM5560 | SCHNEIDER ELECTRIC | 60800 | https://pim-kvc.soneparsea.com:3443/PictureServer/default.aspx/schneider-METSEPM5560_Image1.jpg?A3889C9397807479A2A1C7A8BAA5959DB4AAC6729F7C84879595A17A876D609399B2B5ACB7685E9EC0AC | https://pim-kvc.soneparsea.com:3443/PictureServer/default.aspx/schneider-metsepm5560.pdf?81788B76AEAA939CBEAABDA9B7A95DA1B5B9C7AAC2A46569867582B5B69D | PM5560 POWERMETER W 1MOD2ETH UPTO 63TH H 11M 4DI/2DO 52ALARMS FLUSH MOUNT | The PowerLogic PM5000 series power meters are the new benchmark in affordable, precision metering. It is the ideal fit for high-end cost management applications, providing the measurement capabilities needed to allocate energy usage, perform tenant metering and sub-billing, pin-point energy savings, optimize equipment efficiency and utilization, and perform a high level assessment of the power quality in an electrical network. | Pulse output | Optic
| 3 | Electrical Distribution (LV) | Power Meter | Energy Meter | PM5560 POWER METER W 1MOD 2ETH UPTO 63TH H 11M 4DI/2DO | 2006297 | METSEPM5560 | SCHNEIDER ELECTRIC | 60800 | https://pim-kvc.soneparsea.com:3443/PictureServer/default.aspx/schneider-METSEPM5560_Image1.jpg?A3889C9397807479A2A1C7A8BAA5959DB4AAC6729F7C84879595A17A876D609399B2B5ACB7685E9EC0AC | https://pim-kvc.soneparsea.com:3443/PictureServer/default.aspx/schneider-metsepm5560.pdf?81788B76AEAA939CBEAABDA9B7A95DA1B5B9C7AAC2A46569867582B5B69D | PM5560 POWERMETER W 1MOD2ETH UPTO 63TH H 11M 4DI/2DO 52ALARMS FLUSH MOUNT | The PowerLogic PM5000 series power meters are the new benchmark in affordable, precision metering. It is the ideal fit for high-end cost management applications, providing the measurement capabilities needed to allocate energy usage, perform tenant metering and sub-billing, pin-point energy savings, optimize equipment efficiency and utilization, and perform a high level assessment of the power quality in an electrical network. | Pulse type | S0
| 3 | Electrical Distribution (LV) | Power Meter | Energy Meter | PM5560 POWER METER W 1MOD 2ETH UPTO 63TH H 11M 4DI/2DO | 2006297 | METSEPM5560 | SCHNEIDER ELECTRIC | 60800 | https://pim-kvc.soneparsea.com:3443/PictureServer/default.aspx/schneider-METSEPM5560_Image1.jpg?A3889C9397807479A2A1C7A8BAA5959DB4AAC6729F7C84879595A17A876D609399B2B5ACB7685E9EC0AC | https://pim-kvc.soneparsea.com:3443/PictureServer/default.aspx/schneider-metsepm5560.pdf?81788B76AEAA939CBEAABDA9B7A95DA1B5B9C7AAC2A46569867582B5B69D | PM5560 POWERMETER W 1MOD2ETH UPTO 63TH H 11M 4DI/2DO 52ALARMS FLUSH MOUNT | The PowerLogic PM5000 series power meters are the new benchmark in affordable, precision metering. It is the ideal fit for high-end cost management applications, providing the measurement capabilities needed to allocate energy usage, perform tenant metering and sub-billing, pin-point energy savings, optimize equipment efficiency and utilization, and perform a high level assessment of the power quality in an electrical network. | Pulse rate | 1...9999999Imp/kWh (kvarh)
| 3 | Electrical Distribution (LV) | Power Meter | Energy Meter | PM5560 POWER METER W 1MOD 2ETH UPTO 63TH H 11M 4DI/2DO | 2006297 | METSEPM5560 | SCHNEIDER ELECTRIC | 60800 | https://pim-kvc.soneparsea.com:3443/PictureServer/default.aspx/schneider-METSEPM5560_Image1.jpg?A3889C9397807479A2A1C7A8BAA5959DB4AAC6729F7C84879595A17A876D609399B2B5ACB7685E9EC0AC | https://pim-kvc.soneparsea.com:3443/PictureServer/default.aspx/schneider-metsepm5560.pdf?81788B76AEAA939CBEAABDA9B7A95DA1B5B9C7AAC2A46569867582B5B69D | PM5560 POWERMETER W 1MOD2ETH UPTO 63TH H 11M 4DI/2DO 52ALARMS FLUSH MOUNT | The PowerLogic PM5000 series power meters are the new benchmark in affordable, precision metering. It is the ideal fit for high-end cost management applications, providing the measurement capabilities needed to allocate energy usage, perform tenant metering and sub-billing, pin-point energy savings, optimize equipment efficiency and utilization, and perform a high level assessment of the power quality in an electrical network. | Type of indication | Digital
| 3 | Electrical Distribution (LV) | Power Meter | Energy Meter | PM5560 POWER METER W 1MOD 2ETH UPTO 63TH H 11M 4DI/2DO | 2006297 | METSEPM5560 | SCHNEIDER ELECTRIC | 60800 | https://pim-kvc.soneparsea.com:3443/PictureServer/default.aspx/schneider-METSEPM5560_Image1.jpg?A3889C9397807479A2A1C7A8BAA5959DB4AAC6729F7C84879595A17A876D609399B2B5ACB7685E9EC0AC | https://pim-kvc.soneparsea.com:3443/PictureServer/default.aspx/schneider-metsepm5560.pdf?81788B76AEAA939CBEAABDA9B7A95DA1B5B9C7AAC2A46569867582B5B69D | PM5560 POWERMETER W 1MOD2ETH UPTO 63TH H 11M 4DI/2DO 52ALARMS FLUSH MOUNT | The PowerLogic PM5000 series power meters are the new benchmark in affordable, precision metering. It is the ideal fit for high-end cost management applications, providing the measurement capabilities needed to allocate energy usage, perform tenant metering and sub-billing, pin-point energy savings, optimize equipment efficiency and utilization, and perform a high level assessment of the power quality in an electrical network. | Mounting method | Plug-in technique
| 3 | Electrical Distribution (LV) | Power Meter | Energy Meter | PM5560 POWER METER W 1MOD 2ETH UPTO 63TH H 11M 4DI/2DO | 2006297 | METSEPM5560 | SCHNEIDER ELECTRIC | 60800 | https://pim-kvc.soneparsea.com:3443/PictureServer/default.aspx/schneider-METSEPM5560_Image1.jpg?A3889C9397807479A2A1C7A8BAA5959DB4AAC6729F7C84879595A17A876D609399B2B5ACB7685E9EC0AC | https://pim-kvc.soneparsea.com:3443/PictureServer/default.aspx/schneider-metsepm5560.pdf?81788B76AEAA939CBEAABDA9B7A95DA1B5B9C7AAC2A46569867582B5B69D | PM5560 POWERMETER W 1MOD2ETH UPTO 63TH H 11M 4DI/2DO 52ALARMS FLUSH MOUNT | The PowerLogic PM5000 series power meters are the new benchmark in affordable, precision metering. It is the ideal fit for high-end cost management applications, providing the measurement capabilities needed to allocate energy usage, perform tenant metering and sub-billing, pin-point energy savings, optimize equipment efficiency and utilization, and perform a high level assessment of the power quality in an electrical network. | Type of meter | Electronic
| 3 | Electrical Distribution (LV) | Power Meter | Energy Meter | PM5560 POWER METER W 1MOD 2ETH UPTO 63TH H 11M 4DI/2DO | 2006297 | METSEPM5560 | SCHNEIDER ELECTRIC | 60800 | https://pim-kvc.soneparsea.com:3443/PictureServer/default.aspx/schneider-METSEPM5560_Image1.jpg?A3889C9397807479A2A1C7A8BAA5959DB4AAC6729F7C84879595A17A876D609399B2B5ACB7685E9EC0AC | https://pim-kvc.soneparsea.com:3443/PictureServer/default.aspx/schneider-metsepm5560.pdf?81788B76AEAA939CBEAABDA9B7A95DA1B5B9C7AAC2A46569867582B5B69D | PM5560 POWERMETER W 1MOD2ETH UPTO 63TH H 11M 4DI/2DO 52ALARMS FLUSH MOUNT | The PowerLogic PM5000 series power meters are the new benchmark in affordable, precision metering. It is the ideal fit for high-end cost management applications, providing the measurement capabilities needed to allocate energy usage, perform tenant metering and sub-billing, pin-point energy savings, optimize equipment efficiency and utilization, and perform a high level assessment of the power quality in an electrical network. | Nominal current (In) | 10A
| 3 | Electrical Distribution (LV) | Power Meter | Energy Meter | PM5560 POWER METER W 1MOD 2ETH UPTO 63TH H 11M 4DI/2DO | 2006297 | METSEPM5560 | SCHNEIDER ELECTRIC | 60800 | https://pim-kvc.soneparsea.com:3443/PictureServer/default.aspx/schneider-METSEPM5560_Image1.jpg?A3889C9397807479A2A1C7A8BAA5959DB4AAC6729F7C84879595A17A876D609399B2B5ACB7685E9EC0AC | https://pim-kvc.soneparsea.com:3443/PictureServer/default.aspx/schneider-metsepm5560.pdf?81788B76AEAA939CBEAABDA9B7A95DA1B5B9C7AAC2A46569867582B5B69D | PM5560 POWERMETER W 1MOD2ETH UPTO 63TH H 11M 4DI/2DO 52ALARMS FLUSH MOUNT | The PowerLogic PM5000 series power meters are the new benchmark in affordable, precision metering. It is the ideal fit for high-end cost management applications, providing the measurement capabilities needed to allocate energy usage, perform tenant metering and sub-billing, pin-point energy savings, optimize equipment efficiency and utilization, and perform a high level assessment of the power quality in an electrical network. | Max. current (Imax) | 20A
| 3 | Electrical Distribution (LV) | Power Meter | Energy Meter | PM5560 POWER METER W 1MOD 2ETH UPTO 63TH H 11M 4DI/2DO | 2006297 | METSEPM5560 | SCHNEIDER ELECTRIC | 60800 | https://pim-kvc.soneparsea.com:3443/PictureServer/default.aspx/schneider-METSEPM5560_Image1.jpg?A3889C9397807479A2A1C7A8BAA5959DB4AAC6729F7C84879595A17A876D609399B2B5ACB7685E9EC0AC | https://pim-kvc.soneparsea.com:3443/PictureServer/default.aspx/schneider-metsepm5560.pdf?81788B76AEAA939CBEAABDA9B7A95DA1B5B9C7AAC2A46569867582B5B69D | PM5560 POWERMETER W 1MOD2ETH UPTO 63TH H 11M 4DI/2DO 52ALARMS FLUSH MOUNT | The PowerLogic PM5000 series power meters are the new benchmark in affordable, precision metering. It is the ideal fit for high-end cost management applications, providing the measurement capabilities needed to allocate energy usage, perform tenant metering and sub-billing, pin-point energy savings, optimize equipment efficiency and utilization, and perform a high level assessment of the power quality in an electrical network. | Nominal voltage (Un) N-L | 20...400V
| 3 | Electrical Distribution (LV) | Power Meter | Energy Meter | PM5560 POWER METER W 1MOD 2ETH UPTO 63TH H 11M 4DI/2DO | 2006297 | METSEPM5560 | SCHNEIDER ELECTRIC | 60800 | https://pim-kvc.soneparsea.com:3443/PictureServer/default.aspx/schneider-METSEPM5560_Image1.jpg?A3889C9397807479A2A1C7A8BAA5959DB4AAC6729F7C84879595A17A876D609399B2B5ACB7685E9EC0AC | https://pim-kvc.soneparsea.com:3443/PictureServer/default.aspx/schneider-metsepm5560.pdf?81788B76AEAA939CBEAABDA9B7A95DA1B5B9C7AAC2A46569867582B5B69D | PM5560 POWERMETER W 1MOD2ETH UPTO 63TH H 11M 4DI/2DO 52ALARMS FLUSH MOUNT | The PowerLogic PM5000 series power meters are the new benchmark in affordable, precision metering. It is the ideal fit for high-end cost management applications, providing the measurement capabilities needed to allocate energy usage, perform tenant metering and sub-billing, pin-point energy savings, optimize equipment efficiency and utilization, and perform a high level assessment of the power quality in an electrical network. | Nominal voltage (Un) L-L | 35...690V
| 3 | Electrical Distribution (LV) | Power Meter | Energy Meter | PM5560 POWER METER W 1MOD 2ETH UPTO 63TH H 11M 4DI/2DO | 2006297 | METSEPM5560 | SCHNEIDER ELECTRIC | 60800 | https://pim-kvc.soneparsea.com:3443/PictureServer/default.aspx/schneider-METSEPM5560_Image1.jpg?A3889C9397807479A2A1C7A8BAA5959DB4AAC6729F7C84879595A17A876D609399B2B5ACB7685E9EC0AC | https://pim-kvc.soneparsea.com:3443/PictureServer/default.aspx/schneider-metsepm5560.pdf?81788B76AEAA939CBEAABDA9B7A95DA1B5B9C7AAC2A46569867582B5B69D | PM5560 POWERMETER W 1MOD2ETH UPTO 63TH H 11M 4DI/2DO 52ALARMS FLUSH MOUNT | The PowerLogic PM5000 series power meters are the new benchmark in affordable, precision metering. It is the ideal fit for high-end cost management applications, providing the measurement capabilities needed to allocate energy usage, perform tenant metering and sub-billing, pin-point energy savings, optimize equipment efficiency and utilization, and perform a high level assessment of the power quality in an electrical network. | Frequency | 45...65Hz
| 3 | Electrical Distribution (LV) | Power Meter | Energy Meter | PM5560 POWER METER W 1MOD 2ETH UPTO 63TH H 11M 4DI/2DO | 2006297 | METSEPM5560 | SCHNEIDER ELECTRIC | 60800 | https://pim-kvc.soneparsea.com:3443/PictureServer/default.aspx/schneider-METSEPM5560_Image1.jpg?A3889C9397807479A2A1C7A8BAA5959DB4AAC6729F7C84879595A17A876D609399B2B5ACB7685E9EC0AC | https://pim-kvc.soneparsea.com:3443/PictureServer/default.aspx/schneider-metsepm5560.pdf?81788B76AEAA939CBEAABDA9B7A95DA1B5B9C7AAC2A46569867582B5B69D | PM5560 POWERMETER W 1MOD2ETH UPTO 63TH H 11M 4DI/2DO 52ALARMS FLUSH MOUNT | The PowerLogic PM5000 series power meters are the new benchmark in affordable, precision metering. It is the ideal fit for high-end cost management applications, providing the measurement capabilities needed to allocate energy usage, perform tenant metering and sub-billing, pin-point energy savings, optimize equipment efficiency and utilization, and perform a high level assessment of the power quality in an electrical network. | Accuracy class | C
| 3 | Electrical Distribution (LV) | Power Meter | Energy Meter | PM5560 POWER METER W 1MOD 2ETH UPTO 63TH H 11M 4DI/2DO | 2006297 | METSEPM5560 | SCHNEIDER ELECTRIC | 60800 | https://pim-kvc.soneparsea.com:3443/PictureServer/default.aspx/schneider-METSEPM5560_Image1.jpg?A3889C9397807479A2A1C7A8BAA5959DB4AAC6729F7C84879595A17A876D609399B2B5ACB7685E9EC0AC | https://pim-kvc.soneparsea.com:3443/PictureServer/default.aspx/schneider-metsepm5560.pdf?81788B76AEAA939CBEAABDA9B7A95DA1B5B9C7AAC2A46569867582B5B69D | PM5560 POWERMETER W 1MOD2ETH UPTO 63TH H 11M 4DI/2DO 52ALARMS FLUSH MOUNT | The PowerLogic PM5000 series power meters are the new benchmark in affordable, precision metering. It is the ideal fit for high-end cost management applications, providing the measurement capabilities needed to allocate energy usage, perform tenant metering and sub-billing, pin-point energy savings, optimize equipment efficiency and utilization, and perform a high level assessment of the power quality in an electrical network. | Pole type | Four conductor
| 3 | Electrical Distribution (LV) | Power Meter | Energy Meter | PM5560 POWER METER W 1MOD 2ETH UPTO 63TH H 11M 4DI/2DO | 2006297 | METSEPM5560 | SCHNEIDER ELECTRIC | 60800 | https://pim-kvc.soneparsea.com:3443/PictureServer/default.aspx/schneider-METSEPM5560_Image1.jpg?A3889C9397807479A2A1C7A8BAA5959DB4AAC6729F7C84879595A17A876D609399B2B5ACB7685E9EC0AC | https://pim-kvc.soneparsea.com:3443/PictureServer/default.aspx/schneider-metsepm5560.pdf?81788B76AEAA939CBEAABDA9B7A95DA1B5B9C7AAC2A46569867582B5B69D | PM5560 POWERMETER W 1MOD2ETH UPTO 63TH H 11M 4DI/2DO 52ALARMS FLUSH MOUNT | The PowerLogic PM5000 series power meters are the new benchmark in affordable, precision metering. It is the ideal fit for high-end cost management applications, providing the measurement capabilities needed to allocate energy usage, perform tenant metering and sub-billing, pin-point energy savings, optimize equipment efficiency and utilization, and perform a high level assessment of the power quality in an electrical network. | Model | Measurement transformer
| 3 | Electrical Distribution (LV) | Power Meter | Energy Meter | PM5560 POWER METER W 1MOD 2ETH UPTO 63TH H 11M 4DI/2DO | 2006297 | METSEPM5560 | SCHNEIDER ELECTRIC | 60800 | https://pim-kvc.soneparsea.com:3443/PictureServer/default.aspx/schneider-METSEPM5560_Image1.jpg?A3889C9397807479A2A1C7A8BAA5959DB4AAC6729F7C84879595A17A876D609399B2B5ACB7685E9EC0AC | https://pim-kvc.soneparsea.com:3443/PictureServer/default.aspx/schneider-metsepm5560.pdf?81788B76AEAA939CBEAABDA9B7A95DA1B5B9C7AAC2A46569867582B5B69D | PM5560 POWERMETER W 1MOD2ETH UPTO 63TH H 11M 4DI/2DO 52ALARMS FLUSH MOUNT | The PowerLogic PM5000 series power meters are the new benchmark in affordable, precision metering. It is the ideal fit for high-end cost management applications, providing the measurement capabilities needed to allocate energy usage, perform tenant metering and sub-billing, pin-point energy savings, optimize equipment efficiency and utilization, and perform a high level assessment of the power quality in an electrical network. | Energy type | Effective power and blind power
| 3 | Electrical Distribution (LV) | Power Meter | Energy Meter | PM5560 POWER METER W 1MOD 2ETH UPTO 63TH H 11M 4DI/2DO | 2006297 | METSEPM5560 | SCHNEIDER ELECTRIC | 60800 | https://pim-kvc.soneparsea.com:3443/PictureServer/default.aspx/schneider-METSEPM5560_Image1.jpg?A3889C9397807479A2A1C7A8BAA5959DB4AAC6729F7C84879595A17A876D609399B2B5ACB7685E9EC0AC | https://pim-kvc.soneparsea.com:3443/PictureServer/default.aspx/schneider-metsepm5560.pdf?81788B76AEAA939CBEAABDA9B7A95DA1B5B9C7AAC2A46569867582B5B69D | PM5560 POWERMETER W 1MOD2ETH UPTO 63TH H 11M 4DI/2DO 52ALARMS FLUSH MOUNT | The PowerLogic PM5000 series power meters are the new benchmark in affordable, precision metering. It is the ideal fit for high-end cost management applications, providing the measurement capabilities needed to allocate energy usage, perform tenant metering and sub-billing, pin-point energy savings, optimize equipment efficiency and utilization, and perform a high level assessment of the power quality in an electrical network. | Suitable for | Purchase
| 3 | Electrical Distribution (LV) | Power Meter | Energy Meter | PM5560 POWER METER W 1MOD 2ETH UPTO 63TH H 11M 4DI/2DO | 2006297 | METSEPM5560 | SCHNEIDER ELECTRIC | 60800 | https://pim-kvc.soneparsea.com:3443/PictureServer/default.aspx/schneider-METSEPM5560_Image1.jpg?A3889C9397807479A2A1C7A8BAA5959DB4AAC6729F7C84879595A17A876D609399B2B5ACB7685E9EC0AC | https://pim-kvc.soneparsea.com:3443/PictureServer/default.aspx/schneider-metsepm5560.pdf?81788B76AEAA939CBEAABDA9B7A95DA1B5B9C7AAC2A46569867582B5B69D | PM5560 POWERMETER W 1MOD2ETH UPTO 63TH H 11M 4DI/2DO 52ALARMS FLUSH MOUNT | The PowerLogic PM5000 series power meters are the new benchmark in affordable, precision metering. It is the ideal fit for high-end cost management applications, providing the measurement capabilities needed to allocate energy usage, perform tenant metering and sub-billing, pin-point energy savings, optimize equipment efficiency and utilization, and perform a high level assessment of the power quality in an electrical network. | Tariff type | Multi-tariff
| 3 | Electrical Distribution (LV) | Power Meter | Energy Meter | PM5560 POWER METER W 1MOD 2ETH UPTO 63TH H 11M 4DI/2DO | 2006297 | METSEPM5560 | SCHNEIDER ELECTRIC | 60800 | https://pim-kvc.soneparsea.com:3443/PictureServer/default.aspx/schneider-METSEPM5560_Image1.jpg?A3889C9397807479A2A1C7A8BAA5959DB4AAC6729F7C84879595A17A876D609399B2B5ACB7685E9EC0AC | https://pim-kvc.soneparsea.com:3443/PictureServer/default.aspx/schneider-metsepm5560.pdf?81788B76AEAA939CBEAABDA9B7A95DA1B5B9C7AAC2A46569867582B5B69D | PM5560 POWERMETER W 1MOD2ETH UPTO 63TH H 11M 4DI/2DO 52ALARMS FLUSH MOUNT | The PowerLogic PM5000 series power meters are the new benchmark in affordable, precision metering. It is the ideal fit for high-end cost management applications, providing the measurement capabilities needed to allocate energy usage, perform tenant metering and sub-billing, pin-point energy savings, optimize equipment efficiency and utilization, and perform a high level assessment of the power quality in an electrical network. | Tariff control | External
| 3 | Electrical Distribution (LV) | Power Meter | Energy Meter | PM5560 POWER METER W 1MOD 2ETH UPTO 63TH H 11M 4DI/2DO | 2006297 | METSEPM5560 | SCHNEIDER ELECTRIC | 60800 | https://pim-kvc.soneparsea.com:3443/PictureServer/default.aspx/schneider-METSEPM5560_Image1.jpg?A3889C9397807479A2A1C7A8BAA5959DB4AAC6729F7C84879595A17A876D609399B2B5ACB7685E9EC0AC | https://pim-kvc.soneparsea.com:3443/PictureServer/default.aspx/schneider-metsepm5560.pdf?81788B76AEAA939CBEAABDA9B7A95DA1B5B9C7AAC2A46569867582B5B69D | PM5560 POWERMETER W 1MOD2ETH UPTO 63TH H 11M 4DI/2DO 52ALARMS FLUSH MOUNT | The PowerLogic PM5000 series power meters are the new benchmark in affordable, precision metering. It is the ideal fit for high-end cost management applications, providing the measurement capabilities needed to allocate energy usage, perform tenant metering and sub-billing, pin-point energy savings, optimize equipment efficiency and utilization, and perform a high level assessment of the power quality in an electrical network. | Measurement type load profile | yes
| 3 | Electrical Distribution (LV) | Power Meter | Energy Meter | PM5560 POWER METER W 1MOD 2ETH UPTO 63TH H 11M 4DI/2DO | 2006297 | METSEPM5560 | SCHNEIDER ELECTRIC | 60800 | https://pim-kvc.soneparsea.com:3443/PictureServer/default.aspx/schneider-METSEPM5560_Image1.jpg?A3889C9397807479A2A1C7A8BAA5959DB4AAC6729F7C84879595A17A876D609399B2B5ACB7685E9EC0AC | https://pim-kvc.soneparsea.com:3443/PictureServer/default.aspx/schneider-metsepm5560.pdf?81788B76AEAA939CBEAABDA9B7A95DA1B5B9C7AAC2A46569867582B5B69D | PM5560 POWERMETER W 1MOD2ETH UPTO 63TH H 11M 4DI/2DO 52ALARMS FLUSH MOUNT | The PowerLogic PM5000 series power meters are the new benchmark in affordable, precision metering. It is the ideal fit for high-end cost management applications, providing the measurement capabilities needed to allocate energy usage, perform tenant metering and sub-billing, pin-point energy savings, optimize equipment efficiency and utilization, and perform a high level assessment of the power quality in an electrical network. | Calibrated | yes
| 3 | Electrical Distribution (LV) | Power Meter | Energy Meter | PM5560 POWER METER W 1MOD 2ETH UPTO 63TH H 11M 4DI/2DO | 2006297 | METSEPM5560 | SCHNEIDER ELECTRIC | 60800 | https://pim-kvc.soneparsea.com:3443/PictureServer/default.aspx/schneider-METSEPM5560_Image1.jpg?A3889C9397807479A2A1C7A8BAA5959DB4AAC6729F7C84879595A17A876D609399B2B5ACB7685E9EC0AC | https://pim-kvc.soneparsea.com:3443/PictureServer/default.aspx/schneider-metsepm5560.pdf?81788B76AEAA939CBEAABDA9B7A95DA1B5B9C7AAC2A46569867582B5B69D | PM5560 POWERMETER W 1MOD2ETH UPTO 63TH H 11M 4DI/2DO 52ALARMS FLUSH MOUNT | The PowerLogic PM5000 series power meters are the new benchmark in affordable, precision metering. It is the ideal fit for high-end cost management applications, providing the measurement capabilities needed to allocate energy usage, perform tenant metering and sub-billing, pin-point energy savings, optimize equipment efficiency and utilization, and perform a high level assessment of the power quality in an electrical network. | Pulse output | Optic
| 3 | Electrical Distribution (LV) | Power Meter | Energy Meter | PM5560 POWER METER W 1MOD 2ETH UPTO 63TH H 11M 4DI/2DO | 2006297 | METSEPM5560 | SCHNEIDER ELECTRIC | 60800 | https://pim-kvc.soneparsea.com:3443/PictureServer/default.aspx/schneider-METSEPM5560_Image1.jpg?A3889C9397807479A2A1C7A8BAA5959DB4AAC6729F7C84879595A17A876D609399B2B5ACB7685E9EC0AC | https://pim-kvc.soneparsea.com:3443/PictureServer/default.aspx/schneider-metsepm5560.pdf?81788B76AEAA939CBEAABDA9B7A95DA1B5B9C7AAC2A46569867582B5B69D | PM5560 POWERMETER W 1MOD2ETH UPTO 63TH H 11M 4DI/2DO 52ALARMS FLUSH MOUNT | The PowerLogic PM5000 series power meters are the new benchmark in affordable, precision metering. It is the ideal fit for high-end cost management applications, providing the measurement capabilities needed to allocate energy usage, perform tenant metering and sub-billing, pin-point energy savings, optimize equipment efficiency and utilization, and perform a high level assessment of the power quality in an electrical network. | Pulse type | S0
| 3 | Electrical Distribution (LV) | Power Meter | Energy Meter | PM5560 POWER METER W 1MOD 2ETH UPTO 63TH H 11M 4DI/2DO | 2006297 | METSEPM5560 | SCHNEIDER ELECTRIC | 60800 | https://pim-kvc.soneparsea.com:3443/PictureServer/default.aspx/schneider-METSEPM5560_Image1.jpg?A3889C9397807479A2A1C7A8BAA5959DB4AAC6729F7C84879595A17A876D609399B2B5ACB7685E9EC0AC | https://pim-kvc.soneparsea.com:3443/PictureServer/default.aspx/schneider-metsepm5560.pdf?81788B76AEAA939CBEAABDA9B7A95DA1B5B9C7AAC2A46569867582B5B69D | PM5560 POWERMETER W 1MOD2ETH UPTO 63TH H 11M 4DI/2DO 52ALARMS FLUSH MOUNT | The PowerLogic PM5000 series power meters are the new benchmark in affordable, precision metering. It is the ideal fit for high-end cost management applications, providing the measurement capabilities needed to allocate energy usage, perform tenant metering and sub-billing, pin-point energy savings, optimize equipment efficiency and utilization, and perform a high level assessment of the power quality in an electrical network. | Pulse rate | 1...9999999Imp/kWh (kvarh)
| 3 | Electrical Distribution (LV) | Power Meter | Energy Meter | PM5560 POWER METER W 1MOD 2ETH UPTO 63TH H 11M 4DI/2DO | 2006297 | METSEPM5560 | SCHNEIDER ELECTRIC | 60800 | https://pim-kvc.soneparsea.com:3443/PictureServer/default.aspx/schneider-METSEPM5560_Image1.jpg?A3889C9397807479A2A1C7A8BAA5959DB4AAC6729F7C84879595A17A876D609399B2B5ACB7685E9EC0AC | https://pim-kvc.soneparsea.com:3443/PictureServer/default.aspx/schneider-metsepm5560.pdf?81788B76AEAA939CBEAABDA9B7A95DA1B5B9C7AAC2A46569867582B5B69D | PM5560 POWERMETER W 1MOD2ETH UPTO 63TH H 11M 4DI/2DO 52ALARMS FLUSH MOUNT | The PowerLogic PM5000 series power meters are the new benchmark in affordable, precision metering. It is the ideal fit for high-end cost management applications, providing the measurement capabilities needed to allocate energy usage, perform tenant metering and sub-billing, pin-point energy savings, optimize equipment efficiency and utilization, and perform a high level assessment of the power quality in an electrical network. | Type of indication | Digital
| 3 | Electrical Distribution (LV) | Power Meter | Energy Meter | PM5560 POWER METER W 1MOD 2ETH UPTO 63TH H 11M 4DI/2DO | 2006297 | METSEPM5560 | SCHNEIDER ELECTRIC | 60800 | https://pim-kvc.soneparsea.com:3443/PictureServer/default.aspx/schneider-METSEPM5560_Image1.jpg?A3889C9397807479A2A1C7A8BAA5959DB4AAC6729F7C84879595A17A876D609399B2B5ACB7685E9EC0AC | https://pim-kvc.soneparsea.com:3443/PictureServer/default.aspx/schneider-metsepm5560.pdf?81788B76AEAA939CBEAABDA9B7A95DA1B5B9C7AAC2A46569867582B5B69D | PM5560 POWERMETER W 1MOD2ETH UPTO 63TH H 11M 4DI/2DO 52ALARMS FLUSH MOUNT | The PowerLogic PM5000 series power meters are the new benchmark in affordable, precision metering. It is the ideal fit for high-end cost management applications, providing the measurement capabilities needed to allocate energy usage, perform tenant metering and sub-billing, pin-point energy savings, optimize equipment efficiency and utilization, and perform a high level assessment of the power quality in an electrical network. | Mounting method | Plug-in technique
| 3 | Electrical Distribution (LV) | Power Meter | Energy Meter | PM5560 POWER METER W 1MOD 2ETH UPTO 63TH H 11M 4DI/2DO | 2006297 | METSEPM5560 | SCHNEIDER ELECTRIC | 60800 | https://pim-kvc.soneparsea.com:3443/PictureServer/default.aspx/schneider-METSEPM5560_Image1.jpg?A3889C9397807479A2A1C7A8BAA5959DB4AAC6729F7C84879595A17A876D609399B2B5ACB7685E9EC0AC | https://pim-kvc.soneparsea.com:3443/PictureServer/default.aspx/schneider-metsepm5560.pdf?81788B76AEAA939CBEAABDA9B7A95DA1B5B9C7AAC2A46569867582B5B69D | PM5560 POWERMETER W 1MOD2ETH UPTO 63TH H 11M 4DI/2DO 52ALARMS FLUSH MOUNT | The PowerLogic PM5000 series power meters are the new benchmark in affordable, precision metering. It is the ideal fit for high-end cost management applications, providing the measurement capabilities needed to allocate energy usage, perform tenant metering and sub-billing, pin-point energy savings, optimize equipment efficiency and utilization, and perform a high level assessment of the power quality in an electrical network. | Type of meter | Electronic
| 3 | Electrical Distribution (LV) | Power Meter | Energy Meter | PM5560 POWER METER W 1MOD 2ETH UPTO 63TH H 11M 4DI/2DO | 2006297 | METSEPM5560 | SCHNEIDER ELECTRIC | 60800 | https://pim-kvc.soneparsea.com:3443/PictureServer/default.aspx/schneider-METSEPM5560_Image1.jpg?A3889C9397807479A2A1C7A8BAA5959DB4AAC6729F7C84879595A17A876D609399B2B5ACB7685E9EC0AC | https://pim-kvc.soneparsea.com:3443/PictureServer/default.aspx/schneider-metsepm5560.pdf?81788B76AEAA939CBEAABDA9B7A95DA1B5B9C7AAC2A46569867582B5B69D | PM5560 POWERMETER W 1MOD2ETH UPTO 63TH H 11M 4DI/2DO 52ALARMS FLUSH MOUNT | The PowerLogic PM5000 series power meters are the new benchmark in affordable, precision metering. It is the ideal fit for high-end cost management applications, providing the measurement capabilities needed to allocate energy usage, perform tenant metering and sub-billing, pin-point energy savings, optimize equipment efficiency and utilization, and perform a high level assessment of the power quality in an electrical network. | Nominal current (In) | 10A
| 3 | Electrical Distribution (LV) | Power Meter | Energy Meter | PM5560 POWER METER W 1MOD 2ETH UPTO 63TH H 11M 4DI/2DO | 2006297 | METSEPM5560 | SCHNEIDER ELECTRIC | 60800 | https://pim-kvc.soneparsea.com:3443/PictureServer/default.aspx/schneider-METSEPM5560_Image1.jpg?A3889C9397807479A2A1C7A8BAA5959DB4AAC6729F7C84879595A17A876D609399B2B5ACB7685E9EC0AC | https://pim-kvc.soneparsea.com:3443/PictureServer/default.aspx/schneider-metsepm5560.pdf?81788B76AEAA939CBEAABDA9B7A95DA1B5B9C7AAC2A46569867582B5B69D | PM5560 POWERMETER W 1MOD2ETH UPTO 63TH H 11M 4DI/2DO 52ALARMS FLUSH MOUNT | The PowerLogic PM5000 series power meters are the new benchmark in affordable, precision metering. It is the ideal fit for high-end cost management applications, providing the measurement capabilities needed to allocate energy usage, perform tenant metering and sub-billing, pin-point energy savings, optimize equipment efficiency and utilization, and perform a high level assessment of the power quality in an electrical network. | Max. current (Imax) | 20A
| 3 | Electrical Distribution (LV) | Power Meter | Energy Meter | PM5560 POWER METER W 1MOD 2ETH UPTO 63TH H 11M 4DI/2DO | 2006297 | METSEPM5560 | SCHNEIDER ELECTRIC | 60800 | https://pim-kvc.soneparsea.com:3443/PictureServer/default.aspx/schneider-METSEPM5560_Image1.jpg?A3889C9397807479A2A1C7A8BAA5959DB4AAC6729F7C84879595A17A876D609399B2B5ACB7685E9EC0AC | https://pim-kvc.soneparsea.com:3443/PictureServer/default.aspx/schneider-metsepm5560.pdf?81788B76AEAA939CBEAABDA9B7A95DA1B5B9C7AAC2A46569867582B5B69D | PM5560 POWERMETER W 1MOD2ETH UPTO 63TH H 11M 4DI/2DO 52ALARMS FLUSH MOUNT | The PowerLogic PM5000 series power meters are the new benchmark in affordable, precision metering. It is the ideal fit for high-end cost management applications, providing the measurement capabilities needed to allocate energy usage, perform tenant metering and sub-billing, pin-point energy savings, optimize equipment efficiency and utilization, and perform a high level assessment of the power quality in an electrical network. | Nominal voltage (Un) N-L | 20...400V
| 3 | Electrical Distribution (LV) | Power Meter | Energy Meter | PM5560 POWER METER W 1MOD 2ETH UPTO 63TH H 11M 4DI/2DO | 2006297 | METSEPM5560 | SCHNEIDER ELECTRIC | 60800 | https://pim-kvc.soneparsea.com:3443/PictureServer/default.aspx/schneider-METSEPM5560_Image1.jpg?A3889C9397807479A2A1C7A8BAA5959DB4AAC6729F7C84879595A17A876D609399B2B5ACB7685E9EC0AC | https://pim-kvc.soneparsea.com:3443/PictureServer/default.aspx/schneider-metsepm5560.pdf?81788B76AEAA939CBEAABDA9B7A95DA1B5B9C7AAC2A46569867582B5B69D | PM5560 POWERMETER W 1MOD2ETH UPTO 63TH H 11M 4DI/2DO 52ALARMS FLUSH MOUNT | The PowerLogic PM5000 series power meters are the new benchmark in affordable, precision metering. It is the ideal fit for high-end cost management applications, providing the measurement capabilities needed to allocate energy usage, perform tenant metering and sub-billing, pin-point energy savings, optimize equipment efficiency and utilization, and perform a high level assessment of the power quality in an electrical network. | Nominal voltage (Un) L-L | 35...690V
| 3 | Electrical Distribution (LV) | Power Meter | Energy Meter | PM5560 POWER METER W 1MOD 2ETH UPTO 63TH H 11M 4DI/2DO | 2006297 | METSEPM5560 | SCHNEIDER ELECTRIC | 60800 | https://pim-kvc.soneparsea.com:3443/PictureServer/default.aspx/schneider-METSEPM5560_Image1.jpg?A3889C9397807479A2A1C7A8BAA5959DB4AAC6729F7C84879595A17A876D609399B2B5ACB7685E9EC0AC | https://pim-kvc.soneparsea.com:3443/PictureServer/default.aspx/schneider-metsepm5560.pdf?81788B76AEAA939CBEAABDA9B7A95DA1B5B9C7AAC2A46569867582B5B69D | PM5560 POWERMETER W 1MOD2ETH UPTO 63TH H 11M 4DI/2DO 52ALARMS FLUSH MOUNT | The PowerLogic PM5000 series power meters are the new benchmark in affordable, precision metering. It is the ideal fit for high-end cost management applications, providing the measurement capabilities needed to allocate energy usage, perform tenant metering and sub-billing, pin-point energy savings, optimize equipment efficiency and utilization, and perform a high level assessment of the power quality in an electrical network. | Frequency | 45...65Hz
| 3 | Electrical Distribution (LV) | Power Meter | Energy Meter | PM5560 POWER METER W 1MOD 2ETH UPTO 63TH H 11M 4DI/2DO | 2006297 | METSEPM5560 | SCHNEIDER ELECTRIC | 60800 | https://pim-kvc.soneparsea.com:3443/PictureServer/default.aspx/schneider-METSEPM5560_Image1.jpg?A3889C9397807479A2A1C7A8BAA5959DB4AAC6729F7C84879595A17A876D609399B2B5ACB7685E9EC0AC | https://pim-kvc.soneparsea.com:3443/PictureServer/default.aspx/schneider-metsepm5560.pdf?81788B76AEAA939CBEAABDA9B7A95DA1B5B9C7AAC2A46569867582B5B69D | PM5560 POWERMETER W 1MOD2ETH UPTO 63TH H 11M 4DI/2DO 52ALARMS FLUSH MOUNT | The PowerLogic PM5000 series power meters are the new benchmark in affordable, precision metering. It is the ideal fit for high-end cost management applications, providing the measurement capabilities needed to allocate energy usage, perform tenant metering and sub-billing, pin-point energy savings, optimize equipment efficiency and utilization, and perform a high level assessment of the power quality in an electrical network. | Accuracy class | C
| 3 | Electrical Distribution (LV) | Power Meter | Energy Meter | PM5560 POWER METER W 1MOD 2ETH UPTO 63TH H 11M 4DI/2DO | 2006297 | METSEPM5560 | SCHNEIDER ELECTRIC | 60800 | https://pim-kvc.soneparsea.com:3443/PictureServer/default.aspx/schneider-METSEPM5560_Image1.jpg?A3889C9397807479A2A1C7A8BAA5959DB4AAC6729F7C84879595A17A876D609399B2B5ACB7685E9EC0AC | https://pim-kvc.soneparsea.com:3443/PictureServer/default.aspx/schneider-metsepm5560.pdf?81788B76AEAA939CBEAABDA9B7A95DA1B5B9C7AAC2A46569867582B5B69D | PM5560 POWERMETER W 1MOD2ETH UPTO 63TH H 11M 4DI/2DO 52ALARMS FLUSH MOUNT | The PowerLogic PM5000 series power meters are the new benchmark in affordable, precision metering. It is the ideal fit for high-end cost management applications, providing the measurement capabilities needed to allocate energy usage, perform tenant metering and sub-billing, pin-point energy savings, optimize equipment efficiency and utilization, and perform a high level assessment of the power quality in an electrical network. | Pole type | Four conductor
| 3 | Electrical Distribution (LV) | Power Meter | Energy Meter | PM5560 POWER METER W 1MOD 2ETH UPTO 63TH H 11M 4DI/2DO | 2006297 | METSEPM5560 | SCHNEIDER ELECTRIC | 60800 | https://pim-kvc.soneparsea.com:3443/PictureServer/default.aspx/schneider-METSEPM5560_Image1.jpg?A3889C9397807479A2A1C7A8BAA5959DB4AAC6729F7C84879595A17A876D609399B2B5ACB7685E9EC0AC | https://pim-kvc.soneparsea.com:3443/PictureServer/default.aspx/schneider-metsepm5560.pdf?81788B76AEAA939CBEAABDA9B7A95DA1B5B9C7AAC2A46569867582B5B69D | PM5560 POWERMETER W 1MOD2ETH UPTO 63TH H 11M 4DI/2DO 52ALARMS FLUSH MOUNT | The PowerLogic PM5000 series power meters are the new benchmark in affordable, precision metering. It is the ideal fit for high-end cost management applications, providing the measurement capabilities needed to allocate energy usage, perform tenant metering and sub-billing, pin-point energy savings, optimize equipment efficiency and utilization, and perform a high level assessment of the power quality in an electrical network. | Model | Measurement transformer
| 3 | Electrical Distribution (LV) | Power Meter | Energy Meter | PM5560 POWER METER W 1MOD 2ETH UPTO 63TH H 11M 4DI/2DO | 2006297 | METSEPM5560 | SCHNEIDER ELECTRIC | 60800 | https://pim-kvc.soneparsea.com:3443/PictureServer/default.aspx/schneider-METSEPM5560_Image1.jpg?A3889C9397807479A2A1C7A8BAA5959DB4AAC6729F7C84879595A17A876D609399B2B5ACB7685E9EC0AC | https://pim-kvc.soneparsea.com:3443/PictureServer/default.aspx/schneider-metsepm5560.pdf?81788B76AEAA939CBEAABDA9B7A95DA1B5B9C7AAC2A46569867582B5B69D | PM5560 POWERMETER W 1MOD2ETH UPTO 63TH H 11M 4DI/2DO 52ALARMS FLUSH MOUNT | The PowerLogic PM5000 series power meters are the new benchmark in affordable, precision metering. It is the ideal fit for high-end cost management applications, providing the measurement capabilities needed to allocate energy usage, perform tenant metering and sub-billing, pin-point energy savings, optimize equipment efficiency and utilization, and perform a high level assessment of the power quality in an electrical network. | Energy type | Effective power and blind power
| 3 | Electrical Distribution (LV) | Power Meter | Energy Meter | PM5560 POWER METER W 1MOD 2ETH UPTO 63TH H 11M 4DI/2DO | 2006297 | METSEPM5560 | SCHNEIDER ELECTRIC | 60800 | https://pim-kvc.soneparsea.com:3443/PictureServer/default.aspx/schneider-METSEPM5560_Image1.jpg?A3889C9397807479A2A1C7A8BAA5959DB4AAC6729F7C84879595A17A876D609399B2B5ACB7685E9EC0AC | https://pim-kvc.soneparsea.com:3443/PictureServer/default.aspx/schneider-metsepm5560.pdf?81788B76AEAA939CBEAABDA9B7A95DA1B5B9C7AAC2A46569867582B5B69D | PM5560 POWERMETER W 1MOD2ETH UPTO 63TH H 11M 4DI/2DO 52ALARMS FLUSH MOUNT | The PowerLogic PM5000 series power meters are the new benchmark in affordable, precision metering. It is the ideal fit for high-end cost management applications, providing the measurement capabilities needed to allocate energy usage, perform tenant metering and sub-billing, pin-point energy savings, optimize equipment efficiency and utilization, and perform a high level assessment of the power quality in an electrical network. | Suitable for | Purchase
| 3 | Electrical Distribution (LV) | Power Meter | Energy Meter | PM5560 POWER METER W 1MOD 2ETH UPTO 63TH H 11M 4DI/2DO | 2006297 | METSEPM5560 | SCHNEIDER ELECTRIC | 60800 | https://pim-kvc.soneparsea.com:3443/PictureServer/default.aspx/schneider-METSEPM5560_Image1.jpg?A3889C9397807479A2A1C7A8BAA5959DB4AAC6729F7C84879595A17A876D609399B2B5ACB7685E9EC0AC | https://pim-kvc.soneparsea.com:3443/PictureServer/default.aspx/schneider-metsepm5560.pdf?81788B76AEAA939CBEAABDA9B7A95DA1B5B9C7AAC2A46569867582B5B69D | PM5560 POWERMETER W 1MOD2ETH UPTO 63TH H 11M 4DI/2DO 52ALARMS FLUSH MOUNT | The PowerLogic PM5000 series power meters are the new benchmark in affordable, precision metering. It is the ideal fit for high-end cost management applications, providing the measurement capabilities needed to allocate energy usage, perform tenant metering and sub-billing, pin-point energy savings, optimize equipment efficiency and utilization, and perform a high level assessment of the power quality in an electrical network. | Tariff type | Multi-tariff
| 3 | Electrical Distribution (LV) | Power Meter | Energy Meter | PM5560 POWER METER W 1MOD 2ETH UPTO 63TH H 11M 4DI/2DO | 2006297 | METSEPM5560 | SCHNEIDER ELECTRIC | 60800 | https://pim-kvc.soneparsea.com:3443/PictureServer/default.aspx/schneider-METSEPM5560_Image1.jpg?A3889C9397807479A2A1C7A8BAA5959DB4AAC6729F7C84879595A17A876D609399B2B5ACB7685E9EC0AC | https://pim-kvc.soneparsea.com:3443/PictureServer/default.aspx/schneider-metsepm5560.pdf?81788B76AEAA939CBEAABDA9B7A95DA1B5B9C7AAC2A46569867582B5B69D | PM5560 POWERMETER W 1MOD2ETH UPTO 63TH H 11M 4DI/2DO 52ALARMS FLUSH MOUNT | The PowerLogic PM5000 series power meters are the new benchmark in affordable, precision metering. It is the ideal fit for high-end cost management applications, providing the measurement capabilities needed to allocate energy usage, perform tenant metering and sub-billing, pin-point energy savings, optimize equipment efficiency and utilization, and perform a high level assessment of the power quality in an electrical network. | Tariff control | External
| 3 | Electrical Distribution (LV) | Power Meter | Energy Meter | PM5560 POWER METER W 1MOD 2ETH UPTO 63TH H 11M 4DI/2DO | 2006297 | METSEPM5560 | SCHNEIDER ELECTRIC | 60800 | https://pim-kvc.soneparsea.com:3443/PictureServer/default.aspx/schneider-METSEPM5560_Image1.jpg?A3889C9397807479A2A1C7A8BAA5959DB4AAC6729F7C84879595A17A876D609399B2B5ACB7685E9EC0AC | https://pim-kvc.soneparsea.com:3443/PictureServer/default.aspx/schneider-metsepm5560.pdf?81788B76AEAA939CBEAABDA9B7A95DA1B5B9C7AAC2A46569867582B5B69D | PM5560 POWERMETER W 1MOD2ETH UPTO 63TH H 11M 4DI/2DO 52ALARMS FLUSH MOUNT | The PowerLogic PM5000 series power meters are the new benchmark in affordable, precision metering. It is the ideal fit for high-end cost management applications, providing the measurement capabilities needed to allocate energy usage, perform tenant metering and sub-billing, pin-point energy savings, optimize equipment efficiency and utilization, and perform a high level assessment of the power quality in an electrical network. | Measurement type load profile | yes
| 3 | Electrical Distribution (LV) | Power Meter | Energy Meter | PM5560 POWER METER W 1MOD 2ETH UPTO 63TH H 11M 4DI/2DO | 2006297 | METSEPM5560 | SCHNEIDER ELECTRIC | 60800 | https://pim-kvc.soneparsea.com:3443/PictureServer/default.aspx/schneider-METSEPM5560_Image1.jpg?A3889C9397807479A2A1C7A8BAA5959DB4AAC6729F7C84879595A17A876D609399B2B5ACB7685E9EC0AC | https://pim-kvc.soneparsea.com:3443/PictureServer/default.aspx/schneider-metsepm5560.pdf?81788B76AEAA939CBEAABDA9B7A95DA1B5B9C7AAC2A46569867582B5B69D | PM5560 POWERMETER W 1MOD2ETH UPTO 63TH H 11M 4DI/2DO 52ALARMS FLUSH MOUNT | The PowerLogic PM5000 series power meters are the new benchmark in affordable, precision metering. It is the ideal fit for high-end cost management applications, providing the measurement capabilities needed to allocate energy usage, perform tenant metering and sub-billing, pin-point energy savings, optimize equipment efficiency and utilization, and perform a high level assessment of the power quality in an electrical network. | Calibrated | yes
| 3 | Electrical Distribution (LV) | Power Meter | Energy Meter | PM5560 POWER METER W 1MOD 2ETH UPTO 63TH H 11M 4DI/2DO | 2006297 | METSEPM5560 | SCHNEIDER ELECTRIC | 60800 | https://pim-kvc.soneparsea.com:3443/PictureServer/default.aspx/schneider-METSEPM5560_Image1.jpg?A3889C9397807479A2A1C7A8BAA5959DB4AAC6729F7C84879595A17A876D609399B2B5ACB7685E9EC0AC | https://pim-kvc.soneparsea.com:3443/PictureServer/default.aspx/schneider-metsepm5560.pdf?81788B76AEAA939CBEAABDA9B7A95DA1B5B9C7AAC2A46569867582B5B69D | PM5560 POWERMETER W 1MOD2ETH UPTO 63TH H 11M 4DI/2DO 52ALARMS FLUSH MOUNT | The PowerLogic PM5000 series power meters are the new benchmark in affordable, precision metering. It is the ideal fit for high-end cost management applications, providing the measurement capabilities needed to allocate energy usage, perform tenant metering and sub-billing, pin-point energy savings, optimize equipment efficiency and utilization, and perform a high level assessment of the power quality in an electrical network. | Pulse output | Optic
| 3 | Electrical Distribution (LV) | Power Meter | Energy Meter | PM5560 POWER METER W 1MOD 2ETH UPTO 63TH H 11M 4DI/2DO | 2006297 | METSEPM5560 | SCHNEIDER ELECTRIC | 60800 | https://pim-kvc.soneparsea.com:3443/PictureServer/default.aspx/schneider-METSEPM5560_Image1.jpg?A3889C9397807479A2A1C7A8BAA5959DB4AAC6729F7C84879595A17A876D609399B2B5ACB7685E9EC0AC | https://pim-kvc.soneparsea.com:3443/PictureServer/default.aspx/schneider-metsepm5560.pdf?81788B76AEAA939CBEAABDA9B7A95DA1B5B9C7AAC2A46569867582B5B69D | PM5560 POWERMETER W 1MOD2ETH UPTO 63TH H 11M 4DI/2DO 52ALARMS FLUSH MOUNT | The PowerLogic PM5000 series power meters are the new benchmark in affordable, precision metering. It is the ideal fit for high-end cost management applications, providing the measurement capabilities needed to allocate energy usage, perform tenant metering and sub-billing, pin-point energy savings, optimize equipment efficiency and utilization, and perform a high level assessment of the power quality in an electrical network. | Pulse type | S0
| 3 | Electrical Distribution (LV) | Power Meter | Energy Meter | PM5560 POWER METER W 1MOD 2ETH UPTO 63TH H 11M 4DI/2DO | 2006297 | METSEPM5560 | SCHNEIDER ELECTRIC | 60800 | https://pim-kvc.soneparsea.com:3443/PictureServer/default.aspx/schneider-METSEPM5560_Image1.jpg?A3889C9397807479A2A1C7A8BAA5959DB4AAC6729F7C84879595A17A876D609399B2B5ACB7685E9EC0AC | https://pim-kvc.soneparsea.com:3443/PictureServer/default.aspx/schneider-metsepm5560.pdf?81788B76AEAA939CBEAABDA9B7A95DA1B5B9C7AAC2A46569867582B5B69D | PM5560 POWERMETER W 1MOD2ETH UPTO 63TH H 11M 4DI/2DO 52ALARMS FLUSH MOUNT | The PowerLogic PM5000 series power meters are the new benchmark in affordable, precision metering. It is the ideal fit for high-end cost management applications, providing the measurement capabilities needed to allocate energy usage, perform tenant metering and sub-billing, pin-point energy savings, optimize equipment efficiency and utilization, and perform a high level assessment of the power quality in an electrical network. | Pulse rate | 1...9999999Imp/kWh (kvarh)
| 3 | Electrical Distribution (LV) | Power Meter | Energy Meter | PM5560 POWER METER W 1MOD 2ETH UPTO 63TH H 11M 4DI/2DO | 2006297 | METSEPM5560 | SCHNEIDER ELECTRIC | 60800 | https://pim-kvc.soneparsea.com:3443/PictureServer/default.aspx/schneider-METSEPM5560_Image1.jpg?A3889C9397807479A2A1C7A8BAA5959DB4AAC6729F7C84879595A17A876D609399B2B5ACB7685E9EC0AC | https://pim-kvc.soneparsea.com:3443/PictureServer/default.aspx/schneider-metsepm5560.pdf?81788B76AEAA939CBEAABDA9B7A95DA1B5B9C7AAC2A46569867582B5B69D | PM5560 POWERMETER W 1MOD2ETH UPTO 63TH H 11M 4DI/2DO 52ALARMS FLUSH MOUNT | The PowerLogic PM5000 series power meters are the new benchmark in affordable, precision metering. It is the ideal fit for high-end cost management applications, providing the measurement capabilities needed to allocate energy usage, perform tenant metering and sub-billing, pin-point energy savings, optimize equipment efficiency and utilization, and perform a high level assessment of the power quality in an electrical network. | Type of indication | Digital
| 3 | Electrical Distribution (LV) | Power Meter | Energy Meter | PM5560 POWER METER W 1MOD 2ETH UPTO 63TH H 11M 4DI/2DO | 2006297 | METSEPM5560 | SCHNEIDER ELECTRIC | 60800 | https://pim-kvc.soneparsea.com:3443/PictureServer/default.aspx/schneider-METSEPM5560_Image1.jpg?A3889C9397807479A2A1C7A8BAA5959DB4AAC6729F7C84879595A17A876D609399B2B5ACB7685E9EC0AC | https://pim-kvc.soneparsea.com:3443/PictureServer/default.aspx/schneider-metsepm5560.pdf?81788B76AEAA939CBEAABDA9B7A95DA1B5B9C7AAC2A46569867582B5B69D | PM5560 POWERMETER W 1MOD2ETH UPTO 63TH H 11M 4DI/2DO 52ALARMS FLUSH MOUNT | The PowerLogic PM5000 series power meters are the new benchmark in affordable, precision metering. It is the ideal fit for high-end cost management applications, providing the measurement capabilities needed to allocate energy usage, perform tenant metering and sub-billing, pin-point energy savings, optimize equipment efficiency and utilization, and perform a high level assessment of the power quality in an electrical network. | Mounting method | Plug-in technique
| 3 | Electrical Distribution (LV) | Power Meter | Energy Meter | PM5560 POWER METER W 1MOD 2ETH UPTO 63TH H 11M 4DI/2DO | 2006297 | METSEPM5560 | SCHNEIDER ELECTRIC | 60800 | https://pim-kvc.soneparsea.com:3443/PictureServer/default.aspx/schneider-METSEPM5560_Image1.jpg?A3889C9397807479A2A1C7A8BAA5959DB4AAC6729F7C84879595A17A876D609399B2B5ACB7685E9EC0AC | https://pim-kvc.soneparsea.com:3443/PictureServer/default.aspx/schneider-metsepm5560.pdf?81788B76AEAA939CBEAABDA9B7A95DA1B5B9C7AAC2A46569867582B5B69D | PM5560 POWERMETER W 1MOD2ETH UPTO 63TH H 11M 4DI/2DO 52ALARMS FLUSH MOUNT | The PowerLogic PM5000 series power meters are the new benchmark in affordable, precision metering. It is the ideal fit for high-end cost management applications, providing the measurement capabilities needed to allocate energy usage, perform tenant metering and sub-billing, pin-point energy savings, optimize equipment efficiency and utilization, and perform a high level assessment of the power quality in an electrical network. | Type of meter | Electronic
| 3 | Electrical Distribution (LV) | Power Meter | Energy Meter | PM5560 POWER METER W 1MOD 2ETH UPTO 63TH H 11M 4DI/2DO | 2006297 | METSEPM5560 | SCHNEIDER ELECTRIC | 60800 | https://pim-kvc.soneparsea.com:3443/PictureServer/default.aspx/schneider-METSEPM5560_Image1.jpg?A3889C9397807479A2A1C7A8BAA5959DB4AAC6729F7C84879595A17A876D609399B2B5ACB7685E9EC0AC | https://pim-kvc.soneparsea.com:3443/PictureServer/default.aspx/schneider-metsepm5560.pdf?81788B76AEAA939CBEAABDA9B7A95DA1B5B9C7AAC2A46569867582B5B69D | PM5560 POWERMETER W 1MOD2ETH UPTO 63TH H 11M 4DI/2DO 52ALARMS FLUSH MOUNT | The PowerLogic PM5000 series power meters are the new benchmark in affordable, precision metering. It is the ideal fit for high-end cost management applications, providing the measurement capabilities needed to allocate energy usage, perform tenant metering and sub-billing, pin-point energy savings, optimize equipment efficiency and utilization, and perform a high level assessment of the power quality in an electrical network. | Nominal current (In) | 10A
| 3 | Electrical Distribution (LV) | Power Meter | Energy Meter | PM5560 POWER METER W 1MOD 2ETH UPTO 63TH H 11M 4DI/2DO | 2006297 | METSEPM5560 | SCHNEIDER ELECTRIC | 60800 | https://pim-kvc.soneparsea.com:3443/PictureServer/default.aspx/schneider-METSEPM5560_Image1.jpg?A3889C9397807479A2A1C7A8BAA5959DB4AAC6729F7C84879595A17A876D609399B2B5ACB7685E9EC0AC | https://pim-kvc.soneparsea.com:3443/PictureServer/default.aspx/schneider-metsepm5560.pdf?81788B76AEAA939CBEAABDA9B7A95DA1B5B9C7AAC2A46569867582B5B69D | PM5560 POWERMETER W 1MOD2ETH UPTO 63TH H 11M 4DI/2DO 52ALARMS FLUSH MOUNT | The PowerLogic PM5000 series power meters are the new benchmark in affordable, precision metering. It is the ideal fit for high-end cost management applications, providing the measurement capabilities needed to allocate energy usage, perform tenant metering and sub-billing, pin-point energy savings, optimize equipment efficiency and utilization, and perform a high level assessment of the power quality in an electrical network. | Max. current (Imax) | 20A
| 3 | Electrical Distribution (LV) | Power Meter | Energy Meter | PM5560 POWER METER W 1MOD 2ETH UPTO 63TH H 11M 4DI/2DO | 2006297 | METSEPM5560 | SCHNEIDER ELECTRIC | 60800 | https://pim-kvc.soneparsea.com:3443/PictureServer/default.aspx/schneider-METSEPM5560_Image1.jpg?A3889C9397807479A2A1C7A8BAA5959DB4AAC6729F7C84879595A17A876D609399B2B5ACB7685E9EC0AC | https://pim-kvc.soneparsea.com:3443/PictureServer/default.aspx/schneider-metsepm5560.pdf?81788B76AEAA939CBEAABDA9B7A95DA1B5B9C7AAC2A46569867582B5B69D | PM5560 POWERMETER W 1MOD2ETH UPTO 63TH H 11M 4DI/2DO 52ALARMS FLUSH MOUNT | The PowerLogic PM5000 series power meters are the new benchmark in affordable, precision metering. It is the ideal fit for high-end cost management applications, providing the measurement capabilities needed to allocate energy usage, perform tenant metering and sub-billing, pin-point energy savings, optimize equipment efficiency and utilization, and perform a high level assessment of the power quality in an electrical network. | Nominal voltage (Un) N-L | 20...400V
| 3 | Electrical Distribution (LV) | Power Meter | Energy Meter | PM5560 POWER METER W 1MOD 2ETH UPTO 63TH H 11M 4DI/2DO | 2006297 | METSEPM5560 | SCHNEIDER ELECTRIC | 60800 | https://pim-kvc.soneparsea.com:3443/PictureServer/default.aspx/schneider-METSEPM5560_Image1.jpg?A3889C9397807479A2A1C7A8BAA5959DB4AAC6729F7C84879595A17A876D609399B2B5ACB7685E9EC0AC | https://pim-kvc.soneparsea.com:3443/PictureServer/default.aspx/schneider-metsepm5560.pdf?81788B76AEAA939CBEAABDA9B7A95DA1B5B9C7AAC2A46569867582B5B69D | PM5560 POWERMETER W 1MOD2ETH UPTO 63TH H 11M 4DI/2DO 52ALARMS FLUSH MOUNT | The PowerLogic PM5000 series power meters are the new benchmark in affordable, precision metering. It is the ideal fit for high-end cost management applications, providing the measurement capabilities needed to allocate energy usage, perform tenant metering and sub-billing, pin-point energy savings, optimize equipment efficiency and utilization, and perform a high level assessment of the power quality in an electrical network. | Nominal voltage (Un) L-L | 35...690V
| 3 | Electrical Distribution (LV) | Power Meter | Energy Meter | PM5560 POWER METER W 1MOD 2ETH UPTO 63TH H 11M 4DI/2DO | 2006297 | METSEPM5560 | SCHNEIDER ELECTRIC | 60800 | https://pim-kvc.soneparsea.com:3443/PictureServer/default.aspx/schneider-METSEPM5560_Image1.jpg?A3889C9397807479A2A1C7A8BAA5959DB4AAC6729F7C84879595A17A876D609399B2B5ACB7685E9EC0AC | https://pim-kvc.soneparsea.com:3443/PictureServer/default.aspx/schneider-metsepm5560.pdf?81788B76AEAA939CBEAABDA9B7A95DA1B5B9C7AAC2A46569867582B5B69D | PM5560 POWERMETER W 1MOD2ETH UPTO 63TH H 11M 4DI/2DO 52ALARMS FLUSH MOUNT | The PowerLogic PM5000 series power meters are the new benchmark in affordable, precision metering. It is the ideal fit for high-end cost management applications, providing the measurement capabilities needed to allocate energy usage, perform tenant metering and sub-billing, pin-point energy savings, optimize equipment efficiency and utilization, and perform a high level assessment of the power quality in an electrical network. | Frequency | 45...65Hz
| 3 | Electrical Distribution (LV) | Power Meter | Energy Meter | PM5560 POWER METER W 1MOD 2ETH UPTO 63TH H 11M 4DI/2DO | 2006297 | METSEPM5560 | SCHNEIDER ELECTRIC | 60800 | https://pim-kvc.soneparsea.com:3443/PictureServer/default.aspx/schneider-METSEPM5560_Image1.jpg?A3889C9397807479A2A1C7A8BAA5959DB4AAC6729F7C84879595A17A876D609399B2B5ACB7685E9EC0AC | https://pim-kvc.soneparsea.com:3443/PictureServer/default.aspx/schneider-metsepm5560.pdf?81788B76AEAA939CBEAABDA9B7A95DA1B5B9C7AAC2A46569867582B5B69D | PM5560 POWERMETER W 1MOD2ETH UPTO 63TH H 11M 4DI/2DO 52ALARMS FLUSH MOUNT | The PowerLogic PM5000 series power meters are the new benchmark in affordable, precision metering. It is the ideal fit for high-end cost management applications, providing the measurement capabilities needed to allocate energy usage, perform tenant metering and sub-billing, pin-point energy savings, optimize equipment efficiency and utilization, and perform a high level assessment of the power quality in an electrical network. | Accuracy class | C
| 3 | Electrical Distribution (LV) | Power Meter | Energy Meter | PM5560 POWER METER W 1MOD 2ETH UPTO 63TH H 11M 4DI/2DO | 2006297 | METSEPM5560 | SCHNEIDER ELECTRIC | 60800 | https://pim-kvc.soneparsea.com:3443/PictureServer/default.aspx/schneider-METSEPM5560_Image1.jpg?A3889C9397807479A2A1C7A8BAA5959DB4AAC6729F7C84879595A17A876D609399B2B5ACB7685E9EC0AC | https://pim-kvc.soneparsea.com:3443/PictureServer/default.aspx/schneider-metsepm5560.pdf?81788B76AEAA939CBEAABDA9B7A95DA1B5B9C7AAC2A46569867582B5B69D | PM5560 POWERMETER W 1MOD2ETH UPTO 63TH H 11M 4DI/2DO 52ALARMS FLUSH MOUNT | The PowerLogic PM5000 series power meters are the new benchmark in affordable, precision metering. It is the ideal fit for high-end cost management applications, providing the measurement capabilities needed to allocate energy usage, perform tenant metering and sub-billing, pin-point energy savings, optimize equipment efficiency and utilization, and perform a high level assessment of the power quality in an electrical network. | Pole type | Four conductor
| 3 | Electrical Distribution (LV) | Power Meter | Energy Meter | PM5560 POWER METER W 1MOD 2ETH UPTO 63TH H 11M 4DI/2DO | 2006297 | METSEPM5560 | SCHNEIDER ELECTRIC | 60800 | https://pim-kvc.soneparsea.com:3443/PictureServer/default.aspx/schneider-METSEPM5560_Image1.jpg?A3889C9397807479A2A1C7A8BAA5959DB4AAC6729F7C84879595A17A876D609399B2B5ACB7685E9EC0AC | https://pim-kvc.soneparsea.com:3443/PictureServer/default.aspx/schneider-metsepm5560.pdf?81788B76AEAA939CBEAABDA9B7A95DA1B5B9C7AAC2A46569867582B5B69D | PM5560 POWERMETER W 1MOD2ETH UPTO 63TH H 11M 4DI/2DO 52ALARMS FLUSH MOUNT | The PowerLogic PM5000 series power meters are the new benchmark in affordable, precision metering. It is the ideal fit for high-end cost management applications, providing the measurement capabilities needed to allocate energy usage, perform tenant metering and sub-billing, pin-point energy savings, optimize equipment efficiency and utilization, and perform a high level assessment of the power quality in an electrical network. | Model | Measurement transformer
| 3 | Electrical Distribution (LV) | Power Meter | Energy Meter | PM5560 POWER METER W 1MOD 2ETH UPTO 63TH H 11M 4DI/2DO | 2006297 | METSEPM5560 | SCHNEIDER ELECTRIC | 60800 | https://pim-kvc.soneparsea.com:3443/PictureServer/default.aspx/schneider-METSEPM5560_Image1.jpg?A3889C9397807479A2A1C7A8BAA5959DB4AAC6729F7C84879595A17A876D609399B2B5ACB7685E9EC0AC | https://pim-kvc.soneparsea.com:3443/PictureServer/default.aspx/schneider-metsepm5560.pdf?81788B76AEAA939CBEAABDA9B7A95DA1B5B9C7AAC2A46569867582B5B69D | PM5560 POWERMETER W 1MOD2ETH UPTO 63TH H 11M 4DI/2DO 52ALARMS FLUSH MOUNT | The PowerLogic PM5000 series power meters are the new benchmark in affordable, precision metering. It is the ideal fit for high-end cost management applications, providing the measurement capabilities needed to allocate energy usage, perform tenant metering and sub-billing, pin-point energy savings, optimize equipment efficiency and utilization, and perform a high level assessment of the power quality in an electrical network. | Energy type | Effective power and blind power
| 3 | Electrical Distribution (LV) | Power Meter | Energy Meter | PM5560 POWER METER W 1MOD 2ETH UPTO 63TH H 11M 4DI/2DO | 2006297 | METSEPM5560 | SCHNEIDER ELECTRIC | 60800 | https://pim-kvc.soneparsea.com:3443/PictureServer/default.aspx/schneider-METSEPM5560_Image1.jpg?A3889C9397807479A2A1C7A8BAA5959DB4AAC6729F7C84879595A17A876D609399B2B5ACB7685E9EC0AC | https://pim-kvc.soneparsea.com:3443/PictureServer/default.aspx/schneider-metsepm5560.pdf?81788B76AEAA939CBEAABDA9B7A95DA1B5B9C7AAC2A46569867582B5B69D | PM5560 POWERMETER W 1MOD2ETH UPTO 63TH H 11M 4DI/2DO 52ALARMS FLUSH MOUNT | The PowerLogic PM5000 series power meters are the new benchmark in affordable, precision metering. It is the ideal fit for high-end cost management applications, providing the measurement capabilities needed to allocate energy usage, perform tenant metering and sub-billing, pin-point energy savings, optimize equipment efficiency and utilization, and perform a high level assessment of the power quality in an electrical network. | Suitable for | Purchase
| 3 | Electrical Distribution (LV) | Power Meter | Energy Meter | PM5560 POWER METER W 1MOD 2ETH UPTO 63TH H 11M 4DI/2DO | 2006297 | METSEPM5560 | SCHNEIDER ELECTRIC | 60800 | https://pim-kvc.soneparsea.com:3443/PictureServer/default.aspx/schneider-METSEPM5560_Image1.jpg?A3889C9397807479A2A1C7A8BAA5959DB4AAC6729F7C84879595A17A876D609399B2B5ACB7685E9EC0AC | https://pim-kvc.soneparsea.com:3443/PictureServer/default.aspx/schneider-metsepm5560.pdf?81788B76AEAA939CBEAABDA9B7A95DA1B5B9C7AAC2A46569867582B5B69D | PM5560 POWERMETER W 1MOD2ETH UPTO 63TH H 11M 4DI/2DO 52ALARMS FLUSH MOUNT | The PowerLogic PM5000 series power meters are the new benchmark in affordable, precision metering. It is the ideal fit for high-end cost management applications, providing the measurement capabilities needed to allocate energy usage, perform tenant metering and sub-billing, pin-point energy savings, optimize equipment efficiency and utilization, and perform a high level assessment of the power quality in an electrical network. | Tariff type | Multi-tariff
| 3 | Electrical Distribution (LV) | Power Meter | Energy Meter | PM5560 POWER METER W 1MOD 2ETH UPTO 63TH H 11M 4DI/2DO | 2006297 | METSEPM5560 | SCHNEIDER ELECTRIC | 60800 | https://pim-kvc.soneparsea.com:3443/PictureServer/default.aspx/schneider-METSEPM5560_Image1.jpg?A3889C9397807479A2A1C7A8BAA5959DB4AAC6729F7C84879595A17A876D609399B2B5ACB7685E9EC0AC | https://pim-kvc.soneparsea.com:3443/PictureServer/default.aspx/schneider-metsepm5560.pdf?81788B76AEAA939CBEAABDA9B7A95DA1B5B9C7AAC2A46569867582B5B69D | PM5560 POWERMETER W 1MOD2ETH UPTO 63TH H 11M 4DI/2DO 52ALARMS FLUSH MOUNT | The PowerLogic PM5000 series power meters are the new benchmark in affordable, precision metering. It is the ideal fit for high-end cost management applications, providing the measurement capabilities needed to allocate energy usage, perform tenant metering and sub-billing, pin-point energy savings, optimize equipment efficiency and utilization, and perform a high level assessment of the power quality in an electrical network. | Tariff control | External
| 3 | Electrical Distribution (LV) | Power Meter | Energy Meter | PM5560 POWER METER W 1MOD 2ETH UPTO 63TH H 11M 4DI/2DO | 2006297 | METSEPM5560 | SCHNEIDER ELECTRIC | 60800 | https://pim-kvc.soneparsea.com:3443/PictureServer/default.aspx/schneider-METSEPM5560_Image1.jpg?A3889C9397807479A2A1C7A8BAA5959DB4AAC6729F7C84879595A17A876D609399B2B5ACB7685E9EC0AC | https://pim-kvc.soneparsea.com:3443/PictureServer/default.aspx/schneider-metsepm5560.pdf?81788B76AEAA939CBEAABDA9B7A95DA1B5B9C7AAC2A46569867582B5B69D | PM5560 POWERMETER W 1MOD2ETH UPTO 63TH H 11M 4DI/2DO 52ALARMS FLUSH MOUNT | The PowerLogic PM5000 series power meters are the new benchmark in affordable, precision metering. It is the ideal fit for high-end cost management applications, providing the measurement capabilities needed to allocate energy usage, perform tenant metering and sub-billing, pin-point energy savings, optimize equipment efficiency and utilization, and perform a high level assessment of the power quality in an electrical network. | Measurement type load profile | yes
| 3 | Electrical Distribution (LV) | Power Meter | Energy Meter | PM5560 POWER METER W 1MOD 2ETH UPTO 63TH H 11M 4DI/2DO | 2006297 | METSEPM5560 | SCHNEIDER ELECTRIC | 60800 | https://pim-kvc.soneparsea.com:3443/PictureServer/default.aspx/schneider-METSEPM5560_Image1.jpg?A3889C9397807479A2A1C7A8BAA5959DB4AAC6729F7C84879595A17A876D609399B2B5ACB7685E9EC0AC | https://pim-kvc.soneparsea.com:3443/PictureServer/default.aspx/schneider-metsepm5560.pdf?81788B76AEAA939CBEAABDA9B7A95DA1B5B9C7AAC2A46569867582B5B69D | PM5560 POWERMETER W 1MOD2ETH UPTO 63TH H 11M 4DI/2DO 52ALARMS FLUSH MOUNT | The PowerLogic PM5000 series power meters are the new benchmark in affordable, precision metering. It is the ideal fit for high-end cost management applications, providing the measurement capabilities needed to allocate energy usage, perform tenant metering and sub-billing, pin-point energy savings, optimize equipment efficiency and utilization, and perform a high level assessment of the power quality in an electrical network. | Calibrated | yes
| 3 | Electrical Distribution (LV) | Power Meter | Energy Meter | PM5560 POWER METER W 1MOD 2ETH UPTO 63TH H 11M 4DI/2DO | 2006297 | METSEPM5560 | SCHNEIDER ELECTRIC | 60800 | https://pim-kvc.soneparsea.com:3443/PictureServer/default.aspx/schneider-METSEPM5560_Image1.jpg?A3889C9397807479A2A1C7A8BAA5959DB4AAC6729F7C84879595A17A876D609399B2B5ACB7685E9EC0AC | https://pim-kvc.soneparsea.com:3443/PictureServer/default.aspx/schneider-metsepm5560.pdf?81788B76AEAA939CBEAABDA9B7A95DA1B5B9C7AAC2A46569867582B5B69D | PM5560 POWERMETER W 1MOD2ETH UPTO 63TH H 11M 4DI/2DO 52ALARMS FLUSH MOUNT | The PowerLogic PM5000 series power meters are the new benchmark in affordable, precision metering. It is the ideal fit for high-end cost management applications, providing the measurement capabilities needed to allocate energy usage, perform tenant metering and sub-billing, pin-point energy savings, optimize equipment efficiency and utilization, and perform a high level assessment of the power quality in an electrical network. | Pulse output | Optic
| 3 | Electrical Distribution (LV) | Power Meter | Energy Meter | PM5560 POWER METER W 1MOD 2ETH UPTO 63TH H 11M 4DI/2DO | 2006297 | METSEPM5560 | SCHNEIDER ELECTRIC | 60800 | https://pim-kvc.soneparsea.com:3443/PictureServer/default.aspx/schneider-METSEPM5560_Image1.jpg?A3889C9397807479A2A1C7A8BAA5959DB4AAC6729F7C84879595A17A876D609399B2B5ACB7685E9EC0AC | https://pim-kvc.soneparsea.com:3443/PictureServer/default.aspx/schneider-metsepm5560.pdf?81788B76AEAA939CBEAABDA9B7A95DA1B5B9C7AAC2A46569867582B5B69D | PM5560 POWERMETER W 1MOD2ETH UPTO 63TH H 11M 4DI/2DO 52ALARMS FLUSH MOUNT | The PowerLogic PM5000 series power meters are the new benchmark in affordable, precision metering. It is the ideal fit for high-end cost management applications, providing the measurement capabilities needed to allocate energy usage, perform tenant metering and sub-billing, pin-point energy savings, optimize equipment efficiency and utilization, and perform a high level assessment of the power quality in an electrical network. | Pulse type | S0
| 3 | Electrical Distribution (LV) | Power Meter | Energy Meter | PM5560 POWER METER W 1MOD 2ETH UPTO 63TH H 11M 4DI/2DO | 2006297 | METSEPM5560 | SCHNEIDER ELECTRIC | 60800 | https://pim-kvc.soneparsea.com:3443/PictureServer/default.aspx/schneider-METSEPM5560_Image1.jpg?A3889C9397807479A2A1C7A8BAA5959DB4AAC6729F7C84879595A17A876D609399B2B5ACB7685E9EC0AC | https://pim-kvc.soneparsea.com:3443/PictureServer/default.aspx/schneider-metsepm5560.pdf?81788B76AEAA939CBEAABDA9B7A95DA1B5B9C7AAC2A46569867582B5B69D | PM5560 POWERMETER W 1MOD2ETH UPTO 63TH H 11M 4DI/2DO 52ALARMS FLUSH MOUNT | The PowerLogic PM5000 series power meters are the new benchmark in affordable, precision metering. It is the ideal fit for high-end cost management applications, providing the measurement capabilities needed to allocate energy usage, perform tenant metering and sub-billing, pin-point energy savings, optimize equipment efficiency and utilization, and perform a high level assessment of the power quality in an electrical network. | Pulse rate | 1...9999999Imp/kWh (kvarh)
| 3 | Electrical Distribution (LV) | Power Meter | Energy Meter | PM5560 POWER METER W 1MOD 2ETH UPTO 63TH H 11M 4DI/2DO | 2006297 | METSEPM5560 | SCHNEIDER ELECTRIC | 60800 | https://pim-kvc.soneparsea.com:3443/PictureServer/default.aspx/schneider-METSEPM5560_Image1.jpg?A3889C9397807479A2A1C7A8BAA5959DB4AAC6729F7C84879595A17A876D609399B2B5ACB7685E9EC0AC | https://pim-kvc.soneparsea.com:3443/PictureServer/default.aspx/schneider-metsepm5560.pdf?81788B76AEAA939CBEAABDA9B7A95DA1B5B9C7AAC2A46569867582B5B69D | PM5560 POWERMETER W 1MOD2ETH UPTO 63TH H 11M 4DI/2DO 52ALARMS FLUSH MOUNT | The PowerLogic PM5000 series power meters are the new benchmark in affordable, precision metering. It is the ideal fit for high-end cost management applications, providing the measurement capabilities needed to allocate energy usage, perform tenant metering and sub-billing, pin-point energy savings, optimize equipment efficiency and utilization, and perform a high level assessment of the power quality in an electrical network. | Type of indication | Digital
| 3 | Electrical Distribution (LV) | Power Meter | Energy Meter | PM5560 POWER METER W 1MOD 2ETH UPTO 63TH H 11M 4DI/2DO | 2006297 | METSEPM5560 | SCHNEIDER ELECTRIC | 60800 | https://pim-kvc.soneparsea.com:3443/PictureServer/default.aspx/schneider-METSEPM5560_Image1.jpg?A3889C9397807479A2A1C7A8BAA5959DB4AAC6729F7C84879595A17A876D609399B2B5ACB7685E9EC0AC | https://pim-kvc.soneparsea.com:3443/PictureServer/default.aspx/schneider-metsepm5560.pdf?81788B76AEAA939CBEAABDA9B7A95DA1B5B9C7AAC2A46569867582B5B69D | PM5560 POWERMETER W 1MOD2ETH UPTO 63TH H 11M 4DI/2DO 52ALARMS FLUSH MOUNT | The PowerLogic PM5000 series power meters are the new benchmark in affordable, precision metering. It is the ideal fit for high-end cost management applications, providing the measurement capabilities needed to allocate energy usage, perform tenant metering and sub-billing, pin-point energy savings, optimize equipment efficiency and utilization, and perform a high level assessment of the power quality in an electrical network. | Mounting method | Plug-in technique
| 3 | Electrical Distribution (LV) | Power Meter | Energy Meter | PM5560 POWER METER W 1MOD 2ETH UPTO 63TH H 11M 4DI/2DO | 2006297 | METSEPM5560 | SCHNEIDER ELECTRIC | 60800 | https://pim-kvc.soneparsea.com:3443/PictureServer/default.aspx/schneider-METSEPM5560_Image1.jpg?A3889C9397807479A2A1C7A8BAA5959DB4AAC6729F7C84879595A17A876D609399B2B5ACB7685E9EC0AC | https://pim-kvc.soneparsea.com:3443/PictureServer/default.aspx/schneider-metsepm5560.pdf?81788B76AEAA939CBEAABDA9B7A95DA1B5B9C7AAC2A46569867582B5B69D | PM5560 POWERMETER W 1MOD2ETH UPTO 63TH H 11M 4DI/2DO 52ALARMS FLUSH MOUNT | The PowerLogic PM5000 series power meters are the new benchmark in affordable, precision metering. It is the ideal fit for high-end cost management applications, providing the measurement capabilities needed to allocate energy usage, perform tenant metering and sub-billing, pin-point energy savings, optimize equipment efficiency and utilization, and perform a high level assessment of the power quality in an electrical network. | Type of meter | Electronic
| 3 | Electrical Distribution (LV) | Power Meter | Energy Meter | PM5560 POWER METER W 1MOD 2ETH UPTO 63TH H 11M 4DI/2DO | 2006297 | METSEPM5560 | SCHNEIDER ELECTRIC | 60800 | https://pim-kvc.soneparsea.com:3443/PictureServer/default.aspx/schneider-METSEPM5560_Image1.jpg?A3889C9397807479A2A1C7A8BAA5959DB4AAC6729F7C84879595A17A876D609399B2B5ACB7685E9EC0AC | https://pim-kvc.soneparsea.com:3443/PictureServer/default.aspx/schneider-metsepm5560.pdf?81788B76AEAA939CBEAABDA9B7A95DA1B5B9C7AAC2A46569867582B5B69D | PM5560 POWERMETER W 1MOD2ETH UPTO 63TH H 11M 4DI/2DO 52ALARMS FLUSH MOUNT | The PowerLogic PM5000 series power meters are the new benchmark in affordable, precision metering. It is the ideal fit for high-end cost management applications, providing the measurement capabilities needed to allocate energy usage, perform tenant metering and sub-billing, pin-point energy savings, optimize equipment efficiency and utilization, and perform a high level assessment of the power quality in an electrical network. | Nominal current (In) | 10A
| 3 | Electrical Distribution (LV) | Power Meter | Energy Meter | PM5560 POWER METER W 1MOD 2ETH UPTO 63TH H 11M 4DI/2DO | 2006297 | METSEPM5560 | SCHNEIDER ELECTRIC | 60800 | https://pim-kvc.soneparsea.com:3443/PictureServer/default.aspx/schneider-METSEPM5560_Image1.jpg?A3889C9397807479A2A1C7A8BAA5959DB4AAC6729F7C84879595A17A876D609399B2B5ACB7685E9EC0AC | https://pim-kvc.soneparsea.com:3443/PictureServer/default.aspx/schneider-metsepm5560.pdf?81788B76AEAA939CBEAABDA9B7A95DA1B5B9C7AAC2A46569867582B5B69D | PM5560 POWERMETER W 1MOD2ETH UPTO 63TH H 11M 4DI/2DO 52ALARMS FLUSH MOUNT | The PowerLogic PM5000 series power meters are the new benchmark in affordable, precision metering. It is the ideal fit for high-end cost management applications, providing the measurement capabilities needed to allocate energy usage, perform tenant metering and sub-billing, pin-point energy savings, optimize equipment efficiency and utilization, and perform a high level assessment of the power quality in an electrical network. | Max. current (Imax) | 20A
| 3 | Electrical Distribution (LV) | Power Meter | Energy Meter | PM5560 POWER METER W 1MOD 2ETH UPTO 63TH H 11M 4DI/2DO | 2006297 | METSEPM5560 | SCHNEIDER ELECTRIC | 60800 | https://pim-kvc.soneparsea.com:3443/PictureServer/default.aspx/schneider-METSEPM5560_Image1.jpg?A3889C9397807479A2A1C7A8BAA5959DB4AAC6729F7C84879595A17A876D609399B2B5ACB7685E9EC0AC | https://pim-kvc.soneparsea.com:3443/PictureServer/default.aspx/schneider-metsepm5560.pdf?81788B76AEAA939CBEAABDA9B7A95DA1B5B9C7AAC2A46569867582B5B69D | PM5560 POWERMETER W 1MOD2ETH UPTO 63TH H 11M 4DI/2DO 52ALARMS FLUSH MOUNT | The PowerLogic PM5000 series power meters are the new benchmark in affordable, precision metering. It is the ideal fit for high-end cost management applications, providing the measurement capabilities needed to allocate energy usage, perform tenant metering and sub-billing, pin-point energy savings, optimize equipment efficiency and utilization, and perform a high level assessment of the power quality in an electrical network. | Nominal voltage (Un) N-L | 20...400V
| 3 | Electrical Distribution (LV) | Power Meter | Energy Meter | PM5560 POWER METER W 1MOD 2ETH UPTO 63TH H 11M 4DI/2DO | 2006297 | METSEPM5560 | SCHNEIDER ELECTRIC | 60800 | https://pim-kvc.soneparsea.com:3443/PictureServer/default.aspx/schneider-METSEPM5560_Image1.jpg?A3889C9397807479A2A1C7A8BAA5959DB4AAC6729F7C84879595A17A876D609399B2B5ACB7685E9EC0AC | https://pim-kvc.soneparsea.com:3443/PictureServer/default.aspx/schneider-metsepm5560.pdf?81788B76AEAA939CBEAABDA9B7A95DA1B5B9C7AAC2A46569867582B5B69D | PM5560 POWERMETER W 1MOD2ETH UPTO 63TH H 11M 4DI/2DO 52ALARMS FLUSH MOUNT | The PowerLogic PM5000 series power meters are the new benchmark in affordable, precision metering. It is the ideal fit for high-end cost management applications, providing the measurement capabilities needed to allocate energy usage, perform tenant metering and sub-billing, pin-point energy savings, optimize equipment efficiency and utilization, and perform a high level assessment of the power quality in an electrical network. | Nominal voltage (Un) L-L | 35...690V
| 3 | Electrical Distribution (LV) | Power Meter | Energy Meter | PM5560 POWER METER W 1MOD 2ETH UPTO 63TH H 11M 4DI/2DO | 2006297 | METSEPM5560 | SCHNEIDER ELECTRIC | 60800 | https://pim-kvc.soneparsea.com:3443/PictureServer/default.aspx/schneider-METSEPM5560_Image1.jpg?A3889C9397807479A2A1C7A8BAA5959DB4AAC6729F7C84879595A17A876D609399B2B5ACB7685E9EC0AC | https://pim-kvc.soneparsea.com:3443/PictureServer/default.aspx/schneider-metsepm5560.pdf?81788B76AEAA939CBEAABDA9B7A95DA1B5B9C7AAC2A46569867582B5B69D | PM5560 POWERMETER W 1MOD2ETH UPTO 63TH H 11M 4DI/2DO 52ALARMS FLUSH MOUNT | The PowerLogic PM5000 series power meters are the new benchmark in affordable, precision metering. It is the ideal fit for high-end cost management applications, providing the measurement capabilities needed to allocate energy usage, perform tenant metering and sub-billing, pin-point energy savings, optimize equipment efficiency and utilization, and perform a high level assessment of the power quality in an electrical network. | Frequency | 45...65Hz
| 3 | Electrical Distribution (LV) | Power Meter | Energy Meter | PM5560 POWER METER W 1MOD 2ETH UPTO 63TH H 11M 4DI/2DO | 2006297 | METSEPM5560 | SCHNEIDER ELECTRIC | 60800 | https://pim-kvc.soneparsea.com:3443/PictureServer/default.aspx/schneider-METSEPM5560_Image1.jpg?A3889C9397807479A2A1C7A8BAA5959DB4AAC6729F7C84879595A17A876D609399B2B5ACB7685E9EC0AC | https://pim-kvc.soneparsea.com:3443/PictureServer/default.aspx/schneider-metsepm5560.pdf?81788B76AEAA939CBEAABDA9B7A95DA1B5B9C7AAC2A46569867582B5B69D | PM5560 POWERMETER W 1MOD2ETH UPTO 63TH H 11M 4DI/2DO 52ALARMS FLUSH MOUNT | The PowerLogic PM5000 series power meters are the new benchmark in affordable, precision metering. It is the ideal fit for high-end cost management applications, providing the measurement capabilities needed to allocate energy usage, perform tenant metering and sub-billing, pin-point energy savings, optimize equipment efficiency and utilization, and perform a high level assessment of the power quality in an electrical network. | Accuracy class | C
| 3 | Electrical Distribution (LV) | Power Meter | Energy Meter | PM5560 POWER METER W 1MOD 2ETH UPTO 63TH H 11M 4DI/2DO | 2006297 | METSEPM5560 | SCHNEIDER ELECTRIC | 60800 | https://pim-kvc.soneparsea.com:3443/PictureServer/default.aspx/schneider-METSEPM5560_Image1.jpg?A3889C9397807479A2A1C7A8BAA5959DB4AAC6729F7C84879595A17A876D609399B2B5ACB7685E9EC0AC | https://pim-kvc.soneparsea.com:3443/PictureServer/default.aspx/schneider-metsepm5560.pdf?81788B76AEAA939CBEAABDA9B7A95DA1B5B9C7AAC2A46569867582B5B69D | PM5560 POWERMETER W 1MOD2ETH UPTO 63TH H 11M 4DI/2DO 52ALARMS FLUSH MOUNT | The PowerLogic PM5000 series power meters are the new benchmark in affordable, precision metering. It is the ideal fit for high-end cost management applications, providing the measurement capabilities needed to allocate energy usage, perform tenant metering and sub-billing, pin-point energy savings, optimize equipment efficiency and utilization, and perform a high level assessment of the power quality in an electrical network. | Pole type | Four conductor
| 3 | Electrical Distribution (LV) | Power Meter | Energy Meter | PM5560 POWER METER W 1MOD 2ETH UPTO 63TH H 11M 4DI/2DO | 2006297 | METSEPM5560 | SCHNEIDER ELECTRIC | 60800 | https://pim-kvc.soneparsea.com:3443/PictureServer/default.aspx/schneider-METSEPM5560_Image1.jpg?A3889C9397807479A2A1C7A8BAA5959DB4AAC6729F7C84879595A17A876D609399B2B5ACB7685E9EC0AC | https://pim-kvc.soneparsea.com:3443/PictureServer/default.aspx/schneider-metsepm5560.pdf?81788B76AEAA939CBEAABDA9B7A95DA1B5B9C7AAC2A46569867582B5B69D | PM5560 POWERMETER W 1MOD2ETH UPTO 63TH H 11M 4DI/2DO 52ALARMS FLUSH MOUNT | The PowerLogic PM5000 series power meters are the new benchmark in affordable, precision metering. It is the ideal fit for high-end cost management applications, providing the measurement capabilities needed to allocate energy usage, perform tenant metering and sub-billing, pin-point energy savings, optimize equipment efficiency and utilization, and perform a high level assessment of the power quality in an electrical network. | Model | Measurement transformer
| 3 | Electrical Distribution (LV) | Power Meter | Energy Meter | PM5560 POWER METER W 1MOD 2ETH UPTO 63TH H 11M 4DI/2DO | 2006297 | METSEPM5560 | SCHNEIDER ELECTRIC | 60800 | https://pim-kvc.soneparsea.com:3443/PictureServer/default.aspx/schneider-METSEPM5560_Image1.jpg?A3889C9397807479A2A1C7A8BAA5959DB4AAC6729F7C84879595A17A876D609399B2B5ACB7685E9EC0AC | https://pim-kvc.soneparsea.com:3443/PictureServer/default.aspx/schneider-metsepm5560.pdf?81788B76AEAA939CBEAABDA9B7A95DA1B5B9C7AAC2A46569867582B5B69D | PM5560 POWERMETER W 1MOD2ETH UPTO 63TH H 11M 4DI/2DO 52ALARMS FLUSH MOUNT | The PowerLogic PM5000 series power meters are the new benchmark in affordable, precision metering. It is the ideal fit for high-end cost management applications, providing the measurement capabilities needed to allocate energy usage, perform tenant metering and sub-billing, pin-point energy savings, optimize equipment efficiency and utilization, and perform a high level assessment of the power quality in an electrical network. | Energy type | Effective power and blind power
| 3 | Electrical Distribution (LV) | Power Meter | Energy Meter | PM5560 POWER METER W 1MOD 2ETH UPTO 63TH H 11M 4DI/2DO | 2006297 | METSEPM5560 | SCHNEIDER ELECTRIC | 60800 | https://pim-kvc.soneparsea.com:3443/PictureServer/default.aspx/schneider-METSEPM5560_Image1.jpg?A3889C9397807479A2A1C7A8BAA5959DB4AAC6729F7C84879595A17A876D609399B2B5ACB7685E9EC0AC | https://pim-kvc.soneparsea.com:3443/PictureServer/default.aspx/schneider-metsepm5560.pdf?81788B76AEAA939CBEAABDA9B7A95DA1B5B9C7AAC2A46569867582B5B69D | PM5560 POWERMETER W 1MOD2ETH UPTO 63TH H 11M 4DI/2DO 52ALARMS FLUSH MOUNT | The PowerLogic PM5000 series power meters are the new benchmark in affordable, precision metering. It is the ideal fit for high-end cost management applications, providing the measurement capabilities needed to allocate energy usage, perform tenant metering and sub-billing, pin-point energy savings, optimize equipment efficiency and utilization, and perform a high level assessment of the power quality in an electrical network. | Suitable for | Purchase
| 3 | Electrical Distribution (LV) | Power Meter | Energy Meter | PM5560 POWER METER W 1MOD 2ETH UPTO 63TH H 11M 4DI/2DO | 2006297 | METSEPM5560 | SCHNEIDER ELECTRIC | 60800 | https://pim-kvc.soneparsea.com:3443/PictureServer/default.aspx/schneider-METSEPM5560_Image1.jpg?A3889C9397807479A2A1C7A8BAA5959DB4AAC6729F7C84879595A17A876D609399B2B5ACB7685E9EC0AC | https://pim-kvc.soneparsea.com:3443/PictureServer/default.aspx/schneider-metsepm5560.pdf?81788B76AEAA939CBEAABDA9B7A95DA1B5B9C7AAC2A46569867582B5B69D | PM5560 POWERMETER W 1MOD2ETH UPTO 63TH H 11M 4DI/2DO 52ALARMS FLUSH MOUNT | The PowerLogic PM5000 series power meters are the new benchmark in affordable, precision metering. It is the ideal fit for high-end cost management applications, providing the measurement capabilities needed to allocate energy usage, perform tenant metering and sub-billing, pin-point energy savings, optimize equipment efficiency and utilization, and perform a high level assessment of the power quality in an electrical network. | Tariff type | Multi-tariff
| 3 | Electrical Distribution (LV) | Power Meter | Energy Meter | PM5560 POWER METER W 1MOD 2ETH UPTO 63TH H 11M 4DI/2DO | 2006297 | METSEPM5560 | SCHNEIDER ELECTRIC | 60800 | https://pim-kvc.soneparsea.com:3443/PictureServer/default.aspx/schneider-METSEPM5560_Image1.jpg?A3889C9397807479A2A1C7A8BAA5959DB4AAC6729F7C84879595A17A876D609399B2B5ACB7685E9EC0AC | https://pim-kvc.soneparsea.com:3443/PictureServer/default.aspx/schneider-metsepm5560.pdf?81788B76AEAA939CBEAABDA9B7A95DA1B5B9C7AAC2A46569867582B5B69D | PM5560 POWERMETER W 1MOD2ETH UPTO 63TH H 11M 4DI/2DO 52ALARMS FLUSH MOUNT | The PowerLogic PM5000 series power meters are the new benchmark in affordable, precision metering. It is the ideal fit for high-end cost management applications, providing the measurement capabilities needed to allocate energy usage, perform tenant metering and sub-billing, pin-point energy savings, optimize equipment efficiency and utilization, and perform a high level assessment of the power quality in an electrical network. | Tariff control | External
| 3 | Electrical Distribution (LV) | Power Meter | Energy Meter | PM5560 POWER METER W 1MOD 2ETH UPTO 63TH H 11M 4DI/2DO | 2006297 | METSEPM5560 | SCHNEIDER ELECTRIC | 60800 | https://pim-kvc.soneparsea.com:3443/PictureServer/default.aspx/schneider-METSEPM5560_Image1.jpg?A3889C9397807479A2A1C7A8BAA5959DB4AAC6729F7C84879595A17A876D609399B2B5ACB7685E9EC0AC | https://pim-kvc.soneparsea.com:3443/PictureServer/default.aspx/schneider-metsepm5560.pdf?81788B76AEAA939CBEAABDA9B7A95DA1B5B9C7AAC2A46569867582B5B69D | PM5560 POWERMETER W 1MOD2ETH UPTO 63TH H 11M 4DI/2DO 52ALARMS FLUSH MOUNT | The PowerLogic PM5000 series power meters are the new benchmark in affordable, precision metering. It is the ideal fit for high-end cost management applications, providing the measurement capabilities needed to allocate energy usage, perform tenant metering and sub-billing, pin-point energy savings, optimize equipment efficiency and utilization, and perform a high level assessment of the power quality in an electrical network. | Measurement type load profile | yes
| 3 | Electrical Distribution (LV) | Power Meter | Energy Meter | PM5560 POWER METER W 1MOD 2ETH UPTO 63TH H 11M 4DI/2DO | 2006297 | METSEPM5560 | SCHNEIDER ELECTRIC | 60800 | https://pim-kvc.soneparsea.com:3443/PictureServer/default.aspx/schneider-METSEPM5560_Image1.jpg?A3889C9397807479A2A1C7A8BAA5959DB4AAC6729F7C84879595A17A876D609399B2B5ACB7685E9EC0AC | https://pim-kvc.soneparsea.com:3443/PictureServer/default.aspx/schneider-metsepm5560.pdf?81788B76AEAA939CBEAABDA9B7A95DA1B5B9C7AAC2A46569867582B5B69D | PM5560 POWERMETER W 1MOD2ETH UPTO 63TH H 11M 4DI/2DO 52ALARMS FLUSH MOUNT | The PowerLogic PM5000 series power meters are the new benchmark in affordable, precision metering. It is the ideal fit for high-end cost management applications, providing the measurement capabilities needed to allocate energy usage, perform tenant metering and sub-billing, pin-point energy savings, optimize equipment efficiency and utilization, and perform a high level assessment of the power quality in an electrical network. | Calibrated | yes
| 3 | Electrical Distribution (LV) | Power Meter | Energy Meter | PM5560 POWER METER W 1MOD 2ETH UPTO 63TH H 11M 4DI/2DO | 2006297 | METSEPM5560 | SCHNEIDER ELECTRIC | 60800 | https://pim-kvc.soneparsea.com:3443/PictureServer/default.aspx/schneider-METSEPM5560_Image1.jpg?A3889C9397807479A2A1C7A8BAA5959DB4AAC6729F7C84879595A17A876D609399B2B5ACB7685E9EC0AC | https://pim-kvc.soneparsea.com:3443/PictureServer/default.aspx/schneider-metsepm5560.pdf?81788B76AEAA939CBEAABDA9B7A95DA1B5B9C7AAC2A46569867582B5B69D | PM5560 POWERMETER W 1MOD2ETH UPTO 63TH H 11M 4DI/2DO 52ALARMS FLUSH MOUNT | The PowerLogic PM5000 series power meters are the new benchmark in affordable, precision metering. It is the ideal fit for high-end cost management applications, providing the measurement capabilities needed to allocate energy usage, perform tenant metering and sub-billing, pin-point energy savings, optimize equipment efficiency and utilization, and perform a high level assessment of the power quality in an electrical network. | Pulse output | Optic
| 3 | Electrical Distribution (LV) | Power Meter | Energy Meter | PM5560 POWER METER W 1MOD 2ETH UPTO 63TH H 11M 4DI/2DO | 2006297 | METSEPM5560 | SCHNEIDER ELECTRIC | 60800 | https://pim-kvc.soneparsea.com:3443/PictureServer/default.aspx/schneider-METSEPM5560_Image1.jpg?A3889C9397807479A2A1C7A8BAA5959DB4AAC6729F7C84879595A17A876D609399B2B5ACB7685E9EC0AC | https://pim-kvc.soneparsea.com:3443/PictureServer/default.aspx/schneider-metsepm5560.pdf?81788B76AEAA939CBEAABDA9B7A95DA1B5B9C7AAC2A46569867582B5B69D | PM5560 POWERMETER W 1MOD2ETH UPTO 63TH H 11M 4DI/2DO 52ALARMS FLUSH MOUNT | The PowerLogic PM5000 series power meters are the new benchmark in affordable, precision metering. It is the ideal fit for high-end cost management applications, providing the measurement capabilities needed to allocate energy usage, perform tenant metering and sub-billing, pin-point energy savings, optimize equipment efficiency and utilization, and perform a high level assessment of the power quality in an electrical network. | Pulse type | S0
| 3 | Electrical Distribution (LV) | Power Meter | Energy Meter | PM5560 POWER METER W 1MOD 2ETH UPTO 63TH H 11M 4DI/2DO | 2006297 | METSEPM5560 | SCHNEIDER ELECTRIC | 60800 | https://pim-kvc.soneparsea.com:3443/PictureServer/default.aspx/schneider-METSEPM5560_Image1.jpg?A3889C9397807479A2A1C7A8BAA5959DB4AAC6729F7C84879595A17A876D609399B2B5ACB7685E9EC0AC | https://pim-kvc.soneparsea.com:3443/PictureServer/default.aspx/schneider-metsepm5560.pdf?81788B76AEAA939CBEAABDA9B7A95DA1B5B9C7AAC2A46569867582B5B69D | PM5560 POWERMETER W 1MOD2ETH UPTO 63TH H 11M 4DI/2DO 52ALARMS FLUSH MOUNT | The PowerLogic PM5000 series power meters are the new benchmark in affordable, precision metering. It is the ideal fit for high-end cost management applications, providing the measurement capabilities needed to allocate energy usage, perform tenant metering and sub-billing, pin-point energy savings, optimize equipment efficiency and utilization, and perform a high level assessment of the power quality in an electrical network. | Pulse rate | 1...9999999Imp/kWh (kvarh)
| 3 | Electrical Distribution (LV) | Power Meter | Energy Meter | PM5560 POWER METER W 1MOD 2ETH UPTO 63TH H 11M 4DI/2DO | 2006297 | METSEPM5560 | SCHNEIDER ELECTRIC | 60800 | https://pim-kvc.soneparsea.com:3443/PictureServer/default.aspx/schneider-METSEPM5560_Image1.jpg?A3889C9397807479A2A1C7A8BAA5959DB4AAC6729F7C84879595A17A876D609399B2B5ACB7685E9EC0AC | https://pim-kvc.soneparsea.com:3443/PictureServer/default.aspx/schneider-metsepm5560.pdf?81788B76AEAA939CBEAABDA9B7A95DA1B5B9C7AAC2A46569867582B5B69D | PM5560 POWERMETER W 1MOD2ETH UPTO 63TH H 11M 4DI/2DO 52ALARMS FLUSH MOUNT | The PowerLogic PM5000 series power meters are the new benchmark in affordable, precision metering. It is the ideal fit for high-end cost management applications, providing the measurement capabilities needed to allocate energy usage, perform tenant metering and sub-billing, pin-point energy savings, optimize equipment efficiency and utilization, and perform a high level assessment of the power quality in an electrical network. | Type of indication | Digital
| 3 | Electrical Distribution (LV) | Power Meter | Energy Meter | PM5560 POWER METER W 1MOD 2ETH UPTO 63TH H 11M 4DI/2DO | 2006297 | METSEPM5560 | SCHNEIDER ELECTRIC | 60800 | https://pim-kvc.soneparsea.com:3443/PictureServer/default.aspx/schneider-METSEPM5560_Image1.jpg?A3889C9397807479A2A1C7A8BAA5959DB4AAC6729F7C84879595A17A876D609399B2B5ACB7685E9EC0AC | https://pim-kvc.soneparsea.com:3443/PictureServer/default.aspx/schneider-metsepm5560.pdf?81788B76AEAA939CBEAABDA9B7A95DA1B5B9C7AAC2A46569867582B5B69D | PM5560 POWERMETER W 1MOD2ETH UPTO 63TH H 11M 4DI/2DO 52ALARMS FLUSH MOUNT | The PowerLogic PM5000 series power meters are the new benchmark in affordable, precision metering. It is the ideal fit for high-end cost management applications, providing the measurement capabilities needed to allocate energy usage, perform tenant metering and sub-billing, pin-point energy savings, optimize equipment efficiency and utilization, and perform a high level assessment of the power quality in an electrical network. | Mounting method | Plug-in technique
| 4 | Electrical Distribution (LV) | Distribution Box and Enclosure | Enclosures | HARMONY XALK EMPTY ENCLOSURE LID W/BASE 1 CUT-OUT YELLOW | 2010544 | XALK01 | SCHNEIDER ELECTRIC | 1000 | https://pim-kvc.soneparsea.com:3443/PictureServer/default.aspx/schneider-xalk01_image1.jpg?A3889C9397807479A2A1C7A8BAA5959DB4AAC672CA989C9F8076B3AEBF9897998173BEB5B9 | https://pim-kvc.soneparsea.com:3443/PictureServer/default.aspx/schneider-xalk01.pdf?81788B76AEAA939CBEAABDA9B7A95DACB1B1BF758365A098B6 | HARMONY XALK YELLOW EMPTY ENCLOSURE LID WITH LIGHT GREY BASE1 CUT-OUT | Harmony, your winning style. Designed for industry and the service sector, this range of control stations combines simplicity of setup with compact size and flexibility. It is ideal for applications requiring good resistance to chemical agents and/or double electrical insulation. | Number of command positions | 1
| 4 | Electrical Distribution (LV) | Distribution Box and Enclosure | Enclosures | HARMONY XALK EMPTY ENCLOSURE LID W/BASE 1 CUT-OUT YELLOW | 2010544 | XALK01 | SCHNEIDER ELECTRIC | 1000 | https://pim-kvc.soneparsea.com:3443/PictureServer/default.aspx/schneider-xalk01_image1.jpg?A3889C9397807479A2A1C7A8BAA5959DB4AAC672CA989C9F8076B3AEBF9897998173BEB5B9 | https://pim-kvc.soneparsea.com:3443/PictureServer/default.aspx/schneider-xalk01.pdf?81788B76AEAA939CBEAABDA9B7A95DACB1B1BF758365A098B6 | HARMONY XALK YELLOW EMPTY ENCLOSURE LID WITH LIGHT GREY BASE1 CUT-OUT | Harmony, your winning style. Designed for industry and the service sector, this range of control stations combines simplicity of setup with compact size and flexibility. It is ideal for applications requiring good resistance to chemical agents and/or double electrical insulation. | Construction type housing | Surface mounting housing
| 4 | Electrical Distribution (LV) | Distribution Box and Enclosure | Enclosures | HARMONY XALK EMPTY ENCLOSURE LID W/BASE 1 CUT-OUT YELLOW | 2010544 | XALK01 | SCHNEIDER ELECTRIC | 1000 | https://pim-kvc.soneparsea.com:3443/PictureServer/default.aspx/schneider-xalk01_image1.jpg?A3889C9397807479A2A1C7A8BAA5959DB4AAC672CA989C9F8076B3AEBF9897998173BEB5B9 | https://pim-kvc.soneparsea.com:3443/PictureServer/default.aspx/schneider-xalk01.pdf?81788B76AEAA939CBEAABDA9B7A95DACB1B1BF758365A098B6 | HARMONY XALK YELLOW EMPTY ENCLOSURE LID WITH LIGHT GREY BASE1 CUT-OUT | Harmony, your winning style. Designed for industry and the service sector, this range of control stations combines simplicity of setup with compact size and flexibility. It is ideal for applications requiring good resistance to chemical agents and/or double electrical insulation. | Material housing | Plastic
| 4 | Electrical Distribution (LV) | Distribution Box and Enclosure | Enclosures | HARMONY XALK EMPTY ENCLOSURE LID W/BASE 1 CUT-OUT YELLOW | 2010544 | XALK01 | SCHNEIDER ELECTRIC | 1000 | https://pim-kvc.soneparsea.com:3443/PictureServer/default.aspx/schneider-xalk01_image1.jpg?A3889C9397807479A2A1C7A8BAA5959DB4AAC672CA989C9F8076B3AEBF9897998173BEB5B9 | https://pim-kvc.soneparsea.com:3443/PictureServer/default.aspx/schneider-xalk01.pdf?81788B76AEAA939CBEAABDA9B7A95DACB1B1BF758365A098B6 | HARMONY XALK YELLOW EMPTY ENCLOSURE LID WITH LIGHT GREY BASE1 CUT-OUT | Harmony, your winning style. Designed for industry and the service sector, this range of control stations combines simplicity of setup with compact size and flexibility. It is ideal for applications requiring good resistance to chemical agents and/or double electrical insulation. | Housing material quality | Other
| 4 | Electrical Distribution (LV) | Distribution Box and Enclosure | Enclosures | HARMONY XALK EMPTY ENCLOSURE LID W/BASE 1 CUT-OUT YELLOW | 2010544 | XALK01 | SCHNEIDER ELECTRIC | 1000 | https://pim-kvc.soneparsea.com:3443/PictureServer/default.aspx/schneider-xalk01_image1.jpg?A3889C9397807479A2A1C7A8BAA5959DB4AAC672CA989C9F8076B3AEBF9897998173BEB5B9 | https://pim-kvc.soneparsea.com:3443/PictureServer/default.aspx/schneider-xalk01.pdf?81788B76AEAA939CBEAABDA9B7A95DACB1B1BF758365A098B6 | HARMONY XALK YELLOW EMPTY ENCLOSURE LID WITH LIGHT GREY BASE1 CUT-OUT | Harmony, your winning style. Designed for industry and the service sector, this range of control stations combines simplicity of setup with compact size and flexibility. It is ideal for applications requiring good resistance to chemical agents and/or double electrical insulation. | Diameter openings | 22.5mm
| 4 | Electrical Distribution (LV) | Distribution Box and Enclosure | Enclosures | HARMONY XALK EMPTY ENCLOSURE LID W/BASE 1 CUT-OUT YELLOW | 2010544 | XALK01 | SCHNEIDER ELECTRIC | 1000 | https://pim-kvc.soneparsea.com:3443/PictureServer/default.aspx/schneider-xalk01_image1.jpg?A3889C9397807479A2A1C7A8BAA5959DB4AAC672CA989C9F8076B3AEBF9897998173BEB5B9 | https://pim-kvc.soneparsea.com:3443/PictureServer/default.aspx/schneider-xalk01.pdf?81788B76AEAA939CBEAABDA9B7A95DACB1B1BF758365A098B6 | HARMONY XALK YELLOW EMPTY ENCLOSURE LID WITH LIGHT GREY BASE1 CUT-OUT | Harmony, your winning style. Designed for industry and the service sector, this range of control stations combines simplicity of setup with compact size and flexibility. It is ideal for applications requiring good resistance to chemical agents and/or double electrical insulation. | Colour housing cover | Yellow
| 4 | Electrical Distribution (LV) | Distribution Box and Enclosure | Enclosures | HARMONY XALK EMPTY ENCLOSURE LID W/BASE 1 CUT-OUT YELLOW | 2010544 | XALK01 | SCHNEIDER ELECTRIC | 1000 | https://pim-kvc.soneparsea.com:3443/PictureServer/default.aspx/schneider-xalk01_image1.jpg?A3889C9397807479A2A1C7A8BAA5959DB4AAC672CA989C9F8076B3AEBF9897998173BEB5B9 | https://pim-kvc.soneparsea.com:3443/PictureServer/default.aspx/schneider-xalk01.pdf?81788B76AEAA939CBEAABDA9B7A95DACB1B1BF758365A098B6 | HARMONY XALK YELLOW EMPTY ENCLOSURE LID WITH LIGHT GREY BASE1 CUT-OUT | Harmony, your winning style. Designed for industry and the service sector, this range of control stations combines simplicity of setup with compact size and flexibility. It is ideal for applications requiring good resistance to chemical agents and/or double electrical insulation. | Degree of protection (IP) | IP66
| 4 | Electrical Distribution (LV) | Distribution Box and Enclosure | Enclosures | HARMONY XALK EMPTY ENCLOSURE LID W/BASE 1 CUT-OUT YELLOW | 2010544 | XALK01 | SCHNEIDER ELECTRIC | 1000 | https://pim-kvc.soneparsea.com:3443/PictureServer/default.aspx/schneider-xalk01_image1.jpg?A3889C9397807479A2A1C7A8BAA5959DB4AAC672CA989C9F8076B3AEBF9897998173BEB5B9 | https://pim-kvc.soneparsea.com:3443/PictureServer/default.aspx/schneider-xalk01.pdf?81788B76AEAA939CBEAABDA9B7A95DACB1B1BF758365A098B6 | HARMONY XALK YELLOW EMPTY ENCLOSURE LID WITH LIGHT GREY BASE1 CUT-OUT | Harmony, your winning style. Designed for industry and the service sector, this range of control stations combines simplicity of setup with compact size and flexibility. It is ideal for applications requiring good resistance to chemical agents and/or double electrical insulation. | Degree of protection (NEMA) | Other
| 4 | Electrical Distribution (LV) | Distribution Box and Enclosure | Enclosures | HARMONY XALK EMPTY ENCLOSURE LID W/BASE 1 CUT-OUT YELLOW | 2010544 | XALK01 | SCHNEIDER ELECTRIC | 1000 | https://pim-kvc.soneparsea.com:3443/PictureServer/default.aspx/schneider-xalk01_image1.jpg?A3889C9397807479A2A1C7A8BAA5959DB4AAC672CA989C9F8076B3AEBF9897998173BEB5B9 | https://pim-kvc.soneparsea.com:3443/PictureServer/default.aspx/schneider-xalk01.pdf?81788B76AEAA939CBEAABDA9B7A95DACB1B1BF758365A098B6 | HARMONY XALK YELLOW EMPTY ENCLOSURE LID WITH LIGHT GREY BASE1 CUT-OUT | Harmony, your winning style. Designed for industry and the service sector, this range of control stations combines simplicity of setup with compact size and flexibility. It is ideal for applications requiring good resistance to chemical agents and/or double electrical insulation. | Width | 68mm
| 4 | Electrical Distribution (LV) | Distribution Box and Enclosure | Enclosures | HARMONY XALK EMPTY ENCLOSURE LID W/BASE 1 CUT-OUT YELLOW | 2010544 | XALK01 | SCHNEIDER ELECTRIC | 1000 | https://pim-kvc.soneparsea.com:3443/PictureServer/default.aspx/schneider-xalk01_image1.jpg?A3889C9397807479A2A1C7A8BAA5959DB4AAC672CA989C9F8076B3AEBF9897998173BEB5B9 | https://pim-kvc.soneparsea.com:3443/PictureServer/default.aspx/schneider-xalk01.pdf?81788B76AEAA939CBEAABDA9B7A95DACB1B1BF758365A098B6 | HARMONY XALK YELLOW EMPTY ENCLOSURE LID WITH LIGHT GREY BASE1 CUT-OUT | Harmony, your winning style. Designed for industry and the service sector, this range of control stations combines simplicity of setup with compact size and flexibility. It is ideal for applications requiring good resistance to chemical agents and/or double electrical insulation. | Height | 68mm
| 4 | Electrical Distribution (LV) | Distribution Box and Enclosure | Enclosures | HARMONY XALK EMPTY ENCLOSURE LID W/BASE 1 CUT-OUT YELLOW | 2010544 | XALK01 | SCHNEIDER ELECTRIC | 1000 | https://pim-kvc.soneparsea.com:3443/PictureServer/default.aspx/schneider-xalk01_image1.jpg?A3889C9397807479A2A1C7A8BAA5959DB4AAC672CA989C9F8076B3AEBF9897998173BEB5B9 | https://pim-kvc.soneparsea.com:3443/PictureServer/default.aspx/schneider-xalk01.pdf?81788B76AEAA939CBEAABDA9B7A95DACB1B1BF758365A098B6 | HARMONY XALK YELLOW EMPTY ENCLOSURE LID WITH LIGHT GREY BASE1 CUT-OUT | Harmony, your winning style. Designed for industry and the service sector, this range of control stations combines simplicity of setup with compact size and flexibility. It is ideal for applications requiring good resistance to chemical agents and/or double electrical insulation. | Depth | 53mm
| 5 | Electrical Distribution (LV) | Distribution Box and Enclosure | Enclosures | TESYS GV2 ENCLOSURE FOR TESYS GV2ME IP55 | 2018448 | GV2MC02 | SCHNEIDER ELECTRIC | 1020 | https://pim-kvc.soneparsea.com:3443/PictureServer/default.aspx/schneider-gv2mc02_image1.jpg?A3889C9397807479A2A1C7A8BAA5959DB4AAC672B9AD62A1B37586A4BBA4919BB57682AFC29E | https://pim-kvc.soneparsea.com:3443/PictureServer/default.aspx/schneider-GV2MC02.pdf?81788B76AEAA939CBEAABDA9B7A95D7BA677A18882695EA4B4AB | TESYS GV2 ENCLOSURE FOR TESYS GV2ME -IP55 | Surface mounting enclosure for standard environment. | Material housing | Plastic
| 5 | Electrical Distribution (LV) | Distribution Box and Enclosure | Enclosures | TESYS GV2 ENCLOSURE FOR TESYS GV2ME IP55 | 2018448 | GV2MC02 | SCHNEIDER ELECTRIC | 1020 | https://pim-kvc.soneparsea.com:3443/PictureServer/default.aspx/schneider-gv2mc02_image1.jpg?A3889C9397807479A2A1C7A8BAA5959DB4AAC672B9AD62A1B37586A4BBA4919BB57682AFC29E | https://pim-kvc.soneparsea.com:3443/PictureServer/default.aspx/schneider-GV2MC02.pdf?81788B76AEAA939CBEAABDA9B7A95D7BA677A18882695EA4B4AB | TESYS GV2 ENCLOSURE FOR TESYS GV2ME -IP55 | Surface mounting enclosure for standard environment. | Width | 93mm
| 5 | Electrical Distribution (LV) | Distribution Box and Enclosure | Enclosures | TESYS GV2 ENCLOSURE FOR TESYS GV2ME IP55 | 2018448 | GV2MC02 | SCHNEIDER ELECTRIC | 1020 | https://pim-kvc.soneparsea.com:3443/PictureServer/default.aspx/schneider-gv2mc02_image1.jpg?A3889C9397807479A2A1C7A8BAA5959DB4AAC672B9AD62A1B37586A4BBA4919BB57682AFC29E | https://pim-kvc.soneparsea.com:3443/PictureServer/default.aspx/schneider-GV2MC02.pdf?81788B76AEAA939CBEAABDA9B7A95D7BA677A18882695EA4B4AB | TESYS GV2 ENCLOSURE FOR TESYS GV2ME -IP55 | Surface mounting enclosure for standard environment. | Height | 147mm
| 5 | Electrical Distribution (LV) | Distribution Box and Enclosure | Enclosures | TESYS GV2 ENCLOSURE FOR TESYS GV2ME IP55 | 2018448 | GV2MC02 | SCHNEIDER ELECTRIC | 1020 | https://pim-kvc.soneparsea.com:3443/PictureServer/default.aspx/schneider-gv2mc02_image1.jpg?A3889C9397807479A2A1C7A8BAA5959DB4AAC672B9AD62A1B37586A4BBA4919BB57682AFC29E | https://pim-kvc.soneparsea.com:3443/PictureServer/default.aspx/schneider-GV2MC02.pdf?81788B76AEAA939CBEAABDA9B7A95D7BA677A18882695EA4B4AB | TESYS GV2 ENCLOSURE FOR TESYS GV2ME -IP55 | Surface mounting enclosure for standard environment. | Depth | 84mm
| 5 | Electrical Distribution (LV) | Distribution Box and Enclosure | Enclosures | TESYS GV2 ENCLOSURE FOR TESYS GV2ME IP55 | 2018448 | GV2MC02 | SCHNEIDER ELECTRIC | 1020 | https://pim-kvc.soneparsea.com:3443/PictureServer/default.aspx/schneider-gv2mc02_image1.jpg?A3889C9397807479A2A1C7A8BAA5959DB4AAC672B9AD62A1B37586A4BBA4919BB57682AFC29E | https://pim-kvc.soneparsea.com:3443/PictureServer/default.aspx/schneider-GV2MC02.pdf?81788B76AEAA939CBEAABDA9B7A95D7BA677A18882695EA4B4AB | TESYS GV2 ENCLOSURE FOR TESYS GV2ME -IP55 | Surface mounting enclosure for standard environment. | With transparent cover | no
| 5 | Electrical Distribution (LV) | Distribution Box and Enclosure | Enclosures | TESYS GV2 ENCLOSURE FOR TESYS GV2ME IP55 | 2018448 | GV2MC02 | SCHNEIDER ELECTRIC | 1020 | https://pim-kvc.soneparsea.com:3443/PictureServer/default.aspx/schneider-gv2mc02_image1.jpg?A3889C9397807479A2A1C7A8BAA5959DB4AAC672B9AD62A1B37586A4BBA4919BB57682AFC29E | https://pim-kvc.soneparsea.com:3443/PictureServer/default.aspx/schneider-GV2MC02.pdf?81788B76AEAA939CBEAABDA9B7A95D7BA677A18882695EA4B4AB | TESYS GV2 ENCLOSURE FOR TESYS GV2ME -IP55 | Surface mounting enclosure for standard environment. | Suitable for emergency stop | no
| 5 | Electrical Distribution (LV) | Distribution Box and Enclosure | Enclosures | TESYS GV2 ENCLOSURE FOR TESYS GV2ME IP55 | 2018448 | GV2MC02 | SCHNEIDER ELECTRIC | 1020 | https://pim-kvc.soneparsea.com:3443/PictureServer/default.aspx/schneider-gv2mc02_image1.jpg?A3889C9397807479A2A1C7A8BAA5959DB4AAC672B9AD62A1B37586A4BBA4919BB57682AFC29E | https://pim-kvc.soneparsea.com:3443/PictureServer/default.aspx/schneider-GV2MC02.pdf?81788B76AEAA939CBEAABDA9B7A95D7BA677A18882695EA4B4AB | TESYS GV2 ENCLOSURE FOR TESYS GV2ME -IP55 | Surface mounting enclosure for standard environment. | Model | Surface mounting
| 5 | Electrical Distribution (LV) | Distribution Box and Enclosure | Enclosures | TESYS GV2 ENCLOSURE FOR TESYS GV2ME IP55 | 2018448 | GV2MC02 | SCHNEIDER ELECTRIC | 1020 | https://pim-kvc.soneparsea.com:3443/PictureServer/default.aspx/schneider-gv2mc02_image1.jpg?A3889C9397807479A2A1C7A8BAA5959DB4AAC672B9AD62A1B37586A4BBA4919BB57682AFC29E | https://pim-kvc.soneparsea.com:3443/PictureServer/default.aspx/schneider-GV2MC02.pdf?81788B76AEAA939CBEAABDA9B7A95D7BA677A18882695EA4B4AB | TESYS GV2 ENCLOSURE FOR TESYS GV2ME -IP55 | Surface mounting enclosure for standard environment. | Degree of protection (IP) | IP55
| 5 | Electrical Distribution (LV) | Distribution Box and Enclosure | Enclosures | TESYS GV2 ENCLOSURE FOR TESYS GV2ME IP55 | 2018448 | GV2MC02 | SCHNEIDER ELECTRIC | 1020 | https://pim-kvc.soneparsea.com:3443/PictureServer/default.aspx/schneider-gv2mc02_image1.jpg?A3889C9397807479A2A1C7A8BAA5959DB4AAC672B9AD62A1B37586A4BBA4919BB57682AFC29E | https://pim-kvc.soneparsea.com:3443/PictureServer/default.aspx/schneider-GV2MC02.pdf?81788B76AEAA939CBEAABDA9B7A95D7BA677A18882695EA4B4AB | TESYS GV2 ENCLOSURE FOR TESYS GV2ME -IP55 | Surface mounting enclosure for standard environment. | Material housing | Plastic
| 5 | Electrical Distribution (LV) | Distribution Box and Enclosure | Enclosures | TESYS GV2 ENCLOSURE FOR TESYS GV2ME IP55 | 2018448 | GV2MC02 | SCHNEIDER ELECTRIC | 1020 | https://pim-kvc.soneparsea.com:3443/PictureServer/default.aspx/schneider-gv2mc02_image1.jpg?A3889C9397807479A2A1C7A8BAA5959DB4AAC672B9AD62A1B37586A4BBA4919BB57682AFC29E | https://pim-kvc.soneparsea.com:3443/PictureServer/default.aspx/schneider-GV2MC02.pdf?81788B76AEAA939CBEAABDA9B7A95D7BA677A18882695EA4B4AB | TESYS GV2 ENCLOSURE FOR TESYS GV2ME -IP55 | Surface mounting enclosure for standard environment. | Width | 93mm
| 5 | Electrical Distribution (LV) | Distribution Box and Enclosure | Enclosures | TESYS GV2 ENCLOSURE FOR TESYS GV2ME IP55 | 2018448 | GV2MC02 | SCHNEIDER ELECTRIC | 1020 | https://pim-kvc.soneparsea.com:3443/PictureServer/default.aspx/schneider-gv2mc02_image1.jpg?A3889C9397807479A2A1C7A8BAA5959DB4AAC672B9AD62A1B37586A4BBA4919BB57682AFC29E | https://pim-kvc.soneparsea.com:3443/PictureServer/default.aspx/schneider-GV2MC02.pdf?81788B76AEAA939CBEAABDA9B7A95D7BA677A18882695EA4B4AB | TESYS GV2 ENCLOSURE FOR TESYS GV2ME -IP55 | Surface mounting enclosure for standard environment. | Height | 147mm
| 5 | Electrical Distribution (LV) | Distribution Box and Enclosure | Enclosures | TESYS GV2 ENCLOSURE FOR TESYS GV2ME IP55 | 2018448 | GV2MC02 | SCHNEIDER ELECTRIC | 1020 | https://pim-kvc.soneparsea.com:3443/PictureServer/default.aspx/schneider-gv2mc02_image1.jpg?A3889C9397807479A2A1C7A8BAA5959DB4AAC672B9AD62A1B37586A4BBA4919BB57682AFC29E | https://pim-kvc.soneparsea.com:3443/PictureServer/default.aspx/schneider-GV2MC02.pdf?81788B76AEAA939CBEAABDA9B7A95D7BA677A18882695EA4B4AB | TESYS GV2 ENCLOSURE FOR TESYS GV2ME -IP55 | Surface mounting enclosure for standard environment. | Depth | 84mm
| 5 | Electrical Distribution (LV) | Distribution Box and Enclosure | Enclosures | TESYS GV2 ENCLOSURE FOR TESYS GV2ME IP55 | 2018448 | GV2MC02 | SCHNEIDER ELECTRIC | 1020 | https://pim-kvc.soneparsea.com:3443/PictureServer/default.aspx/schneider-gv2mc02_image1.jpg?A3889C9397807479A2A1C7A8BAA5959DB4AAC672B9AD62A1B37586A4BBA4919BB57682AFC29E | https://pim-kvc.soneparsea.com:3443/PictureServer/default.aspx/schneider-GV2MC02.pdf?81788B76AEAA939CBEAABDA9B7A95D7BA677A18882695EA4B4AB | TESYS GV2 ENCLOSURE FOR TESYS GV2ME -IP55 | Surface mounting enclosure for standard environment. | With transparent cover | no
| 5 | Electrical Distribution (LV) | Distribution Box and Enclosure | Enclosures | TESYS GV2 ENCLOSURE FOR TESYS GV2ME IP55 | 2018448 | GV2MC02 | SCHNEIDER ELECTRIC | 1020 | https://pim-kvc.soneparsea.com:3443/PictureServer/default.aspx/schneider-gv2mc02_image1.jpg?A3889C9397807479A2A1C7A8BAA5959DB4AAC672B9AD62A1B37586A4BBA4919BB57682AFC29E | https://pim-kvc.soneparsea.com:3443/PictureServer/default.aspx/schneider-GV2MC02.pdf?81788B76AEAA939CBEAABDA9B7A95D7BA677A18882695EA4B4AB | TESYS GV2 ENCLOSURE FOR TESYS GV2ME -IP55 | Surface mounting enclosure for standard environment. | Suitable for emergency stop | no
| 5 | Electrical Distribution (LV) | Distribution Box and Enclosure | Enclosures | TESYS GV2 ENCLOSURE FOR TESYS GV2ME IP55 | 2018448 | GV2MC02 | SCHNEIDER ELECTRIC | 1020 | https://pim-kvc.soneparsea.com:3443/PictureServer/default.aspx/schneider-gv2mc02_image1.jpg?A3889C9397807479A2A1C7A8BAA5959DB4AAC672B9AD62A1B37586A4BBA4919BB57682AFC29E | https://pim-kvc.soneparsea.com:3443/PictureServer/default.aspx/schneider-GV2MC02.pdf?81788B76AEAA939CBEAABDA9B7A95D7BA677A18882695EA4B4AB | TESYS GV2 ENCLOSURE FOR TESYS GV2ME -IP55 | Surface mounting enclosure for standard environment. | Model | Surface mounting
| 5 | Electrical Distribution (LV) | Distribution Box and Enclosure | Enclosures | TESYS GV2 ENCLOSURE FOR TESYS GV2ME IP55 | 2018448 | GV2MC02 | SCHNEIDER ELECTRIC | 1020 | https://pim-kvc.soneparsea.com:3443/PictureServer/default.aspx/schneider-gv2mc02_image1.jpg?A3889C9397807479A2A1C7A8BAA5959DB4AAC672B9AD62A1B37586A4BBA4919BB57682AFC29E | https://pim-kvc.soneparsea.com:3443/PictureServer/default.aspx/schneider-GV2MC02.pdf?81788B76AEAA939CBEAABDA9B7A95D7BA677A18882695EA4B4AB | TESYS GV2 ENCLOSURE FOR TESYS GV2ME -IP55 | Surface mounting enclosure for standard environment. | Degree of protection (IP) | IP55
| 5 | Electrical Distribution (LV) | Distribution Box and Enclosure | Enclosures | TESYS GV2 ENCLOSURE FOR TESYS GV2ME IP55 | 2018448 | GV2MC02 | SCHNEIDER ELECTRIC | 1020 | https://pim-kvc.soneparsea.com:3443/PictureServer/default.aspx/schneider-gv2mc02_image1.jpg?A3889C9397807479A2A1C7A8BAA5959DB4AAC672B9AD62A1B37586A4BBA4919BB57682AFC29E | https://pim-kvc.soneparsea.com:3443/PictureServer/default.aspx/schneider-GV2MC02.pdf?81788B76AEAA939CBEAABDA9B7A95D7BA677A18882695EA4B4AB | TESYS GV2 ENCLOSURE FOR TESYS GV2ME -IP55 | Surface mounting enclosure for standard environment. | Material housing | Plastic
| 5 | Electrical Distribution (LV) | Distribution Box and Enclosure | Enclosures | TESYS GV2 ENCLOSURE FOR TESYS GV2ME IP55 | 2018448 | GV2MC02 | SCHNEIDER ELECTRIC | 1020 | https://pim-kvc.soneparsea.com:3443/PictureServer/default.aspx/schneider-gv2mc02_image1.jpg?A3889C9397807479A2A1C7A8BAA5959DB4AAC672B9AD62A1B37586A4BBA4919BB57682AFC29E | https://pim-kvc.soneparsea.com:3443/PictureServer/default.aspx/schneider-GV2MC02.pdf?81788B76AEAA939CBEAABDA9B7A95D7BA677A18882695EA4B4AB | TESYS GV2 ENCLOSURE FOR TESYS GV2ME -IP55 | Surface mounting enclosure for standard environment. | Width | 93mm
| 5 | Electrical Distribution (LV) | Distribution Box and Enclosure | Enclosures | TESYS GV2 ENCLOSURE FOR TESYS GV2ME IP55 | 2018448 | GV2MC02 | SCHNEIDER ELECTRIC | 1020 | https://pim-kvc.soneparsea.com:3443/PictureServer/default.aspx/schneider-gv2mc02_image1.jpg?A3889C9397807479A2A1C7A8BAA5959DB4AAC672B9AD62A1B37586A4BBA4919BB57682AFC29E | https://pim-kvc.soneparsea.com:3443/PictureServer/default.aspx/schneider-GV2MC02.pdf?81788B76AEAA939CBEAABDA9B7A95D7BA677A18882695EA4B4AB | TESYS GV2 ENCLOSURE FOR TESYS GV2ME -IP55 | Surface mounting enclosure for standard environment. | Height | 147mm
| 5 | Electrical Distribution (LV) | Distribution Box and Enclosure | Enclosures | TESYS GV2 ENCLOSURE FOR TESYS GV2ME IP55 | 2018448 | GV2MC02 | SCHNEIDER ELECTRIC | 1020 | https://pim-kvc.soneparsea.com:3443/PictureServer/default.aspx/schneider-gv2mc02_image1.jpg?A3889C9397807479A2A1C7A8BAA5959DB4AAC672B9AD62A1B37586A4BBA4919BB57682AFC29E | https://pim-kvc.soneparsea.com:3443/PictureServer/default.aspx/schneider-GV2MC02.pdf?81788B76AEAA939CBEAABDA9B7A95D7BA677A18882695EA4B4AB | TESYS GV2 ENCLOSURE FOR TESYS GV2ME -IP55 | Surface mounting enclosure for standard environment. | Depth | 84mm
| 5 | Electrical Distribution (LV) | Distribution Box and Enclosure | Enclosures | TESYS GV2 ENCLOSURE FOR TESYS GV2ME IP55 | 2018448 | GV2MC02 | SCHNEIDER ELECTRIC | 1020 | https://pim-kvc.soneparsea.com:3443/PictureServer/default.aspx/schneider-gv2mc02_image1.jpg?A3889C9397807479A2A1C7A8BAA5959DB4AAC672B9AD62A1B37586A4BBA4919BB57682AFC29E | https://pim-kvc.soneparsea.com:3443/PictureServer/default.aspx/schneider-GV2MC02.pdf?81788B76AEAA939CBEAABDA9B7A95D7BA677A18882695EA4B4AB | TESYS GV2 ENCLOSURE FOR TESYS GV2ME -IP55 | Surface mounting enclosure for standard environment. | With transparent cover | no
| 5 | Electrical Distribution (LV) | Distribution Box and Enclosure | Enclosures | TESYS GV2 ENCLOSURE FOR TESYS GV2ME IP55 | 2018448 | GV2MC02 | SCHNEIDER ELECTRIC | 1020 | https://pim-kvc.soneparsea.com:3443/PictureServer/default.aspx/schneider-gv2mc02_image1.jpg?A3889C9397807479A2A1C7A8BAA5959DB4AAC672B9AD62A1B37586A4BBA4919BB57682AFC29E | https://pim-kvc.soneparsea.com:3443/PictureServer/default.aspx/schneider-GV2MC02.pdf?81788B76AEAA939CBEAABDA9B7A95D7BA677A18882695EA4B4AB | TESYS GV2 ENCLOSURE FOR TESYS GV2ME -IP55 | Surface mounting enclosure for standard environment. | Suitable for emergency stop | no
| 5 | Electrical Distribution (LV) | Distribution Box and Enclosure | Enclosures | TESYS GV2 ENCLOSURE FOR TESYS GV2ME IP55 | 2018448 | GV2MC02 | SCHNEIDER ELECTRIC | 1020 | https://pim-kvc.soneparsea.com:3443/PictureServer/default.aspx/schneider-gv2mc02_image1.jpg?A3889C9397807479A2A1C7A8BAA5959DB4AAC672B9AD62A1B37586A4BBA4919BB57682AFC29E | https://pim-kvc.soneparsea.com:3443/PictureServer/default.aspx/schneider-GV2MC02.pdf?81788B76AEAA939CBEAABDA9B7A95D7BA677A18882695EA4B4AB | TESYS GV2 ENCLOSURE FOR TESYS GV2ME -IP55 | Surface mounting enclosure for standard environment. | Model | Surface mounting
| 5 | Electrical Distribution (LV) | Distribution Box and Enclosure | Enclosures | TESYS GV2 ENCLOSURE FOR TESYS GV2ME IP55 | 2018448 | GV2MC02 | SCHNEIDER ELECTRIC | 1020 | https://pim-kvc.soneparsea.com:3443/PictureServer/default.aspx/schneider-gv2mc02_image1.jpg?A3889C9397807479A2A1C7A8BAA5959DB4AAC672B9AD62A1B37586A4BBA4919BB57682AFC29E | https://pim-kvc.soneparsea.com:3443/PictureServer/default.aspx/schneider-GV2MC02.pdf?81788B76AEAA939CBEAABDA9B7A95D7BA677A18882695EA4B4AB | TESYS GV2 ENCLOSURE FOR TESYS GV2ME -IP55 | Surface mounting enclosure for standard environment. | Degree of protection (IP) | IP55
| 6 | Electrical Distribution (LV) | Distribution Box and Enclosure | Enclosures Accessories | TESYS MINI-VARIO AND VARIO DOOR INTERLOCK SET OF 5 | 2018555 | KZ32 | SCHNEIDER ELECTRIC | 160 | https://pim-kvc.soneparsea.com:3443/PictureServer/default.aspx/schneider-KZ32_Image1.jpg?A3889C9397807479A2A1C7A8BAA5959DB4AAC6729D916366AF8EC1A6B99C6162BAB5BB | https://pim-kvc.soneparsea.com:3443/PictureServer/default.aspx/schneider-KZ32.pdf?81788B76AEAA939CBEAABDA9B7A95D7FAA788673C29B96 | TESYS MINI-VARIO AND VARIO - DOOR INTERLOCK - SET OF 5 | Door interlocking plate for 45 or 60 mm operator | Model | Other
| 6 | Electrical Distribution (LV) | Distribution Box and Enclosure | Enclosures Accessories | TESYS MINI-VARIO AND VARIO DOOR INTERLOCK SET OF 5 | 2018555 | KZ32 | SCHNEIDER ELECTRIC | 160 | https://pim-kvc.soneparsea.com:3443/PictureServer/default.aspx/schneider-KZ32_Image1.jpg?A3889C9397807479A2A1C7A8BAA5959DB4AAC6729D916366AF8EC1A6B99C6162BAB5BB | https://pim-kvc.soneparsea.com:3443/PictureServer/default.aspx/schneider-KZ32.pdf?81788B76AEAA939CBEAABDA9B7A95D7FAA788673C29B96 | TESYS MINI-VARIO AND VARIO - DOOR INTERLOCK - SET OF 5 | Door interlocking plate for 45 or 60 mm operator | Material | Plastic
| 7 | Electrical Distribution (LV) | Distribution Box and Enclosure | Enclosures | HARMONY XALD EMPTY ENCLOSURE BASE 4 CUT-OUTS DARK GREY | 2021571 | XALD04 | SCHNEIDER ELECTRIC | 2140 | https://pim-kvc.soneparsea.com:3443/PictureServer/default.aspx/schneider-xald04_image1.jpg?A3889C9397807479A2A1C7A8BAA5959DB4AAC672CA989C988079B3AEBF9897998173BEB5B9 | https://pim-kvc.soneparsea.com:3443/PictureServer/default.aspx/schneider-xald04.pdf?81788B76AEAA939CBEAABDA9B7A95DACB1B1B8758665A098B6 | HARMONY XALD DARK GREY EMPTY ENCLOSURE LID WITH LIGHT GREY BASE 4 CUT-OUTS | This Schneider Electric XALD dark grey control station is ideal to control start operation in machines. It has 1 green ( I ) pushbutton with 1 normally open contact. It is IP65 / NEMA type 4. This dark grey control station enables machine builders to easily add control and signalling functionality on their machines, with permanent modifications or damage to their machine body. It is designed for simple and mass production machines, textiles, packaging, handling small lifting systems, control of garage doors, rolling shutters, smoke extraction vents. It is compatible with Harmony XB5 range pushbuttons, switches and pilot lights. It is also resistant to chemicals and offers double insulation. | Number of command positions | 4
| 7 | Electrical Distribution (LV) | Distribution Box and Enclosure | Enclosures | HARMONY XALD EMPTY ENCLOSURE BASE 4 CUT-OUTS DARK GREY | 2021571 | XALD04 | SCHNEIDER ELECTRIC | 2140 | https://pim-kvc.soneparsea.com:3443/PictureServer/default.aspx/schneider-xald04_image1.jpg?A3889C9397807479A2A1C7A8BAA5959DB4AAC672CA989C988079B3AEBF9897998173BEB5B9 | https://pim-kvc.soneparsea.com:3443/PictureServer/default.aspx/schneider-xald04.pdf?81788B76AEAA939CBEAABDA9B7A95DACB1B1B8758665A098B6 | HARMONY XALD DARK GREY EMPTY ENCLOSURE LID WITH LIGHT GREY BASE 4 CUT-OUTS | This Schneider Electric XALD dark grey control station is ideal to control start operation in machines. It has 1 green ( I ) pushbutton with 1 normally open contact. It is IP65 / NEMA type 4. This dark grey control station enables machine builders to easily add control and signalling functionality on their machines, with permanent modifications or damage to their machine body. It is designed for simple and mass production machines, textiles, packaging, handling small lifting systems, control of garage doors, rolling shutters, smoke extraction vents. It is compatible with Harmony XB5 range pushbuttons, switches and pilot lights. It is also resistant to chemicals and offers double insulation. | Construction type housing | Surface mounting housing
| 7 | Electrical Distribution (LV) | Distribution Box and Enclosure | Enclosures | HARMONY XALD EMPTY ENCLOSURE BASE 4 CUT-OUTS DARK GREY | 2021571 | XALD04 | SCHNEIDER ELECTRIC | 2140 | https://pim-kvc.soneparsea.com:3443/PictureServer/default.aspx/schneider-xald04_image1.jpg?A3889C9397807479A2A1C7A8BAA5959DB4AAC672CA989C988079B3AEBF9897998173BEB5B9 | https://pim-kvc.soneparsea.com:3443/PictureServer/default.aspx/schneider-xald04.pdf?81788B76AEAA939CBEAABDA9B7A95DACB1B1B8758665A098B6 | HARMONY XALD DARK GREY EMPTY ENCLOSURE LID WITH LIGHT GREY BASE 4 CUT-OUTS | This Schneider Electric XALD dark grey control station is ideal to control start operation in machines. It has 1 green ( I ) pushbutton with 1 normally open contact. It is IP65 / NEMA type 4. This dark grey control station enables machine builders to easily add control and signalling functionality on their machines, with permanent modifications or damage to their machine body. It is designed for simple and mass production machines, textiles, packaging, handling small lifting systems, control of garage doors, rolling shutters, smoke extraction vents. It is compatible with Harmony XB5 range pushbuttons, switches and pilot lights. It is also resistant to chemicals and offers double insulation. | Material housing | Plastic
| 7 | Electrical Distribution (LV) | Distribution Box and Enclosure | Enclosures | HARMONY XALD EMPTY ENCLOSURE BASE 4 CUT-OUTS DARK GREY | 2021571 | XALD04 | SCHNEIDER ELECTRIC | 2140 | https://pim-kvc.soneparsea.com:3443/PictureServer/default.aspx/schneider-xald04_image1.jpg?A3889C9397807479A2A1C7A8BAA5959DB4AAC672CA989C988079B3AEBF9897998173BEB5B9 | https://pim-kvc.soneparsea.com:3443/PictureServer/default.aspx/schneider-xald04.pdf?81788B76AEAA939CBEAABDA9B7A95DACB1B1B8758665A098B6 | HARMONY XALD DARK GREY EMPTY ENCLOSURE LID WITH LIGHT GREY BASE 4 CUT-OUTS | This Schneider Electric XALD dark grey control station is ideal to control start operation in machines. It has 1 green ( I ) pushbutton with 1 normally open contact. It is IP65 / NEMA type 4. This dark grey control station enables machine builders to easily add control and signalling functionality on their machines, with permanent modifications or damage to their machine body. It is designed for simple and mass production machines, textiles, packaging, handling small lifting systems, control of garage doors, rolling shutters, smoke extraction vents. It is compatible with Harmony XB5 range pushbuttons, switches and pilot lights. It is also resistant to chemicals and offers double insulation. | Housing material quality | Other
| 7 | Electrical Distribution (LV) | Distribution Box and Enclosure | Enclosures | HARMONY XALD EMPTY ENCLOSURE BASE 4 CUT-OUTS DARK GREY | 2021571 | XALD04 | SCHNEIDER ELECTRIC | 2140 | https://pim-kvc.soneparsea.com:3443/PictureServer/default.aspx/schneider-xald04_image1.jpg?A3889C9397807479A2A1C7A8BAA5959DB4AAC672CA989C988079B3AEBF9897998173BEB5B9 | https://pim-kvc.soneparsea.com:3443/PictureServer/default.aspx/schneider-xald04.pdf?81788B76AEAA939CBEAABDA9B7A95DACB1B1B8758665A098B6 | HARMONY XALD DARK GREY EMPTY ENCLOSURE LID WITH LIGHT GREY BASE 4 CUT-OUTS | This Schneider Electric XALD dark grey control station is ideal to control start operation in machines. It has 1 green ( I ) pushbutton with 1 normally open contact. It is IP65 / NEMA type 4. This dark grey control station enables machine builders to easily add control and signalling functionality on their machines, with permanent modifications or damage to their machine body. It is designed for simple and mass production machines, textiles, packaging, handling small lifting systems, control of garage doors, rolling shutters, smoke extraction vents. It is compatible with Harmony XB5 range pushbuttons, switches and pilot lights. It is also resistant to chemicals and offers double insulation. | Diameter openings | 22.5mm
| 7 | Electrical Distribution (LV) | Distribution Box and Enclosure | Enclosures | HARMONY XALD EMPTY ENCLOSURE BASE 4 CUT-OUTS DARK GREY | 2021571 | XALD04 | SCHNEIDER ELECTRIC | 2140 | https://pim-kvc.soneparsea.com:3443/PictureServer/default.aspx/schneider-xald04_image1.jpg?A3889C9397807479A2A1C7A8BAA5959DB4AAC672CA989C988079B3AEBF9897998173BEB5B9 | https://pim-kvc.soneparsea.com:3443/PictureServer/default.aspx/schneider-xald04.pdf?81788B76AEAA939CBEAABDA9B7A95DACB1B1B8758665A098B6 | HARMONY XALD DARK GREY EMPTY ENCLOSURE LID WITH LIGHT GREY BASE 4 CUT-OUTS | This Schneider Electric XALD dark grey control station is ideal to control start operation in machines. It has 1 green ( I ) pushbutton with 1 normally open contact. It is IP65 / NEMA type 4. This dark grey control station enables machine builders to easily add control and signalling functionality on their machines, with permanent modifications or damage to their machine body. It is designed for simple and mass production machines, textiles, packaging, handling small lifting systems, control of garage doors, rolling shutters, smoke extraction vents. It is compatible with Harmony XB5 range pushbuttons, switches and pilot lights. It is also resistant to chemicals and offers double insulation. | Colour housing cover | Grey
| 7 | Electrical Distribution (LV) | Distribution Box and Enclosure | Enclosures | HARMONY XALD EMPTY ENCLOSURE BASE 4 CUT-OUTS DARK GREY | 2021571 | XALD04 | SCHNEIDER ELECTRIC | 2140 | https://pim-kvc.soneparsea.com:3443/PictureServer/default.aspx/schneider-xald04_image1.jpg?A3889C9397807479A2A1C7A8BAA5959DB4AAC672CA989C988079B3AEBF9897998173BEB5B9 | https://pim-kvc.soneparsea.com:3443/PictureServer/default.aspx/schneider-xald04.pdf?81788B76AEAA939CBEAABDA9B7A95DACB1B1B8758665A098B6 | HARMONY XALD DARK GREY EMPTY ENCLOSURE LID WITH LIGHT GREY BASE 4 CUT-OUTS | This Schneider Electric XALD dark grey control station is ideal to control start operation in machines. It has 1 green ( I ) pushbutton with 1 normally open contact. It is IP65 / NEMA type 4. This dark grey control station enables machine builders to easily add control and signalling functionality on their machines, with permanent modifications or damage to their machine body. It is designed for simple and mass production machines, textiles, packaging, handling small lifting systems, control of garage doors, rolling shutters, smoke extraction vents. It is compatible with Harmony XB5 range pushbuttons, switches and pilot lights. It is also resistant to chemicals and offers double insulation. | Degree of protection (IP) | IP66
| 7 | Electrical Distribution (LV) | Distribution Box and Enclosure | Enclosures | HARMONY XALD EMPTY ENCLOSURE BASE 4 CUT-OUTS DARK GREY | 2021571 | XALD04 | SCHNEIDER ELECTRIC | 2140 | https://pim-kvc.soneparsea.com:3443/PictureServer/default.aspx/schneider-xald04_image1.jpg?A3889C9397807479A2A1C7A8BAA5959DB4AAC672CA989C988079B3AEBF9897998173BEB5B9 | https://pim-kvc.soneparsea.com:3443/PictureServer/default.aspx/schneider-xald04.pdf?81788B76AEAA939CBEAABDA9B7A95DACB1B1B8758665A098B6 | HARMONY XALD DARK GREY EMPTY ENCLOSURE LID WITH LIGHT GREY BASE 4 CUT-OUTS | This Schneider Electric XALD dark grey control station is ideal to control start operation in machines. It has 1 green ( I ) pushbutton with 1 normally open contact. It is IP65 / NEMA type 4. This dark grey control station enables machine builders to easily add control and signalling functionality on their machines, with permanent modifications or damage to their machine body. It is designed for simple and mass production machines, textiles, packaging, handling small lifting systems, control of garage doors, rolling shutters, smoke extraction vents. It is compatible with Harmony XB5 range pushbuttons, switches and pilot lights. It is also resistant to chemicals and offers double insulation. | Degree of protection (NEMA) | Other
| 7 | Electrical Distribution (LV) | Distribution Box and Enclosure | Enclosures | HARMONY XALD EMPTY ENCLOSURE BASE 4 CUT-OUTS DARK GREY | 2021571 | XALD04 | SCHNEIDER ELECTRIC | 2140 | https://pim-kvc.soneparsea.com:3443/PictureServer/default.aspx/schneider-xald04_image1.jpg?A3889C9397807479A2A1C7A8BAA5959DB4AAC672CA989C988079B3AEBF9897998173BEB5B9 | https://pim-kvc.soneparsea.com:3443/PictureServer/default.aspx/schneider-xald04.pdf?81788B76AEAA939CBEAABDA9B7A95DACB1B1B8758665A098B6 | HARMONY XALD DARK GREY EMPTY ENCLOSURE LID WITH LIGHT GREY BASE 4 CUT-OUTS | This Schneider Electric XALD dark grey control station is ideal to control start operation in machines. It has 1 green ( I ) pushbutton with 1 normally open contact. It is IP65 / NEMA type 4. This dark grey control station enables machine builders to easily add control and signalling functionality on their machines, with permanent modifications or damage to their machine body. It is designed for simple and mass production machines, textiles, packaging, handling small lifting systems, control of garage doors, rolling shutters, smoke extraction vents. It is compatible with Harmony XB5 range pushbuttons, switches and pilot lights. It is also resistant to chemicals and offers double insulation. | Width | 68mm
| 7 | Electrical Distribution (LV) | Distribution Box and Enclosure | Enclosures | HARMONY XALD EMPTY ENCLOSURE BASE 4 CUT-OUTS DARK GREY | 2021571 | XALD04 | SCHNEIDER ELECTRIC | 2140 | https://pim-kvc.soneparsea.com:3443/PictureServer/default.aspx/schneider-xald04_image1.jpg?A3889C9397807479A2A1C7A8BAA5959DB4AAC672CA989C988079B3AEBF9897998173BEB5B9 | https://pim-kvc.soneparsea.com:3443/PictureServer/default.aspx/schneider-xald04.pdf?81788B76AEAA939CBEAABDA9B7A95DACB1B1B8758665A098B6 | HARMONY XALD DARK GREY EMPTY ENCLOSURE LID WITH LIGHT GREY BASE 4 CUT-OUTS | This Schneider Electric XALD dark grey control station is ideal to control start operation in machines. It has 1 green ( I ) pushbutton with 1 normally open contact. It is IP65 / NEMA type 4. This dark grey control station enables machine builders to easily add control and signalling functionality on their machines, with permanent modifications or damage to their machine body. It is designed for simple and mass production machines, textiles, packaging, handling small lifting systems, control of garage doors, rolling shutters, smoke extraction vents. It is compatible with Harmony XB5 range pushbuttons, switches and pilot lights. It is also resistant to chemicals and offers double insulation. | Height | 166mm
| 7 | Electrical Distribution (LV) | Distribution Box and Enclosure | Enclosures | HARMONY XALD EMPTY ENCLOSURE BASE 4 CUT-OUTS DARK GREY | 2021571 | XALD04 | SCHNEIDER ELECTRIC | 2140 | https://pim-kvc.soneparsea.com:3443/PictureServer/default.aspx/schneider-xald04_image1.jpg?A3889C9397807479A2A1C7A8BAA5959DB4AAC672CA989C988079B3AEBF9897998173BEB5B9 | https://pim-kvc.soneparsea.com:3443/PictureServer/default.aspx/schneider-xald04.pdf?81788B76AEAA939CBEAABDA9B7A95DACB1B1B8758665A098B6 | HARMONY XALD DARK GREY EMPTY ENCLOSURE LID WITH LIGHT GREY BASE 4 CUT-OUTS | This Schneider Electric XALD dark grey control station is ideal to control start operation in machines. It has 1 green ( I ) pushbutton with 1 normally open contact. It is IP65 / NEMA type 4. This dark grey control station enables machine builders to easily add control and signalling functionality on their machines, with permanent modifications or damage to their machine body. It is designed for simple and mass production machines, textiles, packaging, handling small lifting systems, control of garage doors, rolling shutters, smoke extraction vents. It is compatible with Harmony XB5 range pushbuttons, switches and pilot lights. It is also resistant to chemicals and offers double insulation. | Depth | 53mm
| 8 | Electrical Distribution (LV) | Power Meter | Energy Meter | PM5110 POWER METER W/MODBUS UPTO 15TH H-1DO 33 ALARMS-FLUSH | 2053262 | METSEPM5110 | SCHNEIDER ELECTRIC | 26100 | https://pim-kvc.soneparsea.com:3443/PictureServer/default.aspx/schneider-METSEPM5110_Image1.jpg?A3889C9397807479A2A1C7A8BAA5959DB4AAC6729F7C84879595A17A8368609399B2B5ACB7685E9EC0AC | https://pim-kvc.soneparsea.com:3443/PictureServer/default.aspx/schneider-METSEPM5110.pdf?81788B76AEAA939CBEAABDA9B7A95D819599A78AA2846565817582B5B69D | PM5110 POWER METER WITH MODBUS UP TO 15TH H 1DO 33ALARMS FLUSH MOUNT | The PowerLogic PM5000 series power meters are the new benchmark in affordable, precision metering. It is the ideal fit for high-end cost management applications, providing the measurement capabilities needed to allocate energy usage, perform tenant metering and sub-billing, pin-point energy savings, optimize equipment efficiency and utilization, and perform a high level assessment of the power quality in an electrical network. | Type of meter | Electronic
| 8 | Electrical Distribution (LV) | Power Meter | Energy Meter | PM5110 POWER METER W/MODBUS UPTO 15TH H-1DO 33 ALARMS-FLUSH | 2053262 | METSEPM5110 | SCHNEIDER ELECTRIC | 26100 | https://pim-kvc.soneparsea.com:3443/PictureServer/default.aspx/schneider-METSEPM5110_Image1.jpg?A3889C9397807479A2A1C7A8BAA5959DB4AAC6729F7C84879595A17A8368609399B2B5ACB7685E9EC0AC | https://pim-kvc.soneparsea.com:3443/PictureServer/default.aspx/schneider-METSEPM5110.pdf?81788B76AEAA939CBEAABDA9B7A95D819599A78AA2846565817582B5B69D | PM5110 POWER METER WITH MODBUS UP TO 15TH H 1DO 33ALARMS FLUSH MOUNT | The PowerLogic PM5000 series power meters are the new benchmark in affordable, precision metering. It is the ideal fit for high-end cost management applications, providing the measurement capabilities needed to allocate energy usage, perform tenant metering and sub-billing, pin-point energy savings, optimize equipment efficiency and utilization, and perform a high level assessment of the power quality in an electrical network. | Nominal current (In) | 8.5A
| 8 | Electrical Distribution (LV) | Power Meter | Energy Meter | PM5110 POWER METER W/MODBUS UPTO 15TH H-1DO 33 ALARMS-FLUSH | 2053262 | METSEPM5110 | SCHNEIDER ELECTRIC | 26100 | https://pim-kvc.soneparsea.com:3443/PictureServer/default.aspx/schneider-METSEPM5110_Image1.jpg?A3889C9397807479A2A1C7A8BAA5959DB4AAC6729F7C84879595A17A8368609399B2B5ACB7685E9EC0AC | https://pim-kvc.soneparsea.com:3443/PictureServer/default.aspx/schneider-METSEPM5110.pdf?81788B76AEAA939CBEAABDA9B7A95D819599A78AA2846565817582B5B69D | PM5110 POWER METER WITH MODBUS UP TO 15TH H 1DO 33ALARMS FLUSH MOUNT | The PowerLogic PM5000 series power meters are the new benchmark in affordable, precision metering. It is the ideal fit for high-end cost management applications, providing the measurement capabilities needed to allocate energy usage, perform tenant metering and sub-billing, pin-point energy savings, optimize equipment efficiency and utilization, and perform a high level assessment of the power quality in an electrical network. | Max. current (Imax) | 20A
| 8 | Electrical Distribution (LV) | Power Meter | Energy Meter | PM5110 POWER METER W/MODBUS UPTO 15TH H-1DO 33 ALARMS-FLUSH | 2053262 | METSEPM5110 | SCHNEIDER ELECTRIC | 26100 | https://pim-kvc.soneparsea.com:3443/PictureServer/default.aspx/schneider-METSEPM5110_Image1.jpg?A3889C9397807479A2A1C7A8BAA5959DB4AAC6729F7C84879595A17A8368609399B2B5ACB7685E9EC0AC | https://pim-kvc.soneparsea.com:3443/PictureServer/default.aspx/schneider-METSEPM5110.pdf?81788B76AEAA939CBEAABDA9B7A95D819599A78AA2846565817582B5B69D | PM5110 POWER METER WITH MODBUS UP TO 15TH H 1DO 33ALARMS FLUSH MOUNT | The PowerLogic PM5000 series power meters are the new benchmark in affordable, precision metering. It is the ideal fit for high-end cost management applications, providing the measurement capabilities needed to allocate energy usage, perform tenant metering and sub-billing, pin-point energy savings, optimize equipment efficiency and utilization, and perform a high level assessment of the power quality in an electrical network. | Nominal voltage (Un) N-L | 20...400V
| 8 | Electrical Distribution (LV) | Power Meter | Energy Meter | PM5110 POWER METER W/MODBUS UPTO 15TH H-1DO 33 ALARMS-FLUSH | 2053262 | METSEPM5110 | SCHNEIDER ELECTRIC | 26100 | https://pim-kvc.soneparsea.com:3443/PictureServer/default.aspx/schneider-METSEPM5110_Image1.jpg?A3889C9397807479A2A1C7A8BAA5959DB4AAC6729F7C84879595A17A8368609399B2B5ACB7685E9EC0AC | https://pim-kvc.soneparsea.com:3443/PictureServer/default.aspx/schneider-METSEPM5110.pdf?81788B76AEAA939CBEAABDA9B7A95D819599A78AA2846565817582B5B69D | PM5110 POWER METER WITH MODBUS UP TO 15TH H 1DO 33ALARMS FLUSH MOUNT | The PowerLogic PM5000 series power meters are the new benchmark in affordable, precision metering. It is the ideal fit for high-end cost management applications, providing the measurement capabilities needed to allocate energy usage, perform tenant metering and sub-billing, pin-point energy savings, optimize equipment efficiency and utilization, and perform a high level assessment of the power quality in an electrical network. | Nominal voltage (Un) L-L | 35...690V
| 8 | Electrical Distribution (LV) | Power Meter | Energy Meter | PM5110 POWER METER W/MODBUS UPTO 15TH H-1DO 33 ALARMS-FLUSH | 2053262 | METSEPM5110 | SCHNEIDER ELECTRIC | 26100 | https://pim-kvc.soneparsea.com:3443/PictureServer/default.aspx/schneider-METSEPM5110_Image1.jpg?A3889C9397807479A2A1C7A8BAA5959DB4AAC6729F7C84879595A17A8368609399B2B5ACB7685E9EC0AC | https://pim-kvc.soneparsea.com:3443/PictureServer/default.aspx/schneider-METSEPM5110.pdf?81788B76AEAA939CBEAABDA9B7A95D819599A78AA2846565817582B5B69D | PM5110 POWER METER WITH MODBUS UP TO 15TH H 1DO 33ALARMS FLUSH MOUNT | The PowerLogic PM5000 series power meters are the new benchmark in affordable, precision metering. It is the ideal fit for high-end cost management applications, providing the measurement capabilities needed to allocate energy usage, perform tenant metering and sub-billing, pin-point energy savings, optimize equipment efficiency and utilization, and perform a high level assessment of the power quality in an electrical network. | Frequency | 45...65Hz
| 8 | Electrical Distribution (LV) | Power Meter | Energy Meter | PM5110 POWER METER W/MODBUS UPTO 15TH H-1DO 33 ALARMS-FLUSH | 2053262 | METSEPM5110 | SCHNEIDER ELECTRIC | 26100 | https://pim-kvc.soneparsea.com:3443/PictureServer/default.aspx/schneider-METSEPM5110_Image1.jpg?A3889C9397807479A2A1C7A8BAA5959DB4AAC6729F7C84879595A17A8368609399B2B5ACB7685E9EC0AC | https://pim-kvc.soneparsea.com:3443/PictureServer/default.aspx/schneider-METSEPM5110.pdf?81788B76AEAA939CBEAABDA9B7A95D819599A78AA2846565817582B5B69D | PM5110 POWER METER WITH MODBUS UP TO 15TH H 1DO 33ALARMS FLUSH MOUNT | The PowerLogic PM5000 series power meters are the new benchmark in affordable, precision metering. It is the ideal fit for high-end cost management applications, providing the measurement capabilities needed to allocate energy usage, perform tenant metering and sub-billing, pin-point energy savings, optimize equipment efficiency and utilization, and perform a high level assessment of the power quality in an electrical network. | Accuracy class | C
| 8 | Electrical Distribution (LV) | Power Meter | Energy Meter | PM5110 POWER METER W/MODBUS UPTO 15TH H-1DO 33 ALARMS-FLUSH | 2053262 | METSEPM5110 | SCHNEIDER ELECTRIC | 26100 | https://pim-kvc.soneparsea.com:3443/PictureServer/default.aspx/schneider-METSEPM5110_Image1.jpg?A3889C9397807479A2A1C7A8BAA5959DB4AAC6729F7C84879595A17A8368609399B2B5ACB7685E9EC0AC | https://pim-kvc.soneparsea.com:3443/PictureServer/default.aspx/schneider-METSEPM5110.pdf?81788B76AEAA939CBEAABDA9B7A95D819599A78AA2846565817582B5B69D | PM5110 POWER METER WITH MODBUS UP TO 15TH H 1DO 33ALARMS FLUSH MOUNT | The PowerLogic PM5000 series power meters are the new benchmark in affordable, precision metering. It is the ideal fit for high-end cost management applications, providing the measurement capabilities needed to allocate energy usage, perform tenant metering and sub-billing, pin-point energy savings, optimize equipment efficiency and utilization, and perform a high level assessment of the power quality in an electrical network. | Pole type | Three conductor
| 8 | Electrical Distribution (LV) | Power Meter | Energy Meter | PM5110 POWER METER W/MODBUS UPTO 15TH H-1DO 33 ALARMS-FLUSH | 2053262 | METSEPM5110 | SCHNEIDER ELECTRIC | 26100 | https://pim-kvc.soneparsea.com:3443/PictureServer/default.aspx/schneider-METSEPM5110_Image1.jpg?A3889C9397807479A2A1C7A8BAA5959DB4AAC6729F7C84879595A17A8368609399B2B5ACB7685E9EC0AC | https://pim-kvc.soneparsea.com:3443/PictureServer/default.aspx/schneider-METSEPM5110.pdf?81788B76AEAA939CBEAABDA9B7A95D819599A78AA2846565817582B5B69D | PM5110 POWER METER WITH MODBUS UP TO 15TH H 1DO 33ALARMS FLUSH MOUNT | The PowerLogic PM5000 series power meters are the new benchmark in affordable, precision metering. It is the ideal fit for high-end cost management applications, providing the measurement capabilities needed to allocate energy usage, perform tenant metering and sub-billing, pin-point energy savings, optimize equipment efficiency and utilization, and perform a high level assessment of the power quality in an electrical network. | Model | Measurement transformer
| 8 | Electrical Distribution (LV) | Power Meter | Energy Meter | PM5110 POWER METER W/MODBUS UPTO 15TH H-1DO 33 ALARMS-FLUSH | 2053262 | METSEPM5110 | SCHNEIDER ELECTRIC | 26100 | https://pim-kvc.soneparsea.com:3443/PictureServer/default.aspx/schneider-METSEPM5110_Image1.jpg?A3889C9397807479A2A1C7A8BAA5959DB4AAC6729F7C84879595A17A8368609399B2B5ACB7685E9EC0AC | https://pim-kvc.soneparsea.com:3443/PictureServer/default.aspx/schneider-METSEPM5110.pdf?81788B76AEAA939CBEAABDA9B7A95D819599A78AA2846565817582B5B69D | PM5110 POWER METER WITH MODBUS UP TO 15TH H 1DO 33ALARMS FLUSH MOUNT | The PowerLogic PM5000 series power meters are the new benchmark in affordable, precision metering. It is the ideal fit for high-end cost management applications, providing the measurement capabilities needed to allocate energy usage, perform tenant metering and sub-billing, pin-point energy savings, optimize equipment efficiency and utilization, and perform a high level assessment of the power quality in an electrical network. | Energy type | Effective power and blind power
| 8 | Electrical Distribution (LV) | Power Meter | Energy Meter | PM5110 POWER METER W/MODBUS UPTO 15TH H-1DO 33 ALARMS-FLUSH | 2053262 | METSEPM5110 | SCHNEIDER ELECTRIC | 26100 | https://pim-kvc.soneparsea.com:3443/PictureServer/default.aspx/schneider-METSEPM5110_Image1.jpg?A3889C9397807479A2A1C7A8BAA5959DB4AAC6729F7C84879595A17A8368609399B2B5ACB7685E9EC0AC | https://pim-kvc.soneparsea.com:3443/PictureServer/default.aspx/schneider-METSEPM5110.pdf?81788B76AEAA939CBEAABDA9B7A95D819599A78AA2846565817582B5B69D | PM5110 POWER METER WITH MODBUS UP TO 15TH H 1DO 33ALARMS FLUSH MOUNT | The PowerLogic PM5000 series power meters are the new benchmark in affordable, precision metering. It is the ideal fit for high-end cost management applications, providing the measurement capabilities needed to allocate energy usage, perform tenant metering and sub-billing, pin-point energy savings, optimize equipment efficiency and utilization, and perform a high level assessment of the power quality in an electrical network. | Suitable for | Purchase
| 8 | Electrical Distribution (LV) | Power Meter | Energy Meter | PM5110 POWER METER W/MODBUS UPTO 15TH H-1DO 33 ALARMS-FLUSH | 2053262 | METSEPM5110 | SCHNEIDER ELECTRIC | 26100 | https://pim-kvc.soneparsea.com:3443/PictureServer/default.aspx/schneider-METSEPM5110_Image1.jpg?A3889C9397807479A2A1C7A8BAA5959DB4AAC6729F7C84879595A17A8368609399B2B5ACB7685E9EC0AC | https://pim-kvc.soneparsea.com:3443/PictureServer/default.aspx/schneider-METSEPM5110.pdf?81788B76AEAA939CBEAABDA9B7A95D819599A78AA2846565817582B5B69D | PM5110 POWER METER WITH MODBUS UP TO 15TH H 1DO 33ALARMS FLUSH MOUNT | The PowerLogic PM5000 series power meters are the new benchmark in affordable, precision metering. It is the ideal fit for high-end cost management applications, providing the measurement capabilities needed to allocate energy usage, perform tenant metering and sub-billing, pin-point energy savings, optimize equipment efficiency and utilization, and perform a high level assessment of the power quality in an electrical network. | Tariff type | One-tariff
| 8 | Electrical Distribution (LV) | Power Meter | Energy Meter | PM5110 POWER METER W/MODBUS UPTO 15TH H-1DO 33 ALARMS-FLUSH | 2053262 | METSEPM5110 | SCHNEIDER ELECTRIC | 26100 | https://pim-kvc.soneparsea.com:3443/PictureServer/default.aspx/schneider-METSEPM5110_Image1.jpg?A3889C9397807479A2A1C7A8BAA5959DB4AAC6729F7C84879595A17A8368609399B2B5ACB7685E9EC0AC | https://pim-kvc.soneparsea.com:3443/PictureServer/default.aspx/schneider-METSEPM5110.pdf?81788B76AEAA939CBEAABDA9B7A95D819599A78AA2846565817582B5B69D | PM5110 POWER METER WITH MODBUS UP TO 15TH H 1DO 33ALARMS FLUSH MOUNT | The PowerLogic PM5000 series power meters are the new benchmark in affordable, precision metering. It is the ideal fit for high-end cost management applications, providing the measurement capabilities needed to allocate energy usage, perform tenant metering and sub-billing, pin-point energy savings, optimize equipment efficiency and utilization, and perform a high level assessment of the power quality in an electrical network. | Measurement type load profile | yes
| 8 | Electrical Distribution (LV) | Power Meter | Energy Meter | PM5110 POWER METER W/MODBUS UPTO 15TH H-1DO 33 ALARMS-FLUSH | 2053262 | METSEPM5110 | SCHNEIDER ELECTRIC | 26100 | https://pim-kvc.soneparsea.com:3443/PictureServer/default.aspx/schneider-METSEPM5110_Image1.jpg?A3889C9397807479A2A1C7A8BAA5959DB4AAC6729F7C84879595A17A8368609399B2B5ACB7685E9EC0AC | https://pim-kvc.soneparsea.com:3443/PictureServer/default.aspx/schneider-METSEPM5110.pdf?81788B76AEAA939CBEAABDA9B7A95D819599A78AA2846565817582B5B69D | PM5110 POWER METER WITH MODBUS UP TO 15TH H 1DO 33ALARMS FLUSH MOUNT | The PowerLogic PM5000 series power meters are the new benchmark in affordable, precision metering. It is the ideal fit for high-end cost management applications, providing the measurement capabilities needed to allocate energy usage, perform tenant metering and sub-billing, pin-point energy savings, optimize equipment efficiency and utilization, and perform a high level assessment of the power quality in an electrical network. | Escapement mechanism | no
| 8 | Electrical Distribution (LV) | Power Meter | Energy Meter | PM5110 POWER METER W/MODBUS UPTO 15TH H-1DO 33 ALARMS-FLUSH | 2053262 | METSEPM5110 | SCHNEIDER ELECTRIC | 26100 | https://pim-kvc.soneparsea.com:3443/PictureServer/default.aspx/schneider-METSEPM5110_Image1.jpg?A3889C9397807479A2A1C7A8BAA5959DB4AAC6729F7C84879595A17A8368609399B2B5ACB7685E9EC0AC | https://pim-kvc.soneparsea.com:3443/PictureServer/default.aspx/schneider-METSEPM5110.pdf?81788B76AEAA939CBEAABDA9B7A95D819599A78AA2846565817582B5B69D | PM5110 POWER METER WITH MODBUS UP TO 15TH H 1DO 33ALARMS FLUSH MOUNT | The PowerLogic PM5000 series power meters are the new benchmark in affordable, precision metering. It is the ideal fit for high-end cost management applications, providing the measurement capabilities needed to allocate energy usage, perform tenant metering and sub-billing, pin-point energy savings, optimize equipment efficiency and utilization, and perform a high level assessment of the power quality in an electrical network. | Calibrated | yes
| 8 | Electrical Distribution (LV) | Power Meter | Energy Meter | PM5110 POWER METER W/MODBUS UPTO 15TH H-1DO 33 ALARMS-FLUSH | 2053262 | METSEPM5110 | SCHNEIDER ELECTRIC | 26100 | https://pim-kvc.soneparsea.com:3443/PictureServer/default.aspx/schneider-METSEPM5110_Image1.jpg?A3889C9397807479A2A1C7A8BAA5959DB4AAC6729F7C84879595A17A8368609399B2B5ACB7685E9EC0AC | https://pim-kvc.soneparsea.com:3443/PictureServer/default.aspx/schneider-METSEPM5110.pdf?81788B76AEAA939CBEAABDA9B7A95D819599A78AA2846565817582B5B69D | PM5110 POWER METER WITH MODBUS UP TO 15TH H 1DO 33ALARMS FLUSH MOUNT | The PowerLogic PM5000 series power meters are the new benchmark in affordable, precision metering. It is the ideal fit for high-end cost management applications, providing the measurement capabilities needed to allocate energy usage, perform tenant metering and sub-billing, pin-point energy savings, optimize equipment efficiency and utilization, and perform a high level assessment of the power quality in an electrical network. | Approval | Domestic
| 8 | Electrical Distribution (LV) | Power Meter | Energy Meter | PM5110 POWER METER W/MODBUS UPTO 15TH H-1DO 33 ALARMS-FLUSH | 2053262 | METSEPM5110 | SCHNEIDER ELECTRIC | 26100 | https://pim-kvc.soneparsea.com:3443/PictureServer/default.aspx/schneider-METSEPM5110_Image1.jpg?A3889C9397807479A2A1C7A8BAA5959DB4AAC6729F7C84879595A17A8368609399B2B5ACB7685E9EC0AC | https://pim-kvc.soneparsea.com:3443/PictureServer/default.aspx/schneider-METSEPM5110.pdf?81788B76AEAA939CBEAABDA9B7A95D819599A78AA2846565817582B5B69D | PM5110 POWER METER WITH MODBUS UP TO 15TH H 1DO 33ALARMS FLUSH MOUNT | The PowerLogic PM5000 series power meters are the new benchmark in affordable, precision metering. It is the ideal fit for high-end cost management applications, providing the measurement capabilities needed to allocate energy usage, perform tenant metering and sub-billing, pin-point energy savings, optimize equipment efficiency and utilization, and perform a high level assessment of the power quality in an electrical network. | Pulse output | Electrical
| 8 | Electrical Distribution (LV) | Power Meter | Energy Meter | PM5110 POWER METER W/MODBUS UPTO 15TH H-1DO 33 ALARMS-FLUSH | 2053262 | METSEPM5110 | SCHNEIDER ELECTRIC | 26100 | https://pim-kvc.soneparsea.com:3443/PictureServer/default.aspx/schneider-METSEPM5110_Image1.jpg?A3889C9397807479A2A1C7A8BAA5959DB4AAC6729F7C84879595A17A8368609399B2B5ACB7685E9EC0AC | https://pim-kvc.soneparsea.com:3443/PictureServer/default.aspx/schneider-METSEPM5110.pdf?81788B76AEAA939CBEAABDA9B7A95D819599A78AA2846565817582B5B69D | PM5110 POWER METER WITH MODBUS UP TO 15TH H 1DO 33ALARMS FLUSH MOUNT | The PowerLogic PM5000 series power meters are the new benchmark in affordable, precision metering. It is the ideal fit for high-end cost management applications, providing the measurement capabilities needed to allocate energy usage, perform tenant metering and sub-billing, pin-point energy savings, optimize equipment efficiency and utilization, and perform a high level assessment of the power quality in an electrical network. | Pulse type | S0
| 8 | Electrical Distribution (LV) | Power Meter | Energy Meter | PM5110 POWER METER W/MODBUS UPTO 15TH H-1DO 33 ALARMS-FLUSH | 2053262 | METSEPM5110 | SCHNEIDER ELECTRIC | 26100 | https://pim-kvc.soneparsea.com:3443/PictureServer/default.aspx/schneider-METSEPM5110_Image1.jpg?A3889C9397807479A2A1C7A8BAA5959DB4AAC6729F7C84879595A17A8368609399B2B5ACB7685E9EC0AC | https://pim-kvc.soneparsea.com:3443/PictureServer/default.aspx/schneider-METSEPM5110.pdf?81788B76AEAA939CBEAABDA9B7A95D819599A78AA2846565817582B5B69D | PM5110 POWER METER WITH MODBUS UP TO 15TH H 1DO 33ALARMS FLUSH MOUNT | The PowerLogic PM5000 series power meters are the new benchmark in affordable, precision metering. It is the ideal fit for high-end cost management applications, providing the measurement capabilities needed to allocate energy usage, perform tenant metering and sub-billing, pin-point energy savings, optimize equipment efficiency and utilization, and perform a high level assessment of the power quality in an electrical network. | Pulse rate | 1...9999999Imp/kWh (kvarh)
| 8 | Electrical Distribution (LV) | Power Meter | Energy Meter | PM5110 POWER METER W/MODBUS UPTO 15TH H-1DO 33 ALARMS-FLUSH | 2053262 | METSEPM5110 | SCHNEIDER ELECTRIC | 26100 | https://pim-kvc.soneparsea.com:3443/PictureServer/default.aspx/schneider-METSEPM5110_Image1.jpg?A3889C9397807479A2A1C7A8BAA5959DB4AAC6729F7C84879595A17A8368609399B2B5ACB7685E9EC0AC | https://pim-kvc.soneparsea.com:3443/PictureServer/default.aspx/schneider-METSEPM5110.pdf?81788B76AEAA939CBEAABDA9B7A95D819599A78AA2846565817582B5B69D | PM5110 POWER METER WITH MODBUS UP TO 15TH H 1DO 33ALARMS FLUSH MOUNT | The PowerLogic PM5000 series power meters are the new benchmark in affordable, precision metering. It is the ideal fit for high-end cost management applications, providing the measurement capabilities needed to allocate energy usage, perform tenant metering and sub-billing, pin-point energy savings, optimize equipment efficiency and utilization, and perform a high level assessment of the power quality in an electrical network. | Type of indication | Digital
| 8 | Electrical Distribution (LV) | Power Meter | Energy Meter | PM5110 POWER METER W/MODBUS UPTO 15TH H-1DO 33 ALARMS-FLUSH | 2053262 | METSEPM5110 | SCHNEIDER ELECTRIC | 26100 | https://pim-kvc.soneparsea.com:3443/PictureServer/default.aspx/schneider-METSEPM5110_Image1.jpg?A3889C9397807479A2A1C7A8BAA5959DB4AAC6729F7C84879595A17A8368609399B2B5ACB7685E9EC0AC | https://pim-kvc.soneparsea.com:3443/PictureServer/default.aspx/schneider-METSEPM5110.pdf?81788B76AEAA939CBEAABDA9B7A95D819599A78AA2846565817582B5B69D | PM5110 POWER METER WITH MODBUS UP TO 15TH H 1DO 33ALARMS FLUSH MOUNT | The PowerLogic PM5000 series power meters are the new benchmark in affordable, precision metering. It is the ideal fit for high-end cost management applications, providing the measurement capabilities needed to allocate energy usage, perform tenant metering and sub-billing, pin-point energy savings, optimize equipment efficiency and utilization, and perform a high level assessment of the power quality in an electrical network. | Type of meter | Electronic
| 8 | Electrical Distribution (LV) | Power Meter | Energy Meter | PM5110 POWER METER W/MODBUS UPTO 15TH H-1DO 33 ALARMS-FLUSH | 2053262 | METSEPM5110 | SCHNEIDER ELECTRIC | 26100 | https://pim-kvc.soneparsea.com:3443/PictureServer/default.aspx/schneider-METSEPM5110_Image1.jpg?A3889C9397807479A2A1C7A8BAA5959DB4AAC6729F7C84879595A17A8368609399B2B5ACB7685E9EC0AC | https://pim-kvc.soneparsea.com:3443/PictureServer/default.aspx/schneider-METSEPM5110.pdf?81788B76AEAA939CBEAABDA9B7A95D819599A78AA2846565817582B5B69D | PM5110 POWER METER WITH MODBUS UP TO 15TH H 1DO 33ALARMS FLUSH MOUNT | The PowerLogic PM5000 series power meters are the new benchmark in affordable, precision metering. It is the ideal fit for high-end cost management applications, providing the measurement capabilities needed to allocate energy usage, perform tenant metering and sub-billing, pin-point energy savings, optimize equipment efficiency and utilization, and perform a high level assessment of the power quality in an electrical network. | Nominal current (In) | 8.5A
| 8 | Electrical Distribution (LV) | Power Meter | Energy Meter | PM5110 POWER METER W/MODBUS UPTO 15TH H-1DO 33 ALARMS-FLUSH | 2053262 | METSEPM5110 | SCHNEIDER ELECTRIC | 26100 | https://pim-kvc.soneparsea.com:3443/PictureServer/default.aspx/schneider-METSEPM5110_Image1.jpg?A3889C9397807479A2A1C7A8BAA5959DB4AAC6729F7C84879595A17A8368609399B2B5ACB7685E9EC0AC | https://pim-kvc.soneparsea.com:3443/PictureServer/default.aspx/schneider-METSEPM5110.pdf?81788B76AEAA939CBEAABDA9B7A95D819599A78AA2846565817582B5B69D | PM5110 POWER METER WITH MODBUS UP TO 15TH H 1DO 33ALARMS FLUSH MOUNT | The PowerLogic PM5000 series power meters are the new benchmark in affordable, precision metering. It is the ideal fit for high-end cost management applications, providing the measurement capabilities needed to allocate energy usage, perform tenant metering and sub-billing, pin-point energy savings, optimize equipment efficiency and utilization, and perform a high level assessment of the power quality in an electrical network. | Max. current (Imax) | 20A
| 8 | Electrical Distribution (LV) | Power Meter | Energy Meter | PM5110 POWER METER W/MODBUS UPTO 15TH H-1DO 33 ALARMS-FLUSH | 2053262 | METSEPM5110 | SCHNEIDER ELECTRIC | 26100 | https://pim-kvc.soneparsea.com:3443/PictureServer/default.aspx/schneider-METSEPM5110_Image1.jpg?A3889C9397807479A2A1C7A8BAA5959DB4AAC6729F7C84879595A17A8368609399B2B5ACB7685E9EC0AC | https://pim-kvc.soneparsea.com:3443/PictureServer/default.aspx/schneider-METSEPM5110.pdf?81788B76AEAA939CBEAABDA9B7A95D819599A78AA2846565817582B5B69D | PM5110 POWER METER WITH MODBUS UP TO 15TH H 1DO 33ALARMS FLUSH MOUNT | The PowerLogic PM5000 series power meters are the new benchmark in affordable, precision metering. It is the ideal fit for high-end cost management applications, providing the measurement capabilities needed to allocate energy usage, perform tenant metering and sub-billing, pin-point energy savings, optimize equipment efficiency and utilization, and perform a high level assessment of the power quality in an electrical network. | Nominal voltage (Un) N-L | 20...400V
| 8 | Electrical Distribution (LV) | Power Meter | Energy Meter | PM5110 POWER METER W/MODBUS UPTO 15TH H-1DO 33 ALARMS-FLUSH | 2053262 | METSEPM5110 | SCHNEIDER ELECTRIC | 26100 | https://pim-kvc.soneparsea.com:3443/PictureServer/default.aspx/schneider-METSEPM5110_Image1.jpg?A3889C9397807479A2A1C7A8BAA5959DB4AAC6729F7C84879595A17A8368609399B2B5ACB7685E9EC0AC | https://pim-kvc.soneparsea.com:3443/PictureServer/default.aspx/schneider-METSEPM5110.pdf?81788B76AEAA939CBEAABDA9B7A95D819599A78AA2846565817582B5B69D | PM5110 POWER METER WITH MODBUS UP TO 15TH H 1DO 33ALARMS FLUSH MOUNT | The PowerLogic PM5000 series power meters are the new benchmark in affordable, precision metering. It is the ideal fit for high-end cost management applications, providing the measurement capabilities needed to allocate energy usage, perform tenant metering and sub-billing, pin-point energy savings, optimize equipment efficiency and utilization, and perform a high level assessment of the power quality in an electrical network. | Nominal voltage (Un) L-L | 35...690V
| 8 | Electrical Distribution (LV) | Power Meter | Energy Meter | PM5110 POWER METER W/MODBUS UPTO 15TH H-1DO 33 ALARMS-FLUSH | 2053262 | METSEPM5110 | SCHNEIDER ELECTRIC | 26100 | https://pim-kvc.soneparsea.com:3443/PictureServer/default.aspx/schneider-METSEPM5110_Image1.jpg?A3889C9397807479A2A1C7A8BAA5959DB4AAC6729F7C84879595A17A8368609399B2B5ACB7685E9EC0AC | https://pim-kvc.soneparsea.com:3443/PictureServer/default.aspx/schneider-METSEPM5110.pdf?81788B76AEAA939CBEAABDA9B7A95D819599A78AA2846565817582B5B69D | PM5110 POWER METER WITH MODBUS UP TO 15TH H 1DO 33ALARMS FLUSH MOUNT | The PowerLogic PM5000 series power meters are the new benchmark in affordable, precision metering. It is the ideal fit for high-end cost management applications, providing the measurement capabilities needed to allocate energy usage, perform tenant metering and sub-billing, pin-point energy savings, optimize equipment efficiency and utilization, and perform a high level assessment of the power quality in an electrical network. | Frequency | 45...65Hz
| 8 | Electrical Distribution (LV) | Power Meter | Energy Meter | PM5110 POWER METER W/MODBUS UPTO 15TH H-1DO 33 ALARMS-FLUSH | 2053262 | METSEPM5110 | SCHNEIDER ELECTRIC | 26100 | https://pim-kvc.soneparsea.com:3443/PictureServer/default.aspx/schneider-METSEPM5110_Image1.jpg?A3889C9397807479A2A1C7A8BAA5959DB4AAC6729F7C84879595A17A8368609399B2B5ACB7685E9EC0AC | https://pim-kvc.soneparsea.com:3443/PictureServer/default.aspx/schneider-METSEPM5110.pdf?81788B76AEAA939CBEAABDA9B7A95D819599A78AA2846565817582B5B69D | PM5110 POWER METER WITH MODBUS UP TO 15TH H 1DO 33ALARMS FLUSH MOUNT | The PowerLogic PM5000 series power meters are the new benchmark in affordable, precision metering. It is the ideal fit for high-end cost management applications, providing the measurement capabilities needed to allocate energy usage, perform tenant metering and sub-billing, pin-point energy savings, optimize equipment efficiency and utilization, and perform a high level assessment of the power quality in an electrical network. | Accuracy class | C
| 8 | Electrical Distribution (LV) | Power Meter | Energy Meter | PM5110 POWER METER W/MODBUS UPTO 15TH H-1DO 33 ALARMS-FLUSH | 2053262 | METSEPM5110 | SCHNEIDER ELECTRIC | 26100 | https://pim-kvc.soneparsea.com:3443/PictureServer/default.aspx/schneider-METSEPM5110_Image1.jpg?A3889C9397807479A2A1C7A8BAA5959DB4AAC6729F7C84879595A17A8368609399B2B5ACB7685E9EC0AC | https://pim-kvc.soneparsea.com:3443/PictureServer/default.aspx/schneider-METSEPM5110.pdf?81788B76AEAA939CBEAABDA9B7A95D819599A78AA2846565817582B5B69D | PM5110 POWER METER WITH MODBUS UP TO 15TH H 1DO 33ALARMS FLUSH MOUNT | The PowerLogic PM5000 series power meters are the new benchmark in affordable, precision metering. It is the ideal fit for high-end cost management applications, providing the measurement capabilities needed to allocate energy usage, perform tenant metering and sub-billing, pin-point energy savings, optimize equipment efficiency and utilization, and perform a high level assessment of the power quality in an electrical network. | Pole type | Three conductor
| 8 | Electrical Distribution (LV) | Power Meter | Energy Meter | PM5110 POWER METER W/MODBUS UPTO 15TH H-1DO 33 ALARMS-FLUSH | 2053262 | METSEPM5110 | SCHNEIDER ELECTRIC | 26100 | https://pim-kvc.soneparsea.com:3443/PictureServer/default.aspx/schneider-METSEPM5110_Image1.jpg?A3889C9397807479A2A1C7A8BAA5959DB4AAC6729F7C84879595A17A8368609399B2B5ACB7685E9EC0AC | https://pim-kvc.soneparsea.com:3443/PictureServer/default.aspx/schneider-METSEPM5110.pdf?81788B76AEAA939CBEAABDA9B7A95D819599A78AA2846565817582B5B69D | PM5110 POWER METER WITH MODBUS UP TO 15TH H 1DO 33ALARMS FLUSH MOUNT | The PowerLogic PM5000 series power meters are the new benchmark in affordable, precision metering. It is the ideal fit for high-end cost management applications, providing the measurement capabilities needed to allocate energy usage, perform tenant metering and sub-billing, pin-point energy savings, optimize equipment efficiency and utilization, and perform a high level assessment of the power quality in an electrical network. | Model | Measurement transformer
| 8 | Electrical Distribution (LV) | Power Meter | Energy Meter | PM5110 POWER METER W/MODBUS UPTO 15TH H-1DO 33 ALARMS-FLUSH | 2053262 | METSEPM5110 | SCHNEIDER ELECTRIC | 26100 | https://pim-kvc.soneparsea.com:3443/PictureServer/default.aspx/schneider-METSEPM5110_Image1.jpg?A3889C9397807479A2A1C7A8BAA5959DB4AAC6729F7C84879595A17A8368609399B2B5ACB7685E9EC0AC | https://pim-kvc.soneparsea.com:3443/PictureServer/default.aspx/schneider-METSEPM5110.pdf?81788B76AEAA939CBEAABDA9B7A95D819599A78AA2846565817582B5B69D | PM5110 POWER METER WITH MODBUS UP TO 15TH H 1DO 33ALARMS FLUSH MOUNT | The PowerLogic PM5000 series power meters are the new benchmark in affordable, precision metering. It is the ideal fit for high-end cost management applications, providing the measurement capabilities needed to allocate energy usage, perform tenant metering and sub-billing, pin-point energy savings, optimize equipment efficiency and utilization, and perform a high level assessment of the power quality in an electrical network. | Energy type | Effective power and blind power
| 8 | Electrical Distribution (LV) | Power Meter | Energy Meter | PM5110 POWER METER W/MODBUS UPTO 15TH H-1DO 33 ALARMS-FLUSH | 2053262 | METSEPM5110 | SCHNEIDER ELECTRIC | 26100 | https://pim-kvc.soneparsea.com:3443/PictureServer/default.aspx/schneider-METSEPM5110_Image1.jpg?A3889C9397807479A2A1C7A8BAA5959DB4AAC6729F7C84879595A17A8368609399B2B5ACB7685E9EC0AC | https://pim-kvc.soneparsea.com:3443/PictureServer/default.aspx/schneider-METSEPM5110.pdf?81788B76AEAA939CBEAABDA9B7A95D819599A78AA2846565817582B5B69D | PM5110 POWER METER WITH MODBUS UP TO 15TH H 1DO 33ALARMS FLUSH MOUNT | The PowerLogic PM5000 series power meters are the new benchmark in affordable, precision metering. It is the ideal fit for high-end cost management applications, providing the measurement capabilities needed to allocate energy usage, perform tenant metering and sub-billing, pin-point energy savings, optimize equipment efficiency and utilization, and perform a high level assessment of the power quality in an electrical network. | Suitable for | Purchase
| 8 | Electrical Distribution (LV) | Power Meter | Energy Meter | PM5110 POWER METER W/MODBUS UPTO 15TH H-1DO 33 ALARMS-FLUSH | 2053262 | METSEPM5110 | SCHNEIDER ELECTRIC | 26100 | https://pim-kvc.soneparsea.com:3443/PictureServer/default.aspx/schneider-METSEPM5110_Image1.jpg?A3889C9397807479A2A1C7A8BAA5959DB4AAC6729F7C84879595A17A8368609399B2B5ACB7685E9EC0AC | https://pim-kvc.soneparsea.com:3443/PictureServer/default.aspx/schneider-METSEPM5110.pdf?81788B76AEAA939CBEAABDA9B7A95D819599A78AA2846565817582B5B69D | PM5110 POWER METER WITH MODBUS UP TO 15TH H 1DO 33ALARMS FLUSH MOUNT | The PowerLogic PM5000 series power meters are the new benchmark in affordable, precision metering. It is the ideal fit for high-end cost management applications, providing the measurement capabilities needed to allocate energy usage, perform tenant metering and sub-billing, pin-point energy savings, optimize equipment efficiency and utilization, and perform a high level assessment of the power quality in an electrical network. | Tariff type | One-tariff
| 8 | Electrical Distribution (LV) | Power Meter | Energy Meter | PM5110 POWER METER W/MODBUS UPTO 15TH H-1DO 33 ALARMS-FLUSH | 2053262 | METSEPM5110 | SCHNEIDER ELECTRIC | 26100 | https://pim-kvc.soneparsea.com:3443/PictureServer/default.aspx/schneider-METSEPM5110_Image1.jpg?A3889C9397807479A2A1C7A8BAA5959DB4AAC6729F7C84879595A17A8368609399B2B5ACB7685E9EC0AC | https://pim-kvc.soneparsea.com:3443/PictureServer/default.aspx/schneider-METSEPM5110.pdf?81788B76AEAA939CBEAABDA9B7A95D819599A78AA2846565817582B5B69D | PM5110 POWER METER WITH MODBUS UP TO 15TH H 1DO 33ALARMS FLUSH MOUNT | The PowerLogic PM5000 series power meters are the new benchmark in affordable, precision metering. It is the ideal fit for high-end cost management applications, providing the measurement capabilities needed to allocate energy usage, perform tenant metering and sub-billing, pin-point energy savings, optimize equipment efficiency and utilization, and perform a high level assessment of the power quality in an electrical network. | Measurement type load profile | yes
| 8 | Electrical Distribution (LV) | Power Meter | Energy Meter | PM5110 POWER METER W/MODBUS UPTO 15TH H-1DO 33 ALARMS-FLUSH | 2053262 | METSEPM5110 | SCHNEIDER ELECTRIC | 26100 | https://pim-kvc.soneparsea.com:3443/PictureServer/default.aspx/schneider-METSEPM5110_Image1.jpg?A3889C9397807479A2A1C7A8BAA5959DB4AAC6729F7C84879595A17A8368609399B2B5ACB7685E9EC0AC | https://pim-kvc.soneparsea.com:3443/PictureServer/default.aspx/schneider-METSEPM5110.pdf?81788B76AEAA939CBEAABDA9B7A95D819599A78AA2846565817582B5B69D | PM5110 POWER METER WITH MODBUS UP TO 15TH H 1DO 33ALARMS FLUSH MOUNT | The PowerLogic PM5000 series power meters are the new benchmark in affordable, precision metering. It is the ideal fit for high-end cost management applications, providing the measurement capabilities needed to allocate energy usage, perform tenant metering and sub-billing, pin-point energy savings, optimize equipment efficiency and utilization, and perform a high level assessment of the power quality in an electrical network. | Escapement mechanism | no
| 8 | Electrical Distribution (LV) | Power Meter | Energy Meter | PM5110 POWER METER W/MODBUS UPTO 15TH H-1DO 33 ALARMS-FLUSH | 2053262 | METSEPM5110 | SCHNEIDER ELECTRIC | 26100 | https://pim-kvc.soneparsea.com:3443/PictureServer/default.aspx/schneider-METSEPM5110_Image1.jpg?A3889C9397807479A2A1C7A8BAA5959DB4AAC6729F7C84879595A17A8368609399B2B5ACB7685E9EC0AC | https://pim-kvc.soneparsea.com:3443/PictureServer/default.aspx/schneider-METSEPM5110.pdf?81788B76AEAA939CBEAABDA9B7A95D819599A78AA2846565817582B5B69D | PM5110 POWER METER WITH MODBUS UP TO 15TH H 1DO 33ALARMS FLUSH MOUNT | The PowerLogic PM5000 series power meters are the new benchmark in affordable, precision metering. It is the ideal fit for high-end cost management applications, providing the measurement capabilities needed to allocate energy usage, perform tenant metering and sub-billing, pin-point energy savings, optimize equipment efficiency and utilization, and perform a high level assessment of the power quality in an electrical network. | Calibrated | yes
| 8 | Electrical Distribution (LV) | Power Meter | Energy Meter | PM5110 POWER METER W/MODBUS UPTO 15TH H-1DO 33 ALARMS-FLUSH | 2053262 | METSEPM5110 | SCHNEIDER ELECTRIC | 26100 | https://pim-kvc.soneparsea.com:3443/PictureServer/default.aspx/schneider-METSEPM5110_Image1.jpg?A3889C9397807479A2A1C7A8BAA5959DB4AAC6729F7C84879595A17A8368609399B2B5ACB7685E9EC0AC | https://pim-kvc.soneparsea.com:3443/PictureServer/default.aspx/schneider-METSEPM5110.pdf?81788B76AEAA939CBEAABDA9B7A95D819599A78AA2846565817582B5B69D | PM5110 POWER METER WITH MODBUS UP TO 15TH H 1DO 33ALARMS FLUSH MOUNT | The PowerLogic PM5000 series power meters are the new benchmark in affordable, precision metering. It is the ideal fit for high-end cost management applications, providing the measurement capabilities needed to allocate energy usage, perform tenant metering and sub-billing, pin-point energy savings, optimize equipment efficiency and utilization, and perform a high level assessment of the power quality in an electrical network. | Approval | Domestic
| 8 | Electrical Distribution (LV) | Power Meter | Energy Meter | PM5110 POWER METER W/MODBUS UPTO 15TH H-1DO 33 ALARMS-FLUSH | 2053262 | METSEPM5110 | SCHNEIDER ELECTRIC | 26100 | https://pim-kvc.soneparsea.com:3443/PictureServer/default.aspx/schneider-METSEPM5110_Image1.jpg?A3889C9397807479A2A1C7A8BAA5959DB4AAC6729F7C84879595A17A8368609399B2B5ACB7685E9EC0AC | https://pim-kvc.soneparsea.com:3443/PictureServer/default.aspx/schneider-METSEPM5110.pdf?81788B76AEAA939CBEAABDA9B7A95D819599A78AA2846565817582B5B69D | PM5110 POWER METER WITH MODBUS UP TO 15TH H 1DO 33ALARMS FLUSH MOUNT | The PowerLogic PM5000 series power meters are the new benchmark in affordable, precision metering. It is the ideal fit for high-end cost management applications, providing the measurement capabilities needed to allocate energy usage, perform tenant metering and sub-billing, pin-point energy savings, optimize equipment efficiency and utilization, and perform a high level assessment of the power quality in an electrical network. | Pulse output | Electrical
| 8 | Electrical Distribution (LV) | Power Meter | Energy Meter | PM5110 POWER METER W/MODBUS UPTO 15TH H-1DO 33 ALARMS-FLUSH | 2053262 | METSEPM5110 | SCHNEIDER ELECTRIC | 26100 | https://pim-kvc.soneparsea.com:3443/PictureServer/default.aspx/schneider-METSEPM5110_Image1.jpg?A3889C9397807479A2A1C7A8BAA5959DB4AAC6729F7C84879595A17A8368609399B2B5ACB7685E9EC0AC | https://pim-kvc.soneparsea.com:3443/PictureServer/default.aspx/schneider-METSEPM5110.pdf?81788B76AEAA939CBEAABDA9B7A95D819599A78AA2846565817582B5B69D | PM5110 POWER METER WITH MODBUS UP TO 15TH H 1DO 33ALARMS FLUSH MOUNT | The PowerLogic PM5000 series power meters are the new benchmark in affordable, precision metering. It is the ideal fit for high-end cost management applications, providing the measurement capabilities needed to allocate energy usage, perform tenant metering and sub-billing, pin-point energy savings, optimize equipment efficiency and utilization, and perform a high level assessment of the power quality in an electrical network. | Pulse type | S0
| 8 | Electrical Distribution (LV) | Power Meter | Energy Meter | PM5110 POWER METER W/MODBUS UPTO 15TH H-1DO 33 ALARMS-FLUSH | 2053262 | METSEPM5110 | SCHNEIDER ELECTRIC | 26100 | https://pim-kvc.soneparsea.com:3443/PictureServer/default.aspx/schneider-METSEPM5110_Image1.jpg?A3889C9397807479A2A1C7A8BAA5959DB4AAC6729F7C84879595A17A8368609399B2B5ACB7685E9EC0AC | https://pim-kvc.soneparsea.com:3443/PictureServer/default.aspx/schneider-METSEPM5110.pdf?81788B76AEAA939CBEAABDA9B7A95D819599A78AA2846565817582B5B69D | PM5110 POWER METER WITH MODBUS UP TO 15TH H 1DO 33ALARMS FLUSH MOUNT | The PowerLogic PM5000 series power meters are the new benchmark in affordable, precision metering. It is the ideal fit for high-end cost management applications, providing the measurement capabilities needed to allocate energy usage, perform tenant metering and sub-billing, pin-point energy savings, optimize equipment efficiency and utilization, and perform a high level assessment of the power quality in an electrical network. | Pulse rate | 1...9999999Imp/kWh (kvarh)
| 8 | Electrical Distribution (LV) | Power Meter | Energy Meter | PM5110 POWER METER W/MODBUS UPTO 15TH H-1DO 33 ALARMS-FLUSH | 2053262 | METSEPM5110 | SCHNEIDER ELECTRIC | 26100 | https://pim-kvc.soneparsea.com:3443/PictureServer/default.aspx/schneider-METSEPM5110_Image1.jpg?A3889C9397807479A2A1C7A8BAA5959DB4AAC6729F7C84879595A17A8368609399B2B5ACB7685E9EC0AC | https://pim-kvc.soneparsea.com:3443/PictureServer/default.aspx/schneider-METSEPM5110.pdf?81788B76AEAA939CBEAABDA9B7A95D819599A78AA2846565817582B5B69D | PM5110 POWER METER WITH MODBUS UP TO 15TH H 1DO 33ALARMS FLUSH MOUNT | The PowerLogic PM5000 series power meters are the new benchmark in affordable, precision metering. It is the ideal fit for high-end cost management applications, providing the measurement capabilities needed to allocate energy usage, perform tenant metering and sub-billing, pin-point energy savings, optimize equipment efficiency and utilization, and perform a high level assessment of the power quality in an electrical network. | Type of indication | Digital
| 8 | Electrical Distribution (LV) | Power Meter | Energy Meter | PM5110 POWER METER W/MODBUS UPTO 15TH H-1DO 33 ALARMS-FLUSH | 2053262 | METSEPM5110 | SCHNEIDER ELECTRIC | 26100 | https://pim-kvc.soneparsea.com:3443/PictureServer/default.aspx/schneider-METSEPM5110_Image1.jpg?A3889C9397807479A2A1C7A8BAA5959DB4AAC6729F7C84879595A17A8368609399B2B5ACB7685E9EC0AC | https://pim-kvc.soneparsea.com:3443/PictureServer/default.aspx/schneider-METSEPM5110.pdf?81788B76AEAA939CBEAABDA9B7A95D819599A78AA2846565817582B5B69D | PM5110 POWER METER WITH MODBUS UP TO 15TH H 1DO 33ALARMS FLUSH MOUNT | The PowerLogic PM5000 series power meters are the new benchmark in affordable, precision metering. It is the ideal fit for high-end cost management applications, providing the measurement capabilities needed to allocate energy usage, perform tenant metering and sub-billing, pin-point energy savings, optimize equipment efficiency and utilization, and perform a high level assessment of the power quality in an electrical network. | Type of meter | Electronic
| 8 | Electrical Distribution (LV) | Power Meter | Energy Meter | PM5110 POWER METER W/MODBUS UPTO 15TH H-1DO 33 ALARMS-FLUSH | 2053262 | METSEPM5110 | SCHNEIDER ELECTRIC | 26100 | https://pim-kvc.soneparsea.com:3443/PictureServer/default.aspx/schneider-METSEPM5110_Image1.jpg?A3889C9397807479A2A1C7A8BAA5959DB4AAC6729F7C84879595A17A8368609399B2B5ACB7685E9EC0AC | https://pim-kvc.soneparsea.com:3443/PictureServer/default.aspx/schneider-METSEPM5110.pdf?81788B76AEAA939CBEAABDA9B7A95D819599A78AA2846565817582B5B69D | PM5110 POWER METER WITH MODBUS UP TO 15TH H 1DO 33ALARMS FLUSH MOUNT | The PowerLogic PM5000 series power meters are the new benchmark in affordable, precision metering. It is the ideal fit for high-end cost management applications, providing the measurement capabilities needed to allocate energy usage, perform tenant metering and sub-billing, pin-point energy savings, optimize equipment efficiency and utilization, and perform a high level assessment of the power quality in an electrical network. | Nominal current (In) | 8.5A
| 8 | Electrical Distribution (LV) | Power Meter | Energy Meter | PM5110 POWER METER W/MODBUS UPTO 15TH H-1DO 33 ALARMS-FLUSH | 2053262 | METSEPM5110 | SCHNEIDER ELECTRIC | 26100 | https://pim-kvc.soneparsea.com:3443/PictureServer/default.aspx/schneider-METSEPM5110_Image1.jpg?A3889C9397807479A2A1C7A8BAA5959DB4AAC6729F7C84879595A17A8368609399B2B5ACB7685E9EC0AC | https://pim-kvc.soneparsea.com:3443/PictureServer/default.aspx/schneider-METSEPM5110.pdf?81788B76AEAA939CBEAABDA9B7A95D819599A78AA2846565817582B5B69D | PM5110 POWER METER WITH MODBUS UP TO 15TH H 1DO 33ALARMS FLUSH MOUNT | The PowerLogic PM5000 series power meters are the new benchmark in affordable, precision metering. It is the ideal fit for high-end cost management applications, providing the measurement capabilities needed to allocate energy usage, perform tenant metering and sub-billing, pin-point energy savings, optimize equipment efficiency and utilization, and perform a high level assessment of the power quality in an electrical network. | Max. current (Imax) | 20A
| 8 | Electrical Distribution (LV) | Power Meter | Energy Meter | PM5110 POWER METER W/MODBUS UPTO 15TH H-1DO 33 ALARMS-FLUSH | 2053262 | METSEPM5110 | SCHNEIDER ELECTRIC | 26100 | https://pim-kvc.soneparsea.com:3443/PictureServer/default.aspx/schneider-METSEPM5110_Image1.jpg?A3889C9397807479A2A1C7A8BAA5959DB4AAC6729F7C84879595A17A8368609399B2B5ACB7685E9EC0AC | https://pim-kvc.soneparsea.com:3443/PictureServer/default.aspx/schneider-METSEPM5110.pdf?81788B76AEAA939CBEAABDA9B7A95D819599A78AA2846565817582B5B69D | PM5110 POWER METER WITH MODBUS UP TO 15TH H 1DO 33ALARMS FLUSH MOUNT | The PowerLogic PM5000 series power meters are the new benchmark in affordable, precision metering. It is the ideal fit for high-end cost management applications, providing the measurement capabilities needed to allocate energy usage, perform tenant metering and sub-billing, pin-point energy savings, optimize equipment efficiency and utilization, and perform a high level assessment of the power quality in an electrical network. | Nominal voltage (Un) N-L | 20...400V
| 8 | Electrical Distribution (LV) | Power Meter | Energy Meter | PM5110 POWER METER W/MODBUS UPTO 15TH H-1DO 33 ALARMS-FLUSH | 2053262 | METSEPM5110 | SCHNEIDER ELECTRIC | 26100 | https://pim-kvc.soneparsea.com:3443/PictureServer/default.aspx/schneider-METSEPM5110_Image1.jpg?A3889C9397807479A2A1C7A8BAA5959DB4AAC6729F7C84879595A17A8368609399B2B5ACB7685E9EC0AC | https://pim-kvc.soneparsea.com:3443/PictureServer/default.aspx/schneider-METSEPM5110.pdf?81788B76AEAA939CBEAABDA9B7A95D819599A78AA2846565817582B5B69D | PM5110 POWER METER WITH MODBUS UP TO 15TH H 1DO 33ALARMS FLUSH MOUNT | The PowerLogic PM5000 series power meters are the new benchmark in affordable, precision metering. It is the ideal fit for high-end cost management applications, providing the measurement capabilities needed to allocate energy usage, perform tenant metering and sub-billing, pin-point energy savings, optimize equipment efficiency and utilization, and perform a high level assessment of the power quality in an electrical network. | Nominal voltage (Un) L-L | 35...690V
| 8 | Electrical Distribution (LV) | Power Meter | Energy Meter | PM5110 POWER METER W/MODBUS UPTO 15TH H-1DO 33 ALARMS-FLUSH | 2053262 | METSEPM5110 | SCHNEIDER ELECTRIC | 26100 | https://pim-kvc.soneparsea.com:3443/PictureServer/default.aspx/schneider-METSEPM5110_Image1.jpg?A3889C9397807479A2A1C7A8BAA5959DB4AAC6729F7C84879595A17A8368609399B2B5ACB7685E9EC0AC | https://pim-kvc.soneparsea.com:3443/PictureServer/default.aspx/schneider-METSEPM5110.pdf?81788B76AEAA939CBEAABDA9B7A95D819599A78AA2846565817582B5B69D | PM5110 POWER METER WITH MODBUS UP TO 15TH H 1DO 33ALARMS FLUSH MOUNT | The PowerLogic PM5000 series power meters are the new benchmark in affordable, precision metering. It is the ideal fit for high-end cost management applications, providing the measurement capabilities needed to allocate energy usage, perform tenant metering and sub-billing, pin-point energy savings, optimize equipment efficiency and utilization, and perform a high level assessment of the power quality in an electrical network. | Frequency | 45...65Hz
| 8 | Electrical Distribution (LV) | Power Meter | Energy Meter | PM5110 POWER METER W/MODBUS UPTO 15TH H-1DO 33 ALARMS-FLUSH | 2053262 | METSEPM5110 | SCHNEIDER ELECTRIC | 26100 | https://pim-kvc.soneparsea.com:3443/PictureServer/default.aspx/schneider-METSEPM5110_Image1.jpg?A3889C9397807479A2A1C7A8BAA5959DB4AAC6729F7C84879595A17A8368609399B2B5ACB7685E9EC0AC | https://pim-kvc.soneparsea.com:3443/PictureServer/default.aspx/schneider-METSEPM5110.pdf?81788B76AEAA939CBEAABDA9B7A95D819599A78AA2846565817582B5B69D | PM5110 POWER METER WITH MODBUS UP TO 15TH H 1DO 33ALARMS FLUSH MOUNT | The PowerLogic PM5000 series power meters are the new benchmark in affordable, precision metering. It is the ideal fit for high-end cost management applications, providing the measurement capabilities needed to allocate energy usage, perform tenant metering and sub-billing, pin-point energy savings, optimize equipment efficiency and utilization, and perform a high level assessment of the power quality in an electrical network. | Accuracy class | C
| 8 | Electrical Distribution (LV) | Power Meter | Energy Meter | PM5110 POWER METER W/MODBUS UPTO 15TH H-1DO 33 ALARMS-FLUSH | 2053262 | METSEPM5110 | SCHNEIDER ELECTRIC | 26100 | https://pim-kvc.soneparsea.com:3443/PictureServer/default.aspx/schneider-METSEPM5110_Image1.jpg?A3889C9397807479A2A1C7A8BAA5959DB4AAC6729F7C84879595A17A8368609399B2B5ACB7685E9EC0AC | https://pim-kvc.soneparsea.com:3443/PictureServer/default.aspx/schneider-METSEPM5110.pdf?81788B76AEAA939CBEAABDA9B7A95D819599A78AA2846565817582B5B69D | PM5110 POWER METER WITH MODBUS UP TO 15TH H 1DO 33ALARMS FLUSH MOUNT | The PowerLogic PM5000 series power meters are the new benchmark in affordable, precision metering. It is the ideal fit for high-end cost management applications, providing the measurement capabilities needed to allocate energy usage, perform tenant metering and sub-billing, pin-point energy savings, optimize equipment efficiency and utilization, and perform a high level assessment of the power quality in an electrical network. | Pole type | Three conductor
| 8 | Electrical Distribution (LV) | Power Meter | Energy Meter | PM5110 POWER METER W/MODBUS UPTO 15TH H-1DO 33 ALARMS-FLUSH | 2053262 | METSEPM5110 | SCHNEIDER ELECTRIC | 26100 | https://pim-kvc.soneparsea.com:3443/PictureServer/default.aspx/schneider-METSEPM5110_Image1.jpg?A3889C9397807479A2A1C7A8BAA5959DB4AAC6729F7C84879595A17A8368609399B2B5ACB7685E9EC0AC | https://pim-kvc.soneparsea.com:3443/PictureServer/default.aspx/schneider-METSEPM5110.pdf?81788B76AEAA939CBEAABDA9B7A95D819599A78AA2846565817582B5B69D | PM5110 POWER METER WITH MODBUS UP TO 15TH H 1DO 33ALARMS FLUSH MOUNT | The PowerLogic PM5000 series power meters are the new benchmark in affordable, precision metering. It is the ideal fit for high-end cost management applications, providing the measurement capabilities needed to allocate energy usage, perform tenant metering and sub-billing, pin-point energy savings, optimize equipment efficiency and utilization, and perform a high level assessment of the power quality in an electrical network. | Model | Measurement transformer
| 8 | Electrical Distribution (LV) | Power Meter | Energy Meter | PM5110 POWER METER W/MODBUS UPTO 15TH H-1DO 33 ALARMS-FLUSH | 2053262 | METSEPM5110 | SCHNEIDER ELECTRIC | 26100 | https://pim-kvc.soneparsea.com:3443/PictureServer/default.aspx/schneider-METSEPM5110_Image1.jpg?A3889C9397807479A2A1C7A8BAA5959DB4AAC6729F7C84879595A17A8368609399B2B5ACB7685E9EC0AC | https://pim-kvc.soneparsea.com:3443/PictureServer/default.aspx/schneider-METSEPM5110.pdf?81788B76AEAA939CBEAABDA9B7A95D819599A78AA2846565817582B5B69D | PM5110 POWER METER WITH MODBUS UP TO 15TH H 1DO 33ALARMS FLUSH MOUNT | The PowerLogic PM5000 series power meters are the new benchmark in affordable, precision metering. It is the ideal fit for high-end cost management applications, providing the measurement capabilities needed to allocate energy usage, perform tenant metering and sub-billing, pin-point energy savings, optimize equipment efficiency and utilization, and perform a high level assessment of the power quality in an electrical network. | Energy type | Effective power and blind power
| 8 | Electrical Distribution (LV) | Power Meter | Energy Meter | PM5110 POWER METER W/MODBUS UPTO 15TH H-1DO 33 ALARMS-FLUSH | 2053262 | METSEPM5110 | SCHNEIDER ELECTRIC | 26100 | https://pim-kvc.soneparsea.com:3443/PictureServer/default.aspx/schneider-METSEPM5110_Image1.jpg?A3889C9397807479A2A1C7A8BAA5959DB4AAC6729F7C84879595A17A8368609399B2B5ACB7685E9EC0AC | https://pim-kvc.soneparsea.com:3443/PictureServer/default.aspx/schneider-METSEPM5110.pdf?81788B76AEAA939CBEAABDA9B7A95D819599A78AA2846565817582B5B69D | PM5110 POWER METER WITH MODBUS UP TO 15TH H 1DO 33ALARMS FLUSH MOUNT | The PowerLogic PM5000 series power meters are the new benchmark in affordable, precision metering. It is the ideal fit for high-end cost management applications, providing the measurement capabilities needed to allocate energy usage, perform tenant metering and sub-billing, pin-point energy savings, optimize equipment efficiency and utilization, and perform a high level assessment of the power quality in an electrical network. | Suitable for | Purchase
| 8 | Electrical Distribution (LV) | Power Meter | Energy Meter | PM5110 POWER METER W/MODBUS UPTO 15TH H-1DO 33 ALARMS-FLUSH | 2053262 | METSEPM5110 | SCHNEIDER ELECTRIC | 26100 | https://pim-kvc.soneparsea.com:3443/PictureServer/default.aspx/schneider-METSEPM5110_Image1.jpg?A3889C9397807479A2A1C7A8BAA5959DB4AAC6729F7C84879595A17A8368609399B2B5ACB7685E9EC0AC | https://pim-kvc.soneparsea.com:3443/PictureServer/default.aspx/schneider-METSEPM5110.pdf?81788B76AEAA939CBEAABDA9B7A95D819599A78AA2846565817582B5B69D | PM5110 POWER METER WITH MODBUS UP TO 15TH H 1DO 33ALARMS FLUSH MOUNT | The PowerLogic PM5000 series power meters are the new benchmark in affordable, precision metering. It is the ideal fit for high-end cost management applications, providing the measurement capabilities needed to allocate energy usage, perform tenant metering and sub-billing, pin-point energy savings, optimize equipment efficiency and utilization, and perform a high level assessment of the power quality in an electrical network. | Tariff type | One-tariff
| 8 | Electrical Distribution (LV) | Power Meter | Energy Meter | PM5110 POWER METER W/MODBUS UPTO 15TH H-1DO 33 ALARMS-FLUSH | 2053262 | METSEPM5110 | SCHNEIDER ELECTRIC | 26100 | https://pim-kvc.soneparsea.com:3443/PictureServer/default.aspx/schneider-METSEPM5110_Image1.jpg?A3889C9397807479A2A1C7A8BAA5959DB4AAC6729F7C84879595A17A8368609399B2B5ACB7685E9EC0AC | https://pim-kvc.soneparsea.com:3443/PictureServer/default.aspx/schneider-METSEPM5110.pdf?81788B76AEAA939CBEAABDA9B7A95D819599A78AA2846565817582B5B69D | PM5110 POWER METER WITH MODBUS UP TO 15TH H 1DO 33ALARMS FLUSH MOUNT | The PowerLogic PM5000 series power meters are the new benchmark in affordable, precision metering. It is the ideal fit for high-end cost management applications, providing the measurement capabilities needed to allocate energy usage, perform tenant metering and sub-billing, pin-point energy savings, optimize equipment efficiency and utilization, and perform a high level assessment of the power quality in an electrical network. | Measurement type load profile | yes
| 8 | Electrical Distribution (LV) | Power Meter | Energy Meter | PM5110 POWER METER W/MODBUS UPTO 15TH H-1DO 33 ALARMS-FLUSH | 2053262 | METSEPM5110 | SCHNEIDER ELECTRIC | 26100 | https://pim-kvc.soneparsea.com:3443/PictureServer/default.aspx/schneider-METSEPM5110_Image1.jpg?A3889C9397807479A2A1C7A8BAA5959DB4AAC6729F7C84879595A17A8368609399B2B5ACB7685E9EC0AC | https://pim-kvc.soneparsea.com:3443/PictureServer/default.aspx/schneider-METSEPM5110.pdf?81788B76AEAA939CBEAABDA9B7A95D819599A78AA2846565817582B5B69D | PM5110 POWER METER WITH MODBUS UP TO 15TH H 1DO 33ALARMS FLUSH MOUNT | The PowerLogic PM5000 series power meters are the new benchmark in affordable, precision metering. It is the ideal fit for high-end cost management applications, providing the measurement capabilities needed to allocate energy usage, perform tenant metering and sub-billing, pin-point energy savings, optimize equipment efficiency and utilization, and perform a high level assessment of the power quality in an electrical network. | Escapement mechanism | no
| 8 | Electrical Distribution (LV) | Power Meter | Energy Meter | PM5110 POWER METER W/MODBUS UPTO 15TH H-1DO 33 ALARMS-FLUSH | 2053262 | METSEPM5110 | SCHNEIDER ELECTRIC | 26100 | https://pim-kvc.soneparsea.com:3443/PictureServer/default.aspx/schneider-METSEPM5110_Image1.jpg?A3889C9397807479A2A1C7A8BAA5959DB4AAC6729F7C84879595A17A8368609399B2B5ACB7685E9EC0AC | https://pim-kvc.soneparsea.com:3443/PictureServer/default.aspx/schneider-METSEPM5110.pdf?81788B76AEAA939CBEAABDA9B7A95D819599A78AA2846565817582B5B69D | PM5110 POWER METER WITH MODBUS UP TO 15TH H 1DO 33ALARMS FLUSH MOUNT | The PowerLogic PM5000 series power meters are the new benchmark in affordable, precision metering. It is the ideal fit for high-end cost management applications, providing the measurement capabilities needed to allocate energy usage, perform tenant metering and sub-billing, pin-point energy savings, optimize equipment efficiency and utilization, and perform a high level assessment of the power quality in an electrical network. | Calibrated | yes
| 8 | Electrical Distribution (LV) | Power Meter | Energy Meter | PM5110 POWER METER W/MODBUS UPTO 15TH H-1DO 33 ALARMS-FLUSH | 2053262 | METSEPM5110 | SCHNEIDER ELECTRIC | 26100 | https://pim-kvc.soneparsea.com:3443/PictureServer/default.aspx/schneider-METSEPM5110_Image1.jpg?A3889C9397807479A2A1C7A8BAA5959DB4AAC6729F7C84879595A17A8368609399B2B5ACB7685E9EC0AC | https://pim-kvc.soneparsea.com:3443/PictureServer/default.aspx/schneider-METSEPM5110.pdf?81788B76AEAA939CBEAABDA9B7A95D819599A78AA2846565817582B5B69D | PM5110 POWER METER WITH MODBUS UP TO 15TH H 1DO 33ALARMS FLUSH MOUNT | The PowerLogic PM5000 series power meters are the new benchmark in affordable, precision metering. It is the ideal fit for high-end cost management applications, providing the measurement capabilities needed to allocate energy usage, perform tenant metering and sub-billing, pin-point energy savings, optimize equipment efficiency and utilization, and perform a high level assessment of the power quality in an electrical network. | Approval | Domestic
| 8 | Electrical Distribution (LV) | Power Meter | Energy Meter | PM5110 POWER METER W/MODBUS UPTO 15TH H-1DO 33 ALARMS-FLUSH | 2053262 | METSEPM5110 | SCHNEIDER ELECTRIC | 26100 | https://pim-kvc.soneparsea.com:3443/PictureServer/default.aspx/schneider-METSEPM5110_Image1.jpg?A3889C9397807479A2A1C7A8BAA5959DB4AAC6729F7C84879595A17A8368609399B2B5ACB7685E9EC0AC | https://pim-kvc.soneparsea.com:3443/PictureServer/default.aspx/schneider-METSEPM5110.pdf?81788B76AEAA939CBEAABDA9B7A95D819599A78AA2846565817582B5B69D | PM5110 POWER METER WITH MODBUS UP TO 15TH H 1DO 33ALARMS FLUSH MOUNT | The PowerLogic PM5000 series power meters are the new benchmark in affordable, precision metering. It is the ideal fit for high-end cost management applications, providing the measurement capabilities needed to allocate energy usage, perform tenant metering and sub-billing, pin-point energy savings, optimize equipment efficiency and utilization, and perform a high level assessment of the power quality in an electrical network. | Pulse output | Electrical
| 8 | Electrical Distribution (LV) | Power Meter | Energy Meter | PM5110 POWER METER W/MODBUS UPTO 15TH H-1DO 33 ALARMS-FLUSH | 2053262 | METSEPM5110 | SCHNEIDER ELECTRIC | 26100 | https://pim-kvc.soneparsea.com:3443/PictureServer/default.aspx/schneider-METSEPM5110_Image1.jpg?A3889C9397807479A2A1C7A8BAA5959DB4AAC6729F7C84879595A17A8368609399B2B5ACB7685E9EC0AC | https://pim-kvc.soneparsea.com:3443/PictureServer/default.aspx/schneider-METSEPM5110.pdf?81788B76AEAA939CBEAABDA9B7A95D819599A78AA2846565817582B5B69D | PM5110 POWER METER WITH MODBUS UP TO 15TH H 1DO 33ALARMS FLUSH MOUNT | The PowerLogic PM5000 series power meters are the new benchmark in affordable, precision metering. It is the ideal fit for high-end cost management applications, providing the measurement capabilities needed to allocate energy usage, perform tenant metering and sub-billing, pin-point energy savings, optimize equipment efficiency and utilization, and perform a high level assessment of the power quality in an electrical network. | Pulse type | S0
| 8 | Electrical Distribution (LV) | Power Meter | Energy Meter | PM5110 POWER METER W/MODBUS UPTO 15TH H-1DO 33 ALARMS-FLUSH | 2053262 | METSEPM5110 | SCHNEIDER ELECTRIC | 26100 | https://pim-kvc.soneparsea.com:3443/PictureServer/default.aspx/schneider-METSEPM5110_Image1.jpg?A3889C9397807479A2A1C7A8BAA5959DB4AAC6729F7C84879595A17A8368609399B2B5ACB7685E9EC0AC | https://pim-kvc.soneparsea.com:3443/PictureServer/default.aspx/schneider-METSEPM5110.pdf?81788B76AEAA939CBEAABDA9B7A95D819599A78AA2846565817582B5B69D | PM5110 POWER METER WITH MODBUS UP TO 15TH H 1DO 33ALARMS FLUSH MOUNT | The PowerLogic PM5000 series power meters are the new benchmark in affordable, precision metering. It is the ideal fit for high-end cost management applications, providing the measurement capabilities needed to allocate energy usage, perform tenant metering and sub-billing, pin-point energy savings, optimize equipment efficiency and utilization, and perform a high level assessment of the power quality in an electrical network. | Pulse rate | 1...9999999Imp/kWh (kvarh)
| 8 | Electrical Distribution (LV) | Power Meter | Energy Meter | PM5110 POWER METER W/MODBUS UPTO 15TH H-1DO 33 ALARMS-FLUSH | 2053262 | METSEPM5110 | SCHNEIDER ELECTRIC | 26100 | https://pim-kvc.soneparsea.com:3443/PictureServer/default.aspx/schneider-METSEPM5110_Image1.jpg?A3889C9397807479A2A1C7A8BAA5959DB4AAC6729F7C84879595A17A8368609399B2B5ACB7685E9EC0AC | https://pim-kvc.soneparsea.com:3443/PictureServer/default.aspx/schneider-METSEPM5110.pdf?81788B76AEAA939CBEAABDA9B7A95D819599A78AA2846565817582B5B69D | PM5110 POWER METER WITH MODBUS UP TO 15TH H 1DO 33ALARMS FLUSH MOUNT | The PowerLogic PM5000 series power meters are the new benchmark in affordable, precision metering. It is the ideal fit for high-end cost management applications, providing the measurement capabilities needed to allocate energy usage, perform tenant metering and sub-billing, pin-point energy savings, optimize equipment efficiency and utilization, and perform a high level assessment of the power quality in an electrical network. | Type of indication | Digital
| 8 | Electrical Distribution (LV) | Power Meter | Energy Meter | PM5110 POWER METER W/MODBUS UPTO 15TH H-1DO 33 ALARMS-FLUSH | 2053262 | METSEPM5110 | SCHNEIDER ELECTRIC | 26100 | https://pim-kvc.soneparsea.com:3443/PictureServer/default.aspx/schneider-METSEPM5110_Image1.jpg?A3889C9397807479A2A1C7A8BAA5959DB4AAC6729F7C84879595A17A8368609399B2B5ACB7685E9EC0AC | https://pim-kvc.soneparsea.com:3443/PictureServer/default.aspx/schneider-METSEPM5110.pdf?81788B76AEAA939CBEAABDA9B7A95D819599A78AA2846565817582B5B69D | PM5110 POWER METER WITH MODBUS UP TO 15TH H 1DO 33ALARMS FLUSH MOUNT | The PowerLogic PM5000 series power meters are the new benchmark in affordable, precision metering. It is the ideal fit for high-end cost management applications, providing the measurement capabilities needed to allocate energy usage, perform tenant metering and sub-billing, pin-point energy savings, optimize equipment efficiency and utilization, and perform a high level assessment of the power quality in an electrical network. | Type of meter | Electronic
| 8 | Electrical Distribution (LV) | Power Meter | Energy Meter | PM5110 POWER METER W/MODBUS UPTO 15TH H-1DO 33 ALARMS-FLUSH | 2053262 | METSEPM5110 | SCHNEIDER ELECTRIC | 26100 | https://pim-kvc.soneparsea.com:3443/PictureServer/default.aspx/schneider-METSEPM5110_Image1.jpg?A3889C9397807479A2A1C7A8BAA5959DB4AAC6729F7C84879595A17A8368609399B2B5ACB7685E9EC0AC | https://pim-kvc.soneparsea.com:3443/PictureServer/default.aspx/schneider-METSEPM5110.pdf?81788B76AEAA939CBEAABDA9B7A95D819599A78AA2846565817582B5B69D | PM5110 POWER METER WITH MODBUS UP TO 15TH H 1DO 33ALARMS FLUSH MOUNT | The PowerLogic PM5000 series power meters are the new benchmark in affordable, precision metering. It is the ideal fit for high-end cost management applications, providing the measurement capabilities needed to allocate energy usage, perform tenant metering and sub-billing, pin-point energy savings, optimize equipment efficiency and utilization, and perform a high level assessment of the power quality in an electrical network. | Nominal current (In) | 8.5A
| 8 | Electrical Distribution (LV) | Power Meter | Energy Meter | PM5110 POWER METER W/MODBUS UPTO 15TH H-1DO 33 ALARMS-FLUSH | 2053262 | METSEPM5110 | SCHNEIDER ELECTRIC | 26100 | https://pim-kvc.soneparsea.com:3443/PictureServer/default.aspx/schneider-METSEPM5110_Image1.jpg?A3889C9397807479A2A1C7A8BAA5959DB4AAC6729F7C84879595A17A8368609399B2B5ACB7685E9EC0AC | https://pim-kvc.soneparsea.com:3443/PictureServer/default.aspx/schneider-METSEPM5110.pdf?81788B76AEAA939CBEAABDA9B7A95D819599A78AA2846565817582B5B69D | PM5110 POWER METER WITH MODBUS UP TO 15TH H 1DO 33ALARMS FLUSH MOUNT | The PowerLogic PM5000 series power meters are the new benchmark in affordable, precision metering. It is the ideal fit for high-end cost management applications, providing the measurement capabilities needed to allocate energy usage, perform tenant metering and sub-billing, pin-point energy savings, optimize equipment efficiency and utilization, and perform a high level assessment of the power quality in an electrical network. | Max. current (Imax) | 20A
| 8 | Electrical Distribution (LV) | Power Meter | Energy Meter | PM5110 POWER METER W/MODBUS UPTO 15TH H-1DO 33 ALARMS-FLUSH | 2053262 | METSEPM5110 | SCHNEIDER ELECTRIC | 26100 | https://pim-kvc.soneparsea.com:3443/PictureServer/default.aspx/schneider-METSEPM5110_Image1.jpg?A3889C9397807479A2A1C7A8BAA5959DB4AAC6729F7C84879595A17A8368609399B2B5ACB7685E9EC0AC | https://pim-kvc.soneparsea.com:3443/PictureServer/default.aspx/schneider-METSEPM5110.pdf?81788B76AEAA939CBEAABDA9B7A95D819599A78AA2846565817582B5B69D | PM5110 POWER METER WITH MODBUS UP TO 15TH H 1DO 33ALARMS FLUSH MOUNT | The PowerLogic PM5000 series power meters are the new benchmark in affordable, precision metering. It is the ideal fit for high-end cost management applications, providing the measurement capabilities needed to allocate energy usage, perform tenant metering and sub-billing, pin-point energy savings, optimize equipment efficiency and utilization, and perform a high level assessment of the power quality in an electrical network. | Nominal voltage (Un) N-L | 20...400V
| 8 | Electrical Distribution (LV) | Power Meter | Energy Meter | PM5110 POWER METER W/MODBUS UPTO 15TH H-1DO 33 ALARMS-FLUSH | 2053262 | METSEPM5110 | SCHNEIDER ELECTRIC | 26100 | https://pim-kvc.soneparsea.com:3443/PictureServer/default.aspx/schneider-METSEPM5110_Image1.jpg?A3889C9397807479A2A1C7A8BAA5959DB4AAC6729F7C84879595A17A8368609399B2B5ACB7685E9EC0AC | https://pim-kvc.soneparsea.com:3443/PictureServer/default.aspx/schneider-METSEPM5110.pdf?81788B76AEAA939CBEAABDA9B7A95D819599A78AA2846565817582B5B69D | PM5110 POWER METER WITH MODBUS UP TO 15TH H 1DO 33ALARMS FLUSH MOUNT | The PowerLogic PM5000 series power meters are the new benchmark in affordable, precision metering. It is the ideal fit for high-end cost management applications, providing the measurement capabilities needed to allocate energy usage, perform tenant metering and sub-billing, pin-point energy savings, optimize equipment efficiency and utilization, and perform a high level assessment of the power quality in an electrical network. | Nominal voltage (Un) L-L | 35...690V
| 8 | Electrical Distribution (LV) | Power Meter | Energy Meter | PM5110 POWER METER W/MODBUS UPTO 15TH H-1DO 33 ALARMS-FLUSH | 2053262 | METSEPM5110 | SCHNEIDER ELECTRIC | 26100 | https://pim-kvc.soneparsea.com:3443/PictureServer/default.aspx/schneider-METSEPM5110_Image1.jpg?A3889C9397807479A2A1C7A8BAA5959DB4AAC6729F7C84879595A17A8368609399B2B5ACB7685E9EC0AC | https://pim-kvc.soneparsea.com:3443/PictureServer/default.aspx/schneider-METSEPM5110.pdf?81788B76AEAA939CBEAABDA9B7A95D819599A78AA2846565817582B5B69D | PM5110 POWER METER WITH MODBUS UP TO 15TH H 1DO 33ALARMS FLUSH MOUNT | The PowerLogic PM5000 series power meters are the new benchmark in affordable, precision metering. It is the ideal fit for high-end cost management applications, providing the measurement capabilities needed to allocate energy usage, perform tenant metering and sub-billing, pin-point energy savings, optimize equipment efficiency and utilization, and perform a high level assessment of the power quality in an electrical network. | Frequency | 45...65Hz
| 8 | Electrical Distribution (LV) | Power Meter | Energy Meter | PM5110 POWER METER W/MODBUS UPTO 15TH H-1DO 33 ALARMS-FLUSH | 2053262 | METSEPM5110 | SCHNEIDER ELECTRIC | 26100 | https://pim-kvc.soneparsea.com:3443/PictureServer/default.aspx/schneider-METSEPM5110_Image1.jpg?A3889C9397807479A2A1C7A8BAA5959DB4AAC6729F7C84879595A17A8368609399B2B5ACB7685E9EC0AC | https://pim-kvc.soneparsea.com:3443/PictureServer/default.aspx/schneider-METSEPM5110.pdf?81788B76AEAA939CBEAABDA9B7A95D819599A78AA2846565817582B5B69D | PM5110 POWER METER WITH MODBUS UP TO 15TH H 1DO 33ALARMS FLUSH MOUNT | The PowerLogic PM5000 series power meters are the new benchmark in affordable, precision metering. It is the ideal fit for high-end cost management applications, providing the measurement capabilities needed to allocate energy usage, perform tenant metering and sub-billing, pin-point energy savings, optimize equipment efficiency and utilization, and perform a high level assessment of the power quality in an electrical network. | Accuracy class | C
| 8 | Electrical Distribution (LV) | Power Meter | Energy Meter | PM5110 POWER METER W/MODBUS UPTO 15TH H-1DO 33 ALARMS-FLUSH | 2053262 | METSEPM5110 | SCHNEIDER ELECTRIC | 26100 | https://pim-kvc.soneparsea.com:3443/PictureServer/default.aspx/schneider-METSEPM5110_Image1.jpg?A3889C9397807479A2A1C7A8BAA5959DB4AAC6729F7C84879595A17A8368609399B2B5ACB7685E9EC0AC | https://pim-kvc.soneparsea.com:3443/PictureServer/default.aspx/schneider-METSEPM5110.pdf?81788B76AEAA939CBEAABDA9B7A95D819599A78AA2846565817582B5B69D | PM5110 POWER METER WITH MODBUS UP TO 15TH H 1DO 33ALARMS FLUSH MOUNT | The PowerLogic PM5000 series power meters are the new benchmark in affordable, precision metering. It is the ideal fit for high-end cost management applications, providing the measurement capabilities needed to allocate energy usage, perform tenant metering and sub-billing, pin-point energy savings, optimize equipment efficiency and utilization, and perform a high level assessment of the power quality in an electrical network. | Pole type | Three conductor
| 8 | Electrical Distribution (LV) | Power Meter | Energy Meter | PM5110 POWER METER W/MODBUS UPTO 15TH H-1DO 33 ALARMS-FLUSH | 2053262 | METSEPM5110 | SCHNEIDER ELECTRIC | 26100 | https://pim-kvc.soneparsea.com:3443/PictureServer/default.aspx/schneider-METSEPM5110_Image1.jpg?A3889C9397807479A2A1C7A8BAA5959DB4AAC6729F7C84879595A17A8368609399B2B5ACB7685E9EC0AC | https://pim-kvc.soneparsea.com:3443/PictureServer/default.aspx/schneider-METSEPM5110.pdf?81788B76AEAA939CBEAABDA9B7A95D819599A78AA2846565817582B5B69D | PM5110 POWER METER WITH MODBUS UP TO 15TH H 1DO 33ALARMS FLUSH MOUNT | The PowerLogic PM5000 series power meters are the new benchmark in affordable, precision metering. It is the ideal fit for high-end cost management applications, providing the measurement capabilities needed to allocate energy usage, perform tenant metering and sub-billing, pin-point energy savings, optimize equipment efficiency and utilization, and perform a high level assessment of the power quality in an electrical network. | Model | Measurement transformer
| 8 | Electrical Distribution (LV) | Power Meter | Energy Meter | PM5110 POWER METER W/MODBUS UPTO 15TH H-1DO 33 ALARMS-FLUSH | 2053262 | METSEPM5110 | SCHNEIDER ELECTRIC | 26100 | https://pim-kvc.soneparsea.com:3443/PictureServer/default.aspx/schneider-METSEPM5110_Image1.jpg?A3889C9397807479A2A1C7A8BAA5959DB4AAC6729F7C84879595A17A8368609399B2B5ACB7685E9EC0AC | https://pim-kvc.soneparsea.com:3443/PictureServer/default.aspx/schneider-METSEPM5110.pdf?81788B76AEAA939CBEAABDA9B7A95D819599A78AA2846565817582B5B69D | PM5110 POWER METER WITH MODBUS UP TO 15TH H 1DO 33ALARMS FLUSH MOUNT | The PowerLogic PM5000 series power meters are the new benchmark in affordable, precision metering. It is the ideal fit for high-end cost management applications, providing the measurement capabilities needed to allocate energy usage, perform tenant metering and sub-billing, pin-point energy savings, optimize equipment efficiency and utilization, and perform a high level assessment of the power quality in an electrical network. | Energy type | Effective power and blind power
| 8 | Electrical Distribution (LV) | Power Meter | Energy Meter | PM5110 POWER METER W/MODBUS UPTO 15TH H-1DO 33 ALARMS-FLUSH | 2053262 | METSEPM5110 | SCHNEIDER ELECTRIC | 26100 | https://pim-kvc.soneparsea.com:3443/PictureServer/default.aspx/schneider-METSEPM5110_Image1.jpg?A3889C9397807479A2A1C7A8BAA5959DB4AAC6729F7C84879595A17A8368609399B2B5ACB7685E9EC0AC | https://pim-kvc.soneparsea.com:3443/PictureServer/default.aspx/schneider-METSEPM5110.pdf?81788B76AEAA939CBEAABDA9B7A95D819599A78AA2846565817582B5B69D | PM5110 POWER METER WITH MODBUS UP TO 15TH H 1DO 33ALARMS FLUSH MOUNT | The PowerLogic PM5000 series power meters are the new benchmark in affordable, precision metering. It is the ideal fit for high-end cost management applications, providing the measurement capabilities needed to allocate energy usage, perform tenant metering and sub-billing, pin-point energy savings, optimize equipment efficiency and utilization, and perform a high level assessment of the power quality in an electrical network. | Suitable for | Purchase
| 8 | Electrical Distribution (LV) | Power Meter | Energy Meter | PM5110 POWER METER W/MODBUS UPTO 15TH H-1DO 33 ALARMS-FLUSH | 2053262 | METSEPM5110 | SCHNEIDER ELECTRIC | 26100 | https://pim-kvc.soneparsea.com:3443/PictureServer/default.aspx/schneider-METSEPM5110_Image1.jpg?A3889C9397807479A2A1C7A8BAA5959DB4AAC6729F7C84879595A17A8368609399B2B5ACB7685E9EC0AC | https://pim-kvc.soneparsea.com:3443/PictureServer/default.aspx/schneider-METSEPM5110.pdf?81788B76AEAA939CBEAABDA9B7A95D819599A78AA2846565817582B5B69D | PM5110 POWER METER WITH MODBUS UP TO 15TH H 1DO 33ALARMS FLUSH MOUNT | The PowerLogic PM5000 series power meters are the new benchmark in affordable, precision metering. It is the ideal fit for high-end cost management applications, providing the measurement capabilities needed to allocate energy usage, perform tenant metering and sub-billing, pin-point energy savings, optimize equipment efficiency and utilization, and perform a high level assessment of the power quality in an electrical network. | Tariff type | One-tariff
| 8 | Electrical Distribution (LV) | Power Meter | Energy Meter | PM5110 POWER METER W/MODBUS UPTO 15TH H-1DO 33 ALARMS-FLUSH | 2053262 | METSEPM5110 | SCHNEIDER ELECTRIC | 26100 | https://pim-kvc.soneparsea.com:3443/PictureServer/default.aspx/schneider-METSEPM5110_Image1.jpg?A3889C9397807479A2A1C7A8BAA5959DB4AAC6729F7C84879595A17A8368609399B2B5ACB7685E9EC0AC | https://pim-kvc.soneparsea.com:3443/PictureServer/default.aspx/schneider-METSEPM5110.pdf?81788B76AEAA939CBEAABDA9B7A95D819599A78AA2846565817582B5B69D | PM5110 POWER METER WITH MODBUS UP TO 15TH H 1DO 33ALARMS FLUSH MOUNT | The PowerLogic PM5000 series power meters are the new benchmark in affordable, precision metering. It is the ideal fit for high-end cost management applications, providing the measurement capabilities needed to allocate energy usage, perform tenant metering and sub-billing, pin-point energy savings, optimize equipment efficiency and utilization, and perform a high level assessment of the power quality in an electrical network. | Measurement type load profile | yes
| 8 | Electrical Distribution (LV) | Power Meter | Energy Meter | PM5110 POWER METER W/MODBUS UPTO 15TH H-1DO 33 ALARMS-FLUSH | 2053262 | METSEPM5110 | SCHNEIDER ELECTRIC | 26100 | https://pim-kvc.soneparsea.com:3443/PictureServer/default.aspx/schneider-METSEPM5110_Image1.jpg?A3889C9397807479A2A1C7A8BAA5959DB4AAC6729F7C84879595A17A8368609399B2B5ACB7685E9EC0AC | https://pim-kvc.soneparsea.com:3443/PictureServer/default.aspx/schneider-METSEPM5110.pdf?81788B76AEAA939CBEAABDA9B7A95D819599A78AA2846565817582B5B69D | PM5110 POWER METER WITH MODBUS UP TO 15TH H 1DO 33ALARMS FLUSH MOUNT | The PowerLogic PM5000 series power meters are the new benchmark in affordable, precision metering. It is the ideal fit for high-end cost management applications, providing the measurement capabilities needed to allocate energy usage, perform tenant metering and sub-billing, pin-point energy savings, optimize equipment efficiency and utilization, and perform a high level assessment of the power quality in an electrical network. | Escapement mechanism | no
| 8 | Electrical Distribution (LV) | Power Meter | Energy Meter | PM5110 POWER METER W/MODBUS UPTO 15TH H-1DO 33 ALARMS-FLUSH | 2053262 | METSEPM5110 | SCHNEIDER ELECTRIC | 26100 | https://pim-kvc.soneparsea.com:3443/PictureServer/default.aspx/schneider-METSEPM5110_Image1.jpg?A3889C9397807479A2A1C7A8BAA5959DB4AAC6729F7C84879595A17A8368609399B2B5ACB7685E9EC0AC | https://pim-kvc.soneparsea.com:3443/PictureServer/default.aspx/schneider-METSEPM5110.pdf?81788B76AEAA939CBEAABDA9B7A95D819599A78AA2846565817582B5B69D | PM5110 POWER METER WITH MODBUS UP TO 15TH H 1DO 33ALARMS FLUSH MOUNT | The PowerLogic PM5000 series power meters are the new benchmark in affordable, precision metering. It is the ideal fit for high-end cost management applications, providing the measurement capabilities needed to allocate energy usage, perform tenant metering and sub-billing, pin-point energy savings, optimize equipment efficiency and utilization, and perform a high level assessment of the power quality in an electrical network. | Calibrated | yes
| 8 | Electrical Distribution (LV) | Power Meter | Energy Meter | PM5110 POWER METER W/MODBUS UPTO 15TH H-1DO 33 ALARMS-FLUSH | 2053262 | METSEPM5110 | SCHNEIDER ELECTRIC | 26100 | https://pim-kvc.soneparsea.com:3443/PictureServer/default.aspx/schneider-METSEPM5110_Image1.jpg?A3889C9397807479A2A1C7A8BAA5959DB4AAC6729F7C84879595A17A8368609399B2B5ACB7685E9EC0AC | https://pim-kvc.soneparsea.com:3443/PictureServer/default.aspx/schneider-METSEPM5110.pdf?81788B76AEAA939CBEAABDA9B7A95D819599A78AA2846565817582B5B69D | PM5110 POWER METER WITH MODBUS UP TO 15TH H 1DO 33ALARMS FLUSH MOUNT | The PowerLogic PM5000 series power meters are the new benchmark in affordable, precision metering. It is the ideal fit for high-end cost management applications, providing the measurement capabilities needed to allocate energy usage, perform tenant metering and sub-billing, pin-point energy savings, optimize equipment efficiency and utilization, and perform a high level assessment of the power quality in an electrical network. | Approval | Domestic
| 8 | Electrical Distribution (LV) | Power Meter | Energy Meter | PM5110 POWER METER W/MODBUS UPTO 15TH H-1DO 33 ALARMS-FLUSH | 2053262 | METSEPM5110 | SCHNEIDER ELECTRIC | 26100 | https://pim-kvc.soneparsea.com:3443/PictureServer/default.aspx/schneider-METSEPM5110_Image1.jpg?A3889C9397807479A2A1C7A8BAA5959DB4AAC6729F7C84879595A17A8368609399B2B5ACB7685E9EC0AC | https://pim-kvc.soneparsea.com:3443/PictureServer/default.aspx/schneider-METSEPM5110.pdf?81788B76AEAA939CBEAABDA9B7A95D819599A78AA2846565817582B5B69D | PM5110 POWER METER WITH MODBUS UP TO 15TH H 1DO 33ALARMS FLUSH MOUNT | The PowerLogic PM5000 series power meters are the new benchmark in affordable, precision metering. It is the ideal fit for high-end cost management applications, providing the measurement capabilities needed to allocate energy usage, perform tenant metering and sub-billing, pin-point energy savings, optimize equipment efficiency and utilization, and perform a high level assessment of the power quality in an electrical network. | Pulse output | Electrical
| 8 | Electrical Distribution (LV) | Power Meter | Energy Meter | PM5110 POWER METER W/MODBUS UPTO 15TH H-1DO 33 ALARMS-FLUSH | 2053262 | METSEPM5110 | SCHNEIDER ELECTRIC | 26100 | https://pim-kvc.soneparsea.com:3443/PictureServer/default.aspx/schneider-METSEPM5110_Image1.jpg?A3889C9397807479A2A1C7A8BAA5959DB4AAC6729F7C84879595A17A8368609399B2B5ACB7685E9EC0AC | https://pim-kvc.soneparsea.com:3443/PictureServer/default.aspx/schneider-METSEPM5110.pdf?81788B76AEAA939CBEAABDA9B7A95D819599A78AA2846565817582B5B69D | PM5110 POWER METER WITH MODBUS UP TO 15TH H 1DO 33ALARMS FLUSH MOUNT | The PowerLogic PM5000 series power meters are the new benchmark in affordable, precision metering. It is the ideal fit for high-end cost management applications, providing the measurement capabilities needed to allocate energy usage, perform tenant metering and sub-billing, pin-point energy savings, optimize equipment efficiency and utilization, and perform a high level assessment of the power quality in an electrical network. | Pulse type | S0
| 8 | Electrical Distribution (LV) | Power Meter | Energy Meter | PM5110 POWER METER W/MODBUS UPTO 15TH H-1DO 33 ALARMS-FLUSH | 2053262 | METSEPM5110 | SCHNEIDER ELECTRIC | 26100 | https://pim-kvc.soneparsea.com:3443/PictureServer/default.aspx/schneider-METSEPM5110_Image1.jpg?A3889C9397807479A2A1C7A8BAA5959DB4AAC6729F7C84879595A17A8368609399B2B5ACB7685E9EC0AC | https://pim-kvc.soneparsea.com:3443/PictureServer/default.aspx/schneider-METSEPM5110.pdf?81788B76AEAA939CBEAABDA9B7A95D819599A78AA2846565817582B5B69D | PM5110 POWER METER WITH MODBUS UP TO 15TH H 1DO 33ALARMS FLUSH MOUNT | The PowerLogic PM5000 series power meters are the new benchmark in affordable, precision metering. It is the ideal fit for high-end cost management applications, providing the measurement capabilities needed to allocate energy usage, perform tenant metering and sub-billing, pin-point energy savings, optimize equipment efficiency and utilization, and perform a high level assessment of the power quality in an electrical network. | Pulse rate | 1...9999999Imp/kWh (kvarh)
| 8 | Electrical Distribution (LV) | Power Meter | Energy Meter | PM5110 POWER METER W/MODBUS UPTO 15TH H-1DO 33 ALARMS-FLUSH | 2053262 | METSEPM5110 | SCHNEIDER ELECTRIC | 26100 | https://pim-kvc.soneparsea.com:3443/PictureServer/default.aspx/schneider-METSEPM5110_Image1.jpg?A3889C9397807479A2A1C7A8BAA5959DB4AAC6729F7C84879595A17A8368609399B2B5ACB7685E9EC0AC | https://pim-kvc.soneparsea.com:3443/PictureServer/default.aspx/schneider-METSEPM5110.pdf?81788B76AEAA939CBEAABDA9B7A95D819599A78AA2846565817582B5B69D | PM5110 POWER METER WITH MODBUS UP TO 15TH H 1DO 33ALARMS FLUSH MOUNT | The PowerLogic PM5000 series power meters are the new benchmark in affordable, precision metering. It is the ideal fit for high-end cost management applications, providing the measurement capabilities needed to allocate energy usage, perform tenant metering and sub-billing, pin-point energy savings, optimize equipment efficiency and utilization, and perform a high level assessment of the power quality in an electrical network. | Type of indication | Digital
| 8 | Electrical Distribution (LV) | Power Meter | Energy Meter | PM5110 POWER METER W/MODBUS UPTO 15TH H-1DO 33 ALARMS-FLUSH | 2053262 | METSEPM5110 | SCHNEIDER ELECTRIC | 26100 | https://pim-kvc.soneparsea.com:3443/PictureServer/default.aspx/schneider-METSEPM5110_Image1.jpg?A3889C9397807479A2A1C7A8BAA5959DB4AAC6729F7C84879595A17A8368609399B2B5ACB7685E9EC0AC | https://pim-kvc.soneparsea.com:3443/PictureServer/default.aspx/schneider-METSEPM5110.pdf?81788B76AEAA939CBEAABDA9B7A95D819599A78AA2846565817582B5B69D | PM5110 POWER METER WITH MODBUS UP TO 15TH H 1DO 33ALARMS FLUSH MOUNT | The PowerLogic PM5000 series power meters are the new benchmark in affordable, precision metering. It is the ideal fit for high-end cost management applications, providing the measurement capabilities needed to allocate energy usage, perform tenant metering and sub-billing, pin-point energy savings, optimize equipment efficiency and utilization, and perform a high level assessment of the power quality in an electrical network. | Type of meter | Electronic
| 8 | Electrical Distribution (LV) | Power Meter | Energy Meter | PM5110 POWER METER W/MODBUS UPTO 15TH H-1DO 33 ALARMS-FLUSH | 2053262 | METSEPM5110 | SCHNEIDER ELECTRIC | 26100 | https://pim-kvc.soneparsea.com:3443/PictureServer/default.aspx/schneider-METSEPM5110_Image1.jpg?A3889C9397807479A2A1C7A8BAA5959DB4AAC6729F7C84879595A17A8368609399B2B5ACB7685E9EC0AC | https://pim-kvc.soneparsea.com:3443/PictureServer/default.aspx/schneider-METSEPM5110.pdf?81788B76AEAA939CBEAABDA9B7A95D819599A78AA2846565817582B5B69D | PM5110 POWER METER WITH MODBUS UP TO 15TH H 1DO 33ALARMS FLUSH MOUNT | The PowerLogic PM5000 series power meters are the new benchmark in affordable, precision metering. It is the ideal fit for high-end cost management applications, providing the measurement capabilities needed to allocate energy usage, perform tenant metering and sub-billing, pin-point energy savings, optimize equipment efficiency and utilization, and perform a high level assessment of the power quality in an electrical network. | Nominal current (In) | 8.5A
| 8 | Electrical Distribution (LV) | Power Meter | Energy Meter | PM5110 POWER METER W/MODBUS UPTO 15TH H-1DO 33 ALARMS-FLUSH | 2053262 | METSEPM5110 | SCHNEIDER ELECTRIC | 26100 | https://pim-kvc.soneparsea.com:3443/PictureServer/default.aspx/schneider-METSEPM5110_Image1.jpg?A3889C9397807479A2A1C7A8BAA5959DB4AAC6729F7C84879595A17A8368609399B2B5ACB7685E9EC0AC | https://pim-kvc.soneparsea.com:3443/PictureServer/default.aspx/schneider-METSEPM5110.pdf?81788B76AEAA939CBEAABDA9B7A95D819599A78AA2846565817582B5B69D | PM5110 POWER METER WITH MODBUS UP TO 15TH H 1DO 33ALARMS FLUSH MOUNT | The PowerLogic PM5000 series power meters are the new benchmark in affordable, precision metering. It is the ideal fit for high-end cost management applications, providing the measurement capabilities needed to allocate energy usage, perform tenant metering and sub-billing, pin-point energy savings, optimize equipment efficiency and utilization, and perform a high level assessment of the power quality in an electrical network. | Max. current (Imax) | 20A
| 8 | Electrical Distribution (LV) | Power Meter | Energy Meter | PM5110 POWER METER W/MODBUS UPTO 15TH H-1DO 33 ALARMS-FLUSH | 2053262 | METSEPM5110 | SCHNEIDER ELECTRIC | 26100 | https://pim-kvc.soneparsea.com:3443/PictureServer/default.aspx/schneider-METSEPM5110_Image1.jpg?A3889C9397807479A2A1C7A8BAA5959DB4AAC6729F7C84879595A17A8368609399B2B5ACB7685E9EC0AC | https://pim-kvc.soneparsea.com:3443/PictureServer/default.aspx/schneider-METSEPM5110.pdf?81788B76AEAA939CBEAABDA9B7A95D819599A78AA2846565817582B5B69D | PM5110 POWER METER WITH MODBUS UP TO 15TH H 1DO 33ALARMS FLUSH MOUNT | The PowerLogic PM5000 series power meters are the new benchmark in affordable, precision metering. It is the ideal fit for high-end cost management applications, providing the measurement capabilities needed to allocate energy usage, perform tenant metering and sub-billing, pin-point energy savings, optimize equipment efficiency and utilization, and perform a high level assessment of the power quality in an electrical network. | Nominal voltage (Un) N-L | 20...400V
| 8 | Electrical Distribution (LV) | Power Meter | Energy Meter | PM5110 POWER METER W/MODBUS UPTO 15TH H-1DO 33 ALARMS-FLUSH | 2053262 | METSEPM5110 | SCHNEIDER ELECTRIC | 26100 | https://pim-kvc.soneparsea.com:3443/PictureServer/default.aspx/schneider-METSEPM5110_Image1.jpg?A3889C9397807479A2A1C7A8BAA5959DB4AAC6729F7C84879595A17A8368609399B2B5ACB7685E9EC0AC | https://pim-kvc.soneparsea.com:3443/PictureServer/default.aspx/schneider-METSEPM5110.pdf?81788B76AEAA939CBEAABDA9B7A95D819599A78AA2846565817582B5B69D | PM5110 POWER METER WITH MODBUS UP TO 15TH H 1DO 33ALARMS FLUSH MOUNT | The PowerLogic PM5000 series power meters are the new benchmark in affordable, precision metering. It is the ideal fit for high-end cost management applications, providing the measurement capabilities needed to allocate energy usage, perform tenant metering and sub-billing, pin-point energy savings, optimize equipment efficiency and utilization, and perform a high level assessment of the power quality in an electrical network. | Nominal voltage (Un) L-L | 35...690V
| 8 | Electrical Distribution (LV) | Power Meter | Energy Meter | PM5110 POWER METER W/MODBUS UPTO 15TH H-1DO 33 ALARMS-FLUSH | 2053262 | METSEPM5110 | SCHNEIDER ELECTRIC | 26100 | https://pim-kvc.soneparsea.com:3443/PictureServer/default.aspx/schneider-METSEPM5110_Image1.jpg?A3889C9397807479A2A1C7A8BAA5959DB4AAC6729F7C84879595A17A8368609399B2B5ACB7685E9EC0AC | https://pim-kvc.soneparsea.com:3443/PictureServer/default.aspx/schneider-METSEPM5110.pdf?81788B76AEAA939CBEAABDA9B7A95D819599A78AA2846565817582B5B69D | PM5110 POWER METER WITH MODBUS UP TO 15TH H 1DO 33ALARMS FLUSH MOUNT | The PowerLogic PM5000 series power meters are the new benchmark in affordable, precision metering. It is the ideal fit for high-end cost management applications, providing the measurement capabilities needed to allocate energy usage, perform tenant metering and sub-billing, pin-point energy savings, optimize equipment efficiency and utilization, and perform a high level assessment of the power quality in an electrical network. | Frequency | 45...65Hz
| 8 | Electrical Distribution (LV) | Power Meter | Energy Meter | PM5110 POWER METER W/MODBUS UPTO 15TH H-1DO 33 ALARMS-FLUSH | 2053262 | METSEPM5110 | SCHNEIDER ELECTRIC | 26100 | https://pim-kvc.soneparsea.com:3443/PictureServer/default.aspx/schneider-METSEPM5110_Image1.jpg?A3889C9397807479A2A1C7A8BAA5959DB4AAC6729F7C84879595A17A8368609399B2B5ACB7685E9EC0AC | https://pim-kvc.soneparsea.com:3443/PictureServer/default.aspx/schneider-METSEPM5110.pdf?81788B76AEAA939CBEAABDA9B7A95D819599A78AA2846565817582B5B69D | PM5110 POWER METER WITH MODBUS UP TO 15TH H 1DO 33ALARMS FLUSH MOUNT | The PowerLogic PM5000 series power meters are the new benchmark in affordable, precision metering. It is the ideal fit for high-end cost management applications, providing the measurement capabilities needed to allocate energy usage, perform tenant metering and sub-billing, pin-point energy savings, optimize equipment efficiency and utilization, and perform a high level assessment of the power quality in an electrical network. | Accuracy class | C
| 8 | Electrical Distribution (LV) | Power Meter | Energy Meter | PM5110 POWER METER W/MODBUS UPTO 15TH H-1DO 33 ALARMS-FLUSH | 2053262 | METSEPM5110 | SCHNEIDER ELECTRIC | 26100 | https://pim-kvc.soneparsea.com:3443/PictureServer/default.aspx/schneider-METSEPM5110_Image1.jpg?A3889C9397807479A2A1C7A8BAA5959DB4AAC6729F7C84879595A17A8368609399B2B5ACB7685E9EC0AC | https://pim-kvc.soneparsea.com:3443/PictureServer/default.aspx/schneider-METSEPM5110.pdf?81788B76AEAA939CBEAABDA9B7A95D819599A78AA2846565817582B5B69D | PM5110 POWER METER WITH MODBUS UP TO 15TH H 1DO 33ALARMS FLUSH MOUNT | The PowerLogic PM5000 series power meters are the new benchmark in affordable, precision metering. It is the ideal fit for high-end cost management applications, providing the measurement capabilities needed to allocate energy usage, perform tenant metering and sub-billing, pin-point energy savings, optimize equipment efficiency and utilization, and perform a high level assessment of the power quality in an electrical network. | Pole type | Three conductor
| 8 | Electrical Distribution (LV) | Power Meter | Energy Meter | PM5110 POWER METER W/MODBUS UPTO 15TH H-1DO 33 ALARMS-FLUSH | 2053262 | METSEPM5110 | SCHNEIDER ELECTRIC | 26100 | https://pim-kvc.soneparsea.com:3443/PictureServer/default.aspx/schneider-METSEPM5110_Image1.jpg?A3889C9397807479A2A1C7A8BAA5959DB4AAC6729F7C84879595A17A8368609399B2B5ACB7685E9EC0AC | https://pim-kvc.soneparsea.com:3443/PictureServer/default.aspx/schneider-METSEPM5110.pdf?81788B76AEAA939CBEAABDA9B7A95D819599A78AA2846565817582B5B69D | PM5110 POWER METER WITH MODBUS UP TO 15TH H 1DO 33ALARMS FLUSH MOUNT | The PowerLogic PM5000 series power meters are the new benchmark in affordable, precision metering. It is the ideal fit for high-end cost management applications, providing the measurement capabilities needed to allocate energy usage, perform tenant metering and sub-billing, pin-point energy savings, optimize equipment efficiency and utilization, and perform a high level assessment of the power quality in an electrical network. | Model | Measurement transformer
| 8 | Electrical Distribution (LV) | Power Meter | Energy Meter | PM5110 POWER METER W/MODBUS UPTO 15TH H-1DO 33 ALARMS-FLUSH | 2053262 | METSEPM5110 | SCHNEIDER ELECTRIC | 26100 | https://pim-kvc.soneparsea.com:3443/PictureServer/default.aspx/schneider-METSEPM5110_Image1.jpg?A3889C9397807479A2A1C7A8BAA5959DB4AAC6729F7C84879595A17A8368609399B2B5ACB7685E9EC0AC | https://pim-kvc.soneparsea.com:3443/PictureServer/default.aspx/schneider-METSEPM5110.pdf?81788B76AEAA939CBEAABDA9B7A95D819599A78AA2846565817582B5B69D | PM5110 POWER METER WITH MODBUS UP TO 15TH H 1DO 33ALARMS FLUSH MOUNT | The PowerLogic PM5000 series power meters are the new benchmark in affordable, precision metering. It is the ideal fit for high-end cost management applications, providing the measurement capabilities needed to allocate energy usage, perform tenant metering and sub-billing, pin-point energy savings, optimize equipment efficiency and utilization, and perform a high level assessment of the power quality in an electrical network. | Energy type | Effective power and blind power
| 8 | Electrical Distribution (LV) | Power Meter | Energy Meter | PM5110 POWER METER W/MODBUS UPTO 15TH H-1DO 33 ALARMS-FLUSH | 2053262 | METSEPM5110 | SCHNEIDER ELECTRIC | 26100 | https://pim-kvc.soneparsea.com:3443/PictureServer/default.aspx/schneider-METSEPM5110_Image1.jpg?A3889C9397807479A2A1C7A8BAA5959DB4AAC6729F7C84879595A17A8368609399B2B5ACB7685E9EC0AC | https://pim-kvc.soneparsea.com:3443/PictureServer/default.aspx/schneider-METSEPM5110.pdf?81788B76AEAA939CBEAABDA9B7A95D819599A78AA2846565817582B5B69D | PM5110 POWER METER WITH MODBUS UP TO 15TH H 1DO 33ALARMS FLUSH MOUNT | The PowerLogic PM5000 series power meters are the new benchmark in affordable, precision metering. It is the ideal fit for high-end cost management applications, providing the measurement capabilities needed to allocate energy usage, perform tenant metering and sub-billing, pin-point energy savings, optimize equipment efficiency and utilization, and perform a high level assessment of the power quality in an electrical network. | Suitable for | Purchase
| 8 | Electrical Distribution (LV) | Power Meter | Energy Meter | PM5110 POWER METER W/MODBUS UPTO 15TH H-1DO 33 ALARMS-FLUSH | 2053262 | METSEPM5110 | SCHNEIDER ELECTRIC | 26100 | https://pim-kvc.soneparsea.com:3443/PictureServer/default.aspx/schneider-METSEPM5110_Image1.jpg?A3889C9397807479A2A1C7A8BAA5959DB4AAC6729F7C84879595A17A8368609399B2B5ACB7685E9EC0AC | https://pim-kvc.soneparsea.com:3443/PictureServer/default.aspx/schneider-METSEPM5110.pdf?81788B76AEAA939CBEAABDA9B7A95D819599A78AA2846565817582B5B69D | PM5110 POWER METER WITH MODBUS UP TO 15TH H 1DO 33ALARMS FLUSH MOUNT | The PowerLogic PM5000 series power meters are the new benchmark in affordable, precision metering. It is the ideal fit for high-end cost management applications, providing the measurement capabilities needed to allocate energy usage, perform tenant metering and sub-billing, pin-point energy savings, optimize equipment efficiency and utilization, and perform a high level assessment of the power quality in an electrical network. | Tariff type | One-tariff
| 8 | Electrical Distribution (LV) | Power Meter | Energy Meter | PM5110 POWER METER W/MODBUS UPTO 15TH H-1DO 33 ALARMS-FLUSH | 2053262 | METSEPM5110 | SCHNEIDER ELECTRIC | 26100 | https://pim-kvc.soneparsea.com:3443/PictureServer/default.aspx/schneider-METSEPM5110_Image1.jpg?A3889C9397807479A2A1C7A8BAA5959DB4AAC6729F7C84879595A17A8368609399B2B5ACB7685E9EC0AC | https://pim-kvc.soneparsea.com:3443/PictureServer/default.aspx/schneider-METSEPM5110.pdf?81788B76AEAA939CBEAABDA9B7A95D819599A78AA2846565817582B5B69D | PM5110 POWER METER WITH MODBUS UP TO 15TH H 1DO 33ALARMS FLUSH MOUNT | The PowerLogic PM5000 series power meters are the new benchmark in affordable, precision metering. It is the ideal fit for high-end cost management applications, providing the measurement capabilities needed to allocate energy usage, perform tenant metering and sub-billing, pin-point energy savings, optimize equipment efficiency and utilization, and perform a high level assessment of the power quality in an electrical network. | Measurement type load profile | yes
| 8 | Electrical Distribution (LV) | Power Meter | Energy Meter | PM5110 POWER METER W/MODBUS UPTO 15TH H-1DO 33 ALARMS-FLUSH | 2053262 | METSEPM5110 | SCHNEIDER ELECTRIC | 26100 | https://pim-kvc.soneparsea.com:3443/PictureServer/default.aspx/schneider-METSEPM5110_Image1.jpg?A3889C9397807479A2A1C7A8BAA5959DB4AAC6729F7C84879595A17A8368609399B2B5ACB7685E9EC0AC | https://pim-kvc.soneparsea.com:3443/PictureServer/default.aspx/schneider-METSEPM5110.pdf?81788B76AEAA939CBEAABDA9B7A95D819599A78AA2846565817582B5B69D | PM5110 POWER METER WITH MODBUS UP TO 15TH H 1DO 33ALARMS FLUSH MOUNT | The PowerLogic PM5000 series power meters are the new benchmark in affordable, precision metering. It is the ideal fit for high-end cost management applications, providing the measurement capabilities needed to allocate energy usage, perform tenant metering and sub-billing, pin-point energy savings, optimize equipment efficiency and utilization, and perform a high level assessment of the power quality in an electrical network. | Escapement mechanism | no
| 8 | Electrical Distribution (LV) | Power Meter | Energy Meter | PM5110 POWER METER W/MODBUS UPTO 15TH H-1DO 33 ALARMS-FLUSH | 2053262 | METSEPM5110 | SCHNEIDER ELECTRIC | 26100 | https://pim-kvc.soneparsea.com:3443/PictureServer/default.aspx/schneider-METSEPM5110_Image1.jpg?A3889C9397807479A2A1C7A8BAA5959DB4AAC6729F7C84879595A17A8368609399B2B5ACB7685E9EC0AC | https://pim-kvc.soneparsea.com:3443/PictureServer/default.aspx/schneider-METSEPM5110.pdf?81788B76AEAA939CBEAABDA9B7A95D819599A78AA2846565817582B5B69D | PM5110 POWER METER WITH MODBUS UP TO 15TH H 1DO 33ALARMS FLUSH MOUNT | The PowerLogic PM5000 series power meters are the new benchmark in affordable, precision metering. It is the ideal fit for high-end cost management applications, providing the measurement capabilities needed to allocate energy usage, perform tenant metering and sub-billing, pin-point energy savings, optimize equipment efficiency and utilization, and perform a high level assessment of the power quality in an electrical network. | Calibrated | yes
| 8 | Electrical Distribution (LV) | Power Meter | Energy Meter | PM5110 POWER METER W/MODBUS UPTO 15TH H-1DO 33 ALARMS-FLUSH | 2053262 | METSEPM5110 | SCHNEIDER ELECTRIC | 26100 | https://pim-kvc.soneparsea.com:3443/PictureServer/default.aspx/schneider-METSEPM5110_Image1.jpg?A3889C9397807479A2A1C7A8BAA5959DB4AAC6729F7C84879595A17A8368609399B2B5ACB7685E9EC0AC | https://pim-kvc.soneparsea.com:3443/PictureServer/default.aspx/schneider-METSEPM5110.pdf?81788B76AEAA939CBEAABDA9B7A95D819599A78AA2846565817582B5B69D | PM5110 POWER METER WITH MODBUS UP TO 15TH H 1DO 33ALARMS FLUSH MOUNT | The PowerLogic PM5000 series power meters are the new benchmark in affordable, precision metering. It is the ideal fit for high-end cost management applications, providing the measurement capabilities needed to allocate energy usage, perform tenant metering and sub-billing, pin-point energy savings, optimize equipment efficiency and utilization, and perform a high level assessment of the power quality in an electrical network. | Approval | Domestic
| 8 | Electrical Distribution (LV) | Power Meter | Energy Meter | PM5110 POWER METER W/MODBUS UPTO 15TH H-1DO 33 ALARMS-FLUSH | 2053262 | METSEPM5110 | SCHNEIDER ELECTRIC | 26100 | https://pim-kvc.soneparsea.com:3443/PictureServer/default.aspx/schneider-METSEPM5110_Image1.jpg?A3889C9397807479A2A1C7A8BAA5959DB4AAC6729F7C84879595A17A8368609399B2B5ACB7685E9EC0AC | https://pim-kvc.soneparsea.com:3443/PictureServer/default.aspx/schneider-METSEPM5110.pdf?81788B76AEAA939CBEAABDA9B7A95D819599A78AA2846565817582B5B69D | PM5110 POWER METER WITH MODBUS UP TO 15TH H 1DO 33ALARMS FLUSH MOUNT | The PowerLogic PM5000 series power meters are the new benchmark in affordable, precision metering. It is the ideal fit for high-end cost management applications, providing the measurement capabilities needed to allocate energy usage, perform tenant metering and sub-billing, pin-point energy savings, optimize equipment efficiency and utilization, and perform a high level assessment of the power quality in an electrical network. | Pulse output | Electrical
| 8 | Electrical Distribution (LV) | Power Meter | Energy Meter | PM5110 POWER METER W/MODBUS UPTO 15TH H-1DO 33 ALARMS-FLUSH | 2053262 | METSEPM5110 | SCHNEIDER ELECTRIC | 26100 | https://pim-kvc.soneparsea.com:3443/PictureServer/default.aspx/schneider-METSEPM5110_Image1.jpg?A3889C9397807479A2A1C7A8BAA5959DB4AAC6729F7C84879595A17A8368609399B2B5ACB7685E9EC0AC | https://pim-kvc.soneparsea.com:3443/PictureServer/default.aspx/schneider-METSEPM5110.pdf?81788B76AEAA939CBEAABDA9B7A95D819599A78AA2846565817582B5B69D | PM5110 POWER METER WITH MODBUS UP TO 15TH H 1DO 33ALARMS FLUSH MOUNT | The PowerLogic PM5000 series power meters are the new benchmark in affordable, precision metering. It is the ideal fit for high-end cost management applications, providing the measurement capabilities needed to allocate energy usage, perform tenant metering and sub-billing, pin-point energy savings, optimize equipment efficiency and utilization, and perform a high level assessment of the power quality in an electrical network. | Pulse type | S0
| 8 | Electrical Distribution (LV) | Power Meter | Energy Meter | PM5110 POWER METER W/MODBUS UPTO 15TH H-1DO 33 ALARMS-FLUSH | 2053262 | METSEPM5110 | SCHNEIDER ELECTRIC | 26100 | https://pim-kvc.soneparsea.com:3443/PictureServer/default.aspx/schneider-METSEPM5110_Image1.jpg?A3889C9397807479A2A1C7A8BAA5959DB4AAC6729F7C84879595A17A8368609399B2B5ACB7685E9EC0AC | https://pim-kvc.soneparsea.com:3443/PictureServer/default.aspx/schneider-METSEPM5110.pdf?81788B76AEAA939CBEAABDA9B7A95D819599A78AA2846565817582B5B69D | PM5110 POWER METER WITH MODBUS UP TO 15TH H 1DO 33ALARMS FLUSH MOUNT | The PowerLogic PM5000 series power meters are the new benchmark in affordable, precision metering. It is the ideal fit for high-end cost management applications, providing the measurement capabilities needed to allocate energy usage, perform tenant metering and sub-billing, pin-point energy savings, optimize equipment efficiency and utilization, and perform a high level assessment of the power quality in an electrical network. | Pulse rate | 1...9999999Imp/kWh (kvarh)
| 8 | Electrical Distribution (LV) | Power Meter | Energy Meter | PM5110 POWER METER W/MODBUS UPTO 15TH H-1DO 33 ALARMS-FLUSH | 2053262 | METSEPM5110 | SCHNEIDER ELECTRIC | 26100 | https://pim-kvc.soneparsea.com:3443/PictureServer/default.aspx/schneider-METSEPM5110_Image1.jpg?A3889C9397807479A2A1C7A8BAA5959DB4AAC6729F7C84879595A17A8368609399B2B5ACB7685E9EC0AC | https://pim-kvc.soneparsea.com:3443/PictureServer/default.aspx/schneider-METSEPM5110.pdf?81788B76AEAA939CBEAABDA9B7A95D819599A78AA2846565817582B5B69D | PM5110 POWER METER WITH MODBUS UP TO 15TH H 1DO 33ALARMS FLUSH MOUNT | The PowerLogic PM5000 series power meters are the new benchmark in affordable, precision metering. It is the ideal fit for high-end cost management applications, providing the measurement capabilities needed to allocate energy usage, perform tenant metering and sub-billing, pin-point energy savings, optimize equipment efficiency and utilization, and perform a high level assessment of the power quality in an electrical network. | Type of indication | Digital
| 8 | Electrical Distribution (LV) | Power Meter | Energy Meter | PM5110 POWER METER W/MODBUS UPTO 15TH H-1DO 33 ALARMS-FLUSH | 2053262 | METSEPM5110 | SCHNEIDER ELECTRIC | 26100 | https://pim-kvc.soneparsea.com:3443/PictureServer/default.aspx/schneider-METSEPM5110_Image1.jpg?A3889C9397807479A2A1C7A8BAA5959DB4AAC6729F7C84879595A17A8368609399B2B5ACB7685E9EC0AC | https://pim-kvc.soneparsea.com:3443/PictureServer/default.aspx/schneider-METSEPM5110.pdf?81788B76AEAA939CBEAABDA9B7A95D819599A78AA2846565817582B5B69D | PM5110 POWER METER WITH MODBUS UP TO 15TH H 1DO 33ALARMS FLUSH MOUNT | The PowerLogic PM5000 series power meters are the new benchmark in affordable, precision metering. It is the ideal fit for high-end cost management applications, providing the measurement capabilities needed to allocate energy usage, perform tenant metering and sub-billing, pin-point energy savings, optimize equipment efficiency and utilization, and perform a high level assessment of the power quality in an electrical network. | Type of meter | Electronic
| 8 | Electrical Distribution (LV) | Power Meter | Energy Meter | PM5110 POWER METER W/MODBUS UPTO 15TH H-1DO 33 ALARMS-FLUSH | 2053262 | METSEPM5110 | SCHNEIDER ELECTRIC | 26100 | https://pim-kvc.soneparsea.com:3443/PictureServer/default.aspx/schneider-METSEPM5110_Image1.jpg?A3889C9397807479A2A1C7A8BAA5959DB4AAC6729F7C84879595A17A8368609399B2B5ACB7685E9EC0AC | https://pim-kvc.soneparsea.com:3443/PictureServer/default.aspx/schneider-METSEPM5110.pdf?81788B76AEAA939CBEAABDA9B7A95D819599A78AA2846565817582B5B69D | PM5110 POWER METER WITH MODBUS UP TO 15TH H 1DO 33ALARMS FLUSH MOUNT | The PowerLogic PM5000 series power meters are the new benchmark in affordable, precision metering. It is the ideal fit for high-end cost management applications, providing the measurement capabilities needed to allocate energy usage, perform tenant metering and sub-billing, pin-point energy savings, optimize equipment efficiency and utilization, and perform a high level assessment of the power quality in an electrical network. | Nominal current (In) | 8.5A
| 8 | Electrical Distribution (LV) | Power Meter | Energy Meter | PM5110 POWER METER W/MODBUS UPTO 15TH H-1DO 33 ALARMS-FLUSH | 2053262 | METSEPM5110 | SCHNEIDER ELECTRIC | 26100 | https://pim-kvc.soneparsea.com:3443/PictureServer/default.aspx/schneider-METSEPM5110_Image1.jpg?A3889C9397807479A2A1C7A8BAA5959DB4AAC6729F7C84879595A17A8368609399B2B5ACB7685E9EC0AC | https://pim-kvc.soneparsea.com:3443/PictureServer/default.aspx/schneider-METSEPM5110.pdf?81788B76AEAA939CBEAABDA9B7A95D819599A78AA2846565817582B5B69D | PM5110 POWER METER WITH MODBUS UP TO 15TH H 1DO 33ALARMS FLUSH MOUNT | The PowerLogic PM5000 series power meters are the new benchmark in affordable, precision metering. It is the ideal fit for high-end cost management applications, providing the measurement capabilities needed to allocate energy usage, perform tenant metering and sub-billing, pin-point energy savings, optimize equipment efficiency and utilization, and perform a high level assessment of the power quality in an electrical network. | Max. current (Imax) | 20A
| 8 | Electrical Distribution (LV) | Power Meter | Energy Meter | PM5110 POWER METER W/MODBUS UPTO 15TH H-1DO 33 ALARMS-FLUSH | 2053262 | METSEPM5110 | SCHNEIDER ELECTRIC | 26100 | https://pim-kvc.soneparsea.com:3443/PictureServer/default.aspx/schneider-METSEPM5110_Image1.jpg?A3889C9397807479A2A1C7A8BAA5959DB4AAC6729F7C84879595A17A8368609399B2B5ACB7685E9EC0AC | https://pim-kvc.soneparsea.com:3443/PictureServer/default.aspx/schneider-METSEPM5110.pdf?81788B76AEAA939CBEAABDA9B7A95D819599A78AA2846565817582B5B69D | PM5110 POWER METER WITH MODBUS UP TO 15TH H 1DO 33ALARMS FLUSH MOUNT | The PowerLogic PM5000 series power meters are the new benchmark in affordable, precision metering. It is the ideal fit for high-end cost management applications, providing the measurement capabilities needed to allocate energy usage, perform tenant metering and sub-billing, pin-point energy savings, optimize equipment efficiency and utilization, and perform a high level assessment of the power quality in an electrical network. | Nominal voltage (Un) N-L | 20...400V
| 8 | Electrical Distribution (LV) | Power Meter | Energy Meter | PM5110 POWER METER W/MODBUS UPTO 15TH H-1DO 33 ALARMS-FLUSH | 2053262 | METSEPM5110 | SCHNEIDER ELECTRIC | 26100 | https://pim-kvc.soneparsea.com:3443/PictureServer/default.aspx/schneider-METSEPM5110_Image1.jpg?A3889C9397807479A2A1C7A8BAA5959DB4AAC6729F7C84879595A17A8368609399B2B5ACB7685E9EC0AC | https://pim-kvc.soneparsea.com:3443/PictureServer/default.aspx/schneider-METSEPM5110.pdf?81788B76AEAA939CBEAABDA9B7A95D819599A78AA2846565817582B5B69D | PM5110 POWER METER WITH MODBUS UP TO 15TH H 1DO 33ALARMS FLUSH MOUNT | The PowerLogic PM5000 series power meters are the new benchmark in affordable, precision metering. It is the ideal fit for high-end cost management applications, providing the measurement capabilities needed to allocate energy usage, perform tenant metering and sub-billing, pin-point energy savings, optimize equipment efficiency and utilization, and perform a high level assessment of the power quality in an electrical network. | Nominal voltage (Un) L-L | 35...690V
| 8 | Electrical Distribution (LV) | Power Meter | Energy Meter | PM5110 POWER METER W/MODBUS UPTO 15TH H-1DO 33 ALARMS-FLUSH | 2053262 | METSEPM5110 | SCHNEIDER ELECTRIC | 26100 | https://pim-kvc.soneparsea.com:3443/PictureServer/default.aspx/schneider-METSEPM5110_Image1.jpg?A3889C9397807479A2A1C7A8BAA5959DB4AAC6729F7C84879595A17A8368609399B2B5ACB7685E9EC0AC | https://pim-kvc.soneparsea.com:3443/PictureServer/default.aspx/schneider-METSEPM5110.pdf?81788B76AEAA939CBEAABDA9B7A95D819599A78AA2846565817582B5B69D | PM5110 POWER METER WITH MODBUS UP TO 15TH H 1DO 33ALARMS FLUSH MOUNT | The PowerLogic PM5000 series power meters are the new benchmark in affordable, precision metering. It is the ideal fit for high-end cost management applications, providing the measurement capabilities needed to allocate energy usage, perform tenant metering and sub-billing, pin-point energy savings, optimize equipment efficiency and utilization, and perform a high level assessment of the power quality in an electrical network. | Frequency | 45...65Hz
| 8 | Electrical Distribution (LV) | Power Meter | Energy Meter | PM5110 POWER METER W/MODBUS UPTO 15TH H-1DO 33 ALARMS-FLUSH | 2053262 | METSEPM5110 | SCHNEIDER ELECTRIC | 26100 | https://pim-kvc.soneparsea.com:3443/PictureServer/default.aspx/schneider-METSEPM5110_Image1.jpg?A3889C9397807479A2A1C7A8BAA5959DB4AAC6729F7C84879595A17A8368609399B2B5ACB7685E9EC0AC | https://pim-kvc.soneparsea.com:3443/PictureServer/default.aspx/schneider-METSEPM5110.pdf?81788B76AEAA939CBEAABDA9B7A95D819599A78AA2846565817582B5B69D | PM5110 POWER METER WITH MODBUS UP TO 15TH H 1DO 33ALARMS FLUSH MOUNT | The PowerLogic PM5000 series power meters are the new benchmark in affordable, precision metering. It is the ideal fit for high-end cost management applications, providing the measurement capabilities needed to allocate energy usage, perform tenant metering and sub-billing, pin-point energy savings, optimize equipment efficiency and utilization, and perform a high level assessment of the power quality in an electrical network. | Accuracy class | C
| 8 | Electrical Distribution (LV) | Power Meter | Energy Meter | PM5110 POWER METER W/MODBUS UPTO 15TH H-1DO 33 ALARMS-FLUSH | 2053262 | METSEPM5110 | SCHNEIDER ELECTRIC | 26100 | https://pim-kvc.soneparsea.com:3443/PictureServer/default.aspx/schneider-METSEPM5110_Image1.jpg?A3889C9397807479A2A1C7A8BAA5959DB4AAC6729F7C84879595A17A8368609399B2B5ACB7685E9EC0AC | https://pim-kvc.soneparsea.com:3443/PictureServer/default.aspx/schneider-METSEPM5110.pdf?81788B76AEAA939CBEAABDA9B7A95D819599A78AA2846565817582B5B69D | PM5110 POWER METER WITH MODBUS UP TO 15TH H 1DO 33ALARMS FLUSH MOUNT | The PowerLogic PM5000 series power meters are the new benchmark in affordable, precision metering. It is the ideal fit for high-end cost management applications, providing the measurement capabilities needed to allocate energy usage, perform tenant metering and sub-billing, pin-point energy savings, optimize equipment efficiency and utilization, and perform a high level assessment of the power quality in an electrical network. | Pole type | Three conductor
| 8 | Electrical Distribution (LV) | Power Meter | Energy Meter | PM5110 POWER METER W/MODBUS UPTO 15TH H-1DO 33 ALARMS-FLUSH | 2053262 | METSEPM5110 | SCHNEIDER ELECTRIC | 26100 | https://pim-kvc.soneparsea.com:3443/PictureServer/default.aspx/schneider-METSEPM5110_Image1.jpg?A3889C9397807479A2A1C7A8BAA5959DB4AAC6729F7C84879595A17A8368609399B2B5ACB7685E9EC0AC | https://pim-kvc.soneparsea.com:3443/PictureServer/default.aspx/schneider-METSEPM5110.pdf?81788B76AEAA939CBEAABDA9B7A95D819599A78AA2846565817582B5B69D | PM5110 POWER METER WITH MODBUS UP TO 15TH H 1DO 33ALARMS FLUSH MOUNT | The PowerLogic PM5000 series power meters are the new benchmark in affordable, precision metering. It is the ideal fit for high-end cost management applications, providing the measurement capabilities needed to allocate energy usage, perform tenant metering and sub-billing, pin-point energy savings, optimize equipment efficiency and utilization, and perform a high level assessment of the power quality in an electrical network. | Model | Measurement transformer
| 8 | Electrical Distribution (LV) | Power Meter | Energy Meter | PM5110 POWER METER W/MODBUS UPTO 15TH H-1DO 33 ALARMS-FLUSH | 2053262 | METSEPM5110 | SCHNEIDER ELECTRIC | 26100 | https://pim-kvc.soneparsea.com:3443/PictureServer/default.aspx/schneider-METSEPM5110_Image1.jpg?A3889C9397807479A2A1C7A8BAA5959DB4AAC6729F7C84879595A17A8368609399B2B5ACB7685E9EC0AC | https://pim-kvc.soneparsea.com:3443/PictureServer/default.aspx/schneider-METSEPM5110.pdf?81788B76AEAA939CBEAABDA9B7A95D819599A78AA2846565817582B5B69D | PM5110 POWER METER WITH MODBUS UP TO 15TH H 1DO 33ALARMS FLUSH MOUNT | The PowerLogic PM5000 series power meters are the new benchmark in affordable, precision metering. It is the ideal fit for high-end cost management applications, providing the measurement capabilities needed to allocate energy usage, perform tenant metering and sub-billing, pin-point energy savings, optimize equipment efficiency and utilization, and perform a high level assessment of the power quality in an electrical network. | Energy type | Effective power and blind power
| 8 | Electrical Distribution (LV) | Power Meter | Energy Meter | PM5110 POWER METER W/MODBUS UPTO 15TH H-1DO 33 ALARMS-FLUSH | 2053262 | METSEPM5110 | SCHNEIDER ELECTRIC | 26100 | https://pim-kvc.soneparsea.com:3443/PictureServer/default.aspx/schneider-METSEPM5110_Image1.jpg?A3889C9397807479A2A1C7A8BAA5959DB4AAC6729F7C84879595A17A8368609399B2B5ACB7685E9EC0AC | https://pim-kvc.soneparsea.com:3443/PictureServer/default.aspx/schneider-METSEPM5110.pdf?81788B76AEAA939CBEAABDA9B7A95D819599A78AA2846565817582B5B69D | PM5110 POWER METER WITH MODBUS UP TO 15TH H 1DO 33ALARMS FLUSH MOUNT | The PowerLogic PM5000 series power meters are the new benchmark in affordable, precision metering. It is the ideal fit for high-end cost management applications, providing the measurement capabilities needed to allocate energy usage, perform tenant metering and sub-billing, pin-point energy savings, optimize equipment efficiency and utilization, and perform a high level assessment of the power quality in an electrical network. | Suitable for | Purchase
| 8 | Electrical Distribution (LV) | Power Meter | Energy Meter | PM5110 POWER METER W/MODBUS UPTO 15TH H-1DO 33 ALARMS-FLUSH | 2053262 | METSEPM5110 | SCHNEIDER ELECTRIC | 26100 | https://pim-kvc.soneparsea.com:3443/PictureServer/default.aspx/schneider-METSEPM5110_Image1.jpg?A3889C9397807479A2A1C7A8BAA5959DB4AAC6729F7C84879595A17A8368609399B2B5ACB7685E9EC0AC | https://pim-kvc.soneparsea.com:3443/PictureServer/default.aspx/schneider-METSEPM5110.pdf?81788B76AEAA939CBEAABDA9B7A95D819599A78AA2846565817582B5B69D | PM5110 POWER METER WITH MODBUS UP TO 15TH H 1DO 33ALARMS FLUSH MOUNT | The PowerLogic PM5000 series power meters are the new benchmark in affordable, precision metering. It is the ideal fit for high-end cost management applications, providing the measurement capabilities needed to allocate energy usage, perform tenant metering and sub-billing, pin-point energy savings, optimize equipment efficiency and utilization, and perform a high level assessment of the power quality in an electrical network. | Tariff type | One-tariff
| 8 | Electrical Distribution (LV) | Power Meter | Energy Meter | PM5110 POWER METER W/MODBUS UPTO 15TH H-1DO 33 ALARMS-FLUSH | 2053262 | METSEPM5110 | SCHNEIDER ELECTRIC | 26100 | https://pim-kvc.soneparsea.com:3443/PictureServer/default.aspx/schneider-METSEPM5110_Image1.jpg?A3889C9397807479A2A1C7A8BAA5959DB4AAC6729F7C84879595A17A8368609399B2B5ACB7685E9EC0AC | https://pim-kvc.soneparsea.com:3443/PictureServer/default.aspx/schneider-METSEPM5110.pdf?81788B76AEAA939CBEAABDA9B7A95D819599A78AA2846565817582B5B69D | PM5110 POWER METER WITH MODBUS UP TO 15TH H 1DO 33ALARMS FLUSH MOUNT | The PowerLogic PM5000 series power meters are the new benchmark in affordable, precision metering. It is the ideal fit for high-end cost management applications, providing the measurement capabilities needed to allocate energy usage, perform tenant metering and sub-billing, pin-point energy savings, optimize equipment efficiency and utilization, and perform a high level assessment of the power quality in an electrical network. | Measurement type load profile | yes
| 8 | Electrical Distribution (LV) | Power Meter | Energy Meter | PM5110 POWER METER W/MODBUS UPTO 15TH H-1DO 33 ALARMS-FLUSH | 2053262 | METSEPM5110 | SCHNEIDER ELECTRIC | 26100 | https://pim-kvc.soneparsea.com:3443/PictureServer/default.aspx/schneider-METSEPM5110_Image1.jpg?A3889C9397807479A2A1C7A8BAA5959DB4AAC6729F7C84879595A17A8368609399B2B5ACB7685E9EC0AC | https://pim-kvc.soneparsea.com:3443/PictureServer/default.aspx/schneider-METSEPM5110.pdf?81788B76AEAA939CBEAABDA9B7A95D819599A78AA2846565817582B5B69D | PM5110 POWER METER WITH MODBUS UP TO 15TH H 1DO 33ALARMS FLUSH MOUNT | The PowerLogic PM5000 series power meters are the new benchmark in affordable, precision metering. It is the ideal fit for high-end cost management applications, providing the measurement capabilities needed to allocate energy usage, perform tenant metering and sub-billing, pin-point energy savings, optimize equipment efficiency and utilization, and perform a high level assessment of the power quality in an electrical network. | Escapement mechanism | no
| 8 | Electrical Distribution (LV) | Power Meter | Energy Meter | PM5110 POWER METER W/MODBUS UPTO 15TH H-1DO 33 ALARMS-FLUSH | 2053262 | METSEPM5110 | SCHNEIDER ELECTRIC | 26100 | https://pim-kvc.soneparsea.com:3443/PictureServer/default.aspx/schneider-METSEPM5110_Image1.jpg?A3889C9397807479A2A1C7A8BAA5959DB4AAC6729F7C84879595A17A8368609399B2B5ACB7685E9EC0AC | https://pim-kvc.soneparsea.com:3443/PictureServer/default.aspx/schneider-METSEPM5110.pdf?81788B76AEAA939CBEAABDA9B7A95D819599A78AA2846565817582B5B69D | PM5110 POWER METER WITH MODBUS UP TO 15TH H 1DO 33ALARMS FLUSH MOUNT | The PowerLogic PM5000 series power meters are the new benchmark in affordable, precision metering. It is the ideal fit for high-end cost management applications, providing the measurement capabilities needed to allocate energy usage, perform tenant metering and sub-billing, pin-point energy savings, optimize equipment efficiency and utilization, and perform a high level assessment of the power quality in an electrical network. | Calibrated | yes
| 8 | Electrical Distribution (LV) | Power Meter | Energy Meter | PM5110 POWER METER W/MODBUS UPTO 15TH H-1DO 33 ALARMS-FLUSH | 2053262 | METSEPM5110 | SCHNEIDER ELECTRIC | 26100 | https://pim-kvc.soneparsea.com:3443/PictureServer/default.aspx/schneider-METSEPM5110_Image1.jpg?A3889C9397807479A2A1C7A8BAA5959DB4AAC6729F7C84879595A17A8368609399B2B5ACB7685E9EC0AC | https://pim-kvc.soneparsea.com:3443/PictureServer/default.aspx/schneider-METSEPM5110.pdf?81788B76AEAA939CBEAABDA9B7A95D819599A78AA2846565817582B5B69D | PM5110 POWER METER WITH MODBUS UP TO 15TH H 1DO 33ALARMS FLUSH MOUNT | The PowerLogic PM5000 series power meters are the new benchmark in affordable, precision metering. It is the ideal fit for high-end cost management applications, providing the measurement capabilities needed to allocate energy usage, perform tenant metering and sub-billing, pin-point energy savings, optimize equipment efficiency and utilization, and perform a high level assessment of the power quality in an electrical network. | Approval | Domestic
| 8 | Electrical Distribution (LV) | Power Meter | Energy Meter | PM5110 POWER METER W/MODBUS UPTO 15TH H-1DO 33 ALARMS-FLUSH | 2053262 | METSEPM5110 | SCHNEIDER ELECTRIC | 26100 | https://pim-kvc.soneparsea.com:3443/PictureServer/default.aspx/schneider-METSEPM5110_Image1.jpg?A3889C9397807479A2A1C7A8BAA5959DB4AAC6729F7C84879595A17A8368609399B2B5ACB7685E9EC0AC | https://pim-kvc.soneparsea.com:3443/PictureServer/default.aspx/schneider-METSEPM5110.pdf?81788B76AEAA939CBEAABDA9B7A95D819599A78AA2846565817582B5B69D | PM5110 POWER METER WITH MODBUS UP TO 15TH H 1DO 33ALARMS FLUSH MOUNT | The PowerLogic PM5000 series power meters are the new benchmark in affordable, precision metering. It is the ideal fit for high-end cost management applications, providing the measurement capabilities needed to allocate energy usage, perform tenant metering and sub-billing, pin-point energy savings, optimize equipment efficiency and utilization, and perform a high level assessment of the power quality in an electrical network. | Pulse output | Electrical
| 8 | Electrical Distribution (LV) | Power Meter | Energy Meter | PM5110 POWER METER W/MODBUS UPTO 15TH H-1DO 33 ALARMS-FLUSH | 2053262 | METSEPM5110 | SCHNEIDER ELECTRIC | 26100 | https://pim-kvc.soneparsea.com:3443/PictureServer/default.aspx/schneider-METSEPM5110_Image1.jpg?A3889C9397807479A2A1C7A8BAA5959DB4AAC6729F7C84879595A17A8368609399B2B5ACB7685E9EC0AC | https://pim-kvc.soneparsea.com:3443/PictureServer/default.aspx/schneider-METSEPM5110.pdf?81788B76AEAA939CBEAABDA9B7A95D819599A78AA2846565817582B5B69D | PM5110 POWER METER WITH MODBUS UP TO 15TH H 1DO 33ALARMS FLUSH MOUNT | The PowerLogic PM5000 series power meters are the new benchmark in affordable, precision metering. It is the ideal fit for high-end cost management applications, providing the measurement capabilities needed to allocate energy usage, perform tenant metering and sub-billing, pin-point energy savings, optimize equipment efficiency and utilization, and perform a high level assessment of the power quality in an electrical network. | Pulse type | S0
| 8 | Electrical Distribution (LV) | Power Meter | Energy Meter | PM5110 POWER METER W/MODBUS UPTO 15TH H-1DO 33 ALARMS-FLUSH | 2053262 | METSEPM5110 | SCHNEIDER ELECTRIC | 26100 | https://pim-kvc.soneparsea.com:3443/PictureServer/default.aspx/schneider-METSEPM5110_Image1.jpg?A3889C9397807479A2A1C7A8BAA5959DB4AAC6729F7C84879595A17A8368609399B2B5ACB7685E9EC0AC | https://pim-kvc.soneparsea.com:3443/PictureServer/default.aspx/schneider-METSEPM5110.pdf?81788B76AEAA939CBEAABDA9B7A95D819599A78AA2846565817582B5B69D | PM5110 POWER METER WITH MODBUS UP TO 15TH H 1DO 33ALARMS FLUSH MOUNT | The PowerLogic PM5000 series power meters are the new benchmark in affordable, precision metering. It is the ideal fit for high-end cost management applications, providing the measurement capabilities needed to allocate energy usage, perform tenant metering and sub-billing, pin-point energy savings, optimize equipment efficiency and utilization, and perform a high level assessment of the power quality in an electrical network. | Pulse rate | 1...9999999Imp/kWh (kvarh)
| 8 | Electrical Distribution (LV) | Power Meter | Energy Meter | PM5110 POWER METER W/MODBUS UPTO 15TH H-1DO 33 ALARMS-FLUSH | 2053262 | METSEPM5110 | SCHNEIDER ELECTRIC | 26100 | https://pim-kvc.soneparsea.com:3443/PictureServer/default.aspx/schneider-METSEPM5110_Image1.jpg?A3889C9397807479A2A1C7A8BAA5959DB4AAC6729F7C84879595A17A8368609399B2B5ACB7685E9EC0AC | https://pim-kvc.soneparsea.com:3443/PictureServer/default.aspx/schneider-METSEPM5110.pdf?81788B76AEAA939CBEAABDA9B7A95D819599A78AA2846565817582B5B69D | PM5110 POWER METER WITH MODBUS UP TO 15TH H 1DO 33ALARMS FLUSH MOUNT | The PowerLogic PM5000 series power meters are the new benchmark in affordable, precision metering. It is the ideal fit for high-end cost management applications, providing the measurement capabilities needed to allocate energy usage, perform tenant metering and sub-billing, pin-point energy savings, optimize equipment efficiency and utilization, and perform a high level assessment of the power quality in an electrical network. | Type of indication | Digital
| 8 | Electrical Distribution (LV) | Power Meter | Energy Meter | PM5110 POWER METER W/MODBUS UPTO 15TH H-1DO 33 ALARMS-FLUSH | 2053262 | METSEPM5110 | SCHNEIDER ELECTRIC | 26100 | https://pim-kvc.soneparsea.com:3443/PictureServer/default.aspx/schneider-METSEPM5110_Image1.jpg?A3889C9397807479A2A1C7A8BAA5959DB4AAC6729F7C84879595A17A8368609399B2B5ACB7685E9EC0AC | https://pim-kvc.soneparsea.com:3443/PictureServer/default.aspx/schneider-METSEPM5110.pdf?81788B76AEAA939CBEAABDA9B7A95D819599A78AA2846565817582B5B69D | PM5110 POWER METER WITH MODBUS UP TO 15TH H 1DO 33ALARMS FLUSH MOUNT | The PowerLogic PM5000 series power meters are the new benchmark in affordable, precision metering. It is the ideal fit for high-end cost management applications, providing the measurement capabilities needed to allocate energy usage, perform tenant metering and sub-billing, pin-point energy savings, optimize equipment efficiency and utilization, and perform a high level assessment of the power quality in an electrical network. | Type of meter | Electronic
| 8 | Electrical Distribution (LV) | Power Meter | Energy Meter | PM5110 POWER METER W/MODBUS UPTO 15TH H-1DO 33 ALARMS-FLUSH | 2053262 | METSEPM5110 | SCHNEIDER ELECTRIC | 26100 | https://pim-kvc.soneparsea.com:3443/PictureServer/default.aspx/schneider-METSEPM5110_Image1.jpg?A3889C9397807479A2A1C7A8BAA5959DB4AAC6729F7C84879595A17A8368609399B2B5ACB7685E9EC0AC | https://pim-kvc.soneparsea.com:3443/PictureServer/default.aspx/schneider-METSEPM5110.pdf?81788B76AEAA939CBEAABDA9B7A95D819599A78AA2846565817582B5B69D | PM5110 POWER METER WITH MODBUS UP TO 15TH H 1DO 33ALARMS FLUSH MOUNT | The PowerLogic PM5000 series power meters are the new benchmark in affordable, precision metering. It is the ideal fit for high-end cost management applications, providing the measurement capabilities needed to allocate energy usage, perform tenant metering and sub-billing, pin-point energy savings, optimize equipment efficiency and utilization, and perform a high level assessment of the power quality in an electrical network. | Nominal current (In) | 8.5A
| 8 | Electrical Distribution (LV) | Power Meter | Energy Meter | PM5110 POWER METER W/MODBUS UPTO 15TH H-1DO 33 ALARMS-FLUSH | 2053262 | METSEPM5110 | SCHNEIDER ELECTRIC | 26100 | https://pim-kvc.soneparsea.com:3443/PictureServer/default.aspx/schneider-METSEPM5110_Image1.jpg?A3889C9397807479A2A1C7A8BAA5959DB4AAC6729F7C84879595A17A8368609399B2B5ACB7685E9EC0AC | https://pim-kvc.soneparsea.com:3443/PictureServer/default.aspx/schneider-METSEPM5110.pdf?81788B76AEAA939CBEAABDA9B7A95D819599A78AA2846565817582B5B69D | PM5110 POWER METER WITH MODBUS UP TO 15TH H 1DO 33ALARMS FLUSH MOUNT | The PowerLogic PM5000 series power meters are the new benchmark in affordable, precision metering. It is the ideal fit for high-end cost management applications, providing the measurement capabilities needed to allocate energy usage, perform tenant metering and sub-billing, pin-point energy savings, optimize equipment efficiency and utilization, and perform a high level assessment of the power quality in an electrical network. | Max. current (Imax) | 20A
| 8 | Electrical Distribution (LV) | Power Meter | Energy Meter | PM5110 POWER METER W/MODBUS UPTO 15TH H-1DO 33 ALARMS-FLUSH | 2053262 | METSEPM5110 | SCHNEIDER ELECTRIC | 26100 | https://pim-kvc.soneparsea.com:3443/PictureServer/default.aspx/schneider-METSEPM5110_Image1.jpg?A3889C9397807479A2A1C7A8BAA5959DB4AAC6729F7C84879595A17A8368609399B2B5ACB7685E9EC0AC | https://pim-kvc.soneparsea.com:3443/PictureServer/default.aspx/schneider-METSEPM5110.pdf?81788B76AEAA939CBEAABDA9B7A95D819599A78AA2846565817582B5B69D | PM5110 POWER METER WITH MODBUS UP TO 15TH H 1DO 33ALARMS FLUSH MOUNT | The PowerLogic PM5000 series power meters are the new benchmark in affordable, precision metering. It is the ideal fit for high-end cost management applications, providing the measurement capabilities needed to allocate energy usage, perform tenant metering and sub-billing, pin-point energy savings, optimize equipment efficiency and utilization, and perform a high level assessment of the power quality in an electrical network. | Nominal voltage (Un) N-L | 20...400V
| 8 | Electrical Distribution (LV) | Power Meter | Energy Meter | PM5110 POWER METER W/MODBUS UPTO 15TH H-1DO 33 ALARMS-FLUSH | 2053262 | METSEPM5110 | SCHNEIDER ELECTRIC | 26100 | https://pim-kvc.soneparsea.com:3443/PictureServer/default.aspx/schneider-METSEPM5110_Image1.jpg?A3889C9397807479A2A1C7A8BAA5959DB4AAC6729F7C84879595A17A8368609399B2B5ACB7685E9EC0AC | https://pim-kvc.soneparsea.com:3443/PictureServer/default.aspx/schneider-METSEPM5110.pdf?81788B76AEAA939CBEAABDA9B7A95D819599A78AA2846565817582B5B69D | PM5110 POWER METER WITH MODBUS UP TO 15TH H 1DO 33ALARMS FLUSH MOUNT | The PowerLogic PM5000 series power meters are the new benchmark in affordable, precision metering. It is the ideal fit for high-end cost management applications, providing the measurement capabilities needed to allocate energy usage, perform tenant metering and sub-billing, pin-point energy savings, optimize equipment efficiency and utilization, and perform a high level assessment of the power quality in an electrical network. | Nominal voltage (Un) L-L | 35...690V
| 8 | Electrical Distribution (LV) | Power Meter | Energy Meter | PM5110 POWER METER W/MODBUS UPTO 15TH H-1DO 33 ALARMS-FLUSH | 2053262 | METSEPM5110 | SCHNEIDER ELECTRIC | 26100 | https://pim-kvc.soneparsea.com:3443/PictureServer/default.aspx/schneider-METSEPM5110_Image1.jpg?A3889C9397807479A2A1C7A8BAA5959DB4AAC6729F7C84879595A17A8368609399B2B5ACB7685E9EC0AC | https://pim-kvc.soneparsea.com:3443/PictureServer/default.aspx/schneider-METSEPM5110.pdf?81788B76AEAA939CBEAABDA9B7A95D819599A78AA2846565817582B5B69D | PM5110 POWER METER WITH MODBUS UP TO 15TH H 1DO 33ALARMS FLUSH MOUNT | The PowerLogic PM5000 series power meters are the new benchmark in affordable, precision metering. It is the ideal fit for high-end cost management applications, providing the measurement capabilities needed to allocate energy usage, perform tenant metering and sub-billing, pin-point energy savings, optimize equipment efficiency and utilization, and perform a high level assessment of the power quality in an electrical network. | Frequency | 45...65Hz
| 8 | Electrical Distribution (LV) | Power Meter | Energy Meter | PM5110 POWER METER W/MODBUS UPTO 15TH H-1DO 33 ALARMS-FLUSH | 2053262 | METSEPM5110 | SCHNEIDER ELECTRIC | 26100 | https://pim-kvc.soneparsea.com:3443/PictureServer/default.aspx/schneider-METSEPM5110_Image1.jpg?A3889C9397807479A2A1C7A8BAA5959DB4AAC6729F7C84879595A17A8368609399B2B5ACB7685E9EC0AC | https://pim-kvc.soneparsea.com:3443/PictureServer/default.aspx/schneider-METSEPM5110.pdf?81788B76AEAA939CBEAABDA9B7A95D819599A78AA2846565817582B5B69D | PM5110 POWER METER WITH MODBUS UP TO 15TH H 1DO 33ALARMS FLUSH MOUNT | The PowerLogic PM5000 series power meters are the new benchmark in affordable, precision metering. It is the ideal fit for high-end cost management applications, providing the measurement capabilities needed to allocate energy usage, perform tenant metering and sub-billing, pin-point energy savings, optimize equipment efficiency and utilization, and perform a high level assessment of the power quality in an electrical network. | Accuracy class | C
| 8 | Electrical Distribution (LV) | Power Meter | Energy Meter | PM5110 POWER METER W/MODBUS UPTO 15TH H-1DO 33 ALARMS-FLUSH | 2053262 | METSEPM5110 | SCHNEIDER ELECTRIC | 26100 | https://pim-kvc.soneparsea.com:3443/PictureServer/default.aspx/schneider-METSEPM5110_Image1.jpg?A3889C9397807479A2A1C7A8BAA5959DB4AAC6729F7C84879595A17A8368609399B2B5ACB7685E9EC0AC | https://pim-kvc.soneparsea.com:3443/PictureServer/default.aspx/schneider-METSEPM5110.pdf?81788B76AEAA939CBEAABDA9B7A95D819599A78AA2846565817582B5B69D | PM5110 POWER METER WITH MODBUS UP TO 15TH H 1DO 33ALARMS FLUSH MOUNT | The PowerLogic PM5000 series power meters are the new benchmark in affordable, precision metering. It is the ideal fit for high-end cost management applications, providing the measurement capabilities needed to allocate energy usage, perform tenant metering and sub-billing, pin-point energy savings, optimize equipment efficiency and utilization, and perform a high level assessment of the power quality in an electrical network. | Pole type | Three conductor
| 8 | Electrical Distribution (LV) | Power Meter | Energy Meter | PM5110 POWER METER W/MODBUS UPTO 15TH H-1DO 33 ALARMS-FLUSH | 2053262 | METSEPM5110 | SCHNEIDER ELECTRIC | 26100 | https://pim-kvc.soneparsea.com:3443/PictureServer/default.aspx/schneider-METSEPM5110_Image1.jpg?A3889C9397807479A2A1C7A8BAA5959DB4AAC6729F7C84879595A17A8368609399B2B5ACB7685E9EC0AC | https://pim-kvc.soneparsea.com:3443/PictureServer/default.aspx/schneider-METSEPM5110.pdf?81788B76AEAA939CBEAABDA9B7A95D819599A78AA2846565817582B5B69D | PM5110 POWER METER WITH MODBUS UP TO 15TH H 1DO 33ALARMS FLUSH MOUNT | The PowerLogic PM5000 series power meters are the new benchmark in affordable, precision metering. It is the ideal fit for high-end cost management applications, providing the measurement capabilities needed to allocate energy usage, perform tenant metering and sub-billing, pin-point energy savings, optimize equipment efficiency and utilization, and perform a high level assessment of the power quality in an electrical network. | Model | Measurement transformer
| 8 | Electrical Distribution (LV) | Power Meter | Energy Meter | PM5110 POWER METER W/MODBUS UPTO 15TH H-1DO 33 ALARMS-FLUSH | 2053262 | METSEPM5110 | SCHNEIDER ELECTRIC | 26100 | https://pim-kvc.soneparsea.com:3443/PictureServer/default.aspx/schneider-METSEPM5110_Image1.jpg?A3889C9397807479A2A1C7A8BAA5959DB4AAC6729F7C84879595A17A8368609399B2B5ACB7685E9EC0AC | https://pim-kvc.soneparsea.com:3443/PictureServer/default.aspx/schneider-METSEPM5110.pdf?81788B76AEAA939CBEAABDA9B7A95D819599A78AA2846565817582B5B69D | PM5110 POWER METER WITH MODBUS UP TO 15TH H 1DO 33ALARMS FLUSH MOUNT | The PowerLogic PM5000 series power meters are the new benchmark in affordable, precision metering. It is the ideal fit for high-end cost management applications, providing the measurement capabilities needed to allocate energy usage, perform tenant metering and sub-billing, pin-point energy savings, optimize equipment efficiency and utilization, and perform a high level assessment of the power quality in an electrical network. | Energy type | Effective power and blind power
| 8 | Electrical Distribution (LV) | Power Meter | Energy Meter | PM5110 POWER METER W/MODBUS UPTO 15TH H-1DO 33 ALARMS-FLUSH | 2053262 | METSEPM5110 | SCHNEIDER ELECTRIC | 26100 | https://pim-kvc.soneparsea.com:3443/PictureServer/default.aspx/schneider-METSEPM5110_Image1.jpg?A3889C9397807479A2A1C7A8BAA5959DB4AAC6729F7C84879595A17A8368609399B2B5ACB7685E9EC0AC | https://pim-kvc.soneparsea.com:3443/PictureServer/default.aspx/schneider-METSEPM5110.pdf?81788B76AEAA939CBEAABDA9B7A95D819599A78AA2846565817582B5B69D | PM5110 POWER METER WITH MODBUS UP TO 15TH H 1DO 33ALARMS FLUSH MOUNT | The PowerLogic PM5000 series power meters are the new benchmark in affordable, precision metering. It is the ideal fit for high-end cost management applications, providing the measurement capabilities needed to allocate energy usage, perform tenant metering and sub-billing, pin-point energy savings, optimize equipment efficiency and utilization, and perform a high level assessment of the power quality in an electrical network. | Suitable for | Purchase
| 8 | Electrical Distribution (LV) | Power Meter | Energy Meter | PM5110 POWER METER W/MODBUS UPTO 15TH H-1DO 33 ALARMS-FLUSH | 2053262 | METSEPM5110 | SCHNEIDER ELECTRIC | 26100 | https://pim-kvc.soneparsea.com:3443/PictureServer/default.aspx/schneider-METSEPM5110_Image1.jpg?A3889C9397807479A2A1C7A8BAA5959DB4AAC6729F7C84879595A17A8368609399B2B5ACB7685E9EC0AC | https://pim-kvc.soneparsea.com:3443/PictureServer/default.aspx/schneider-METSEPM5110.pdf?81788B76AEAA939CBEAABDA9B7A95D819599A78AA2846565817582B5B69D | PM5110 POWER METER WITH MODBUS UP TO 15TH H 1DO 33ALARMS FLUSH MOUNT | The PowerLogic PM5000 series power meters are the new benchmark in affordable, precision metering. It is the ideal fit for high-end cost management applications, providing the measurement capabilities needed to allocate energy usage, perform tenant metering and sub-billing, pin-point energy savings, optimize equipment efficiency and utilization, and perform a high level assessment of the power quality in an electrical network. | Tariff type | One-tariff
| 8 | Electrical Distribution (LV) | Power Meter | Energy Meter | PM5110 POWER METER W/MODBUS UPTO 15TH H-1DO 33 ALARMS-FLUSH | 2053262 | METSEPM5110 | SCHNEIDER ELECTRIC | 26100 | https://pim-kvc.soneparsea.com:3443/PictureServer/default.aspx/schneider-METSEPM5110_Image1.jpg?A3889C9397807479A2A1C7A8BAA5959DB4AAC6729F7C84879595A17A8368609399B2B5ACB7685E9EC0AC | https://pim-kvc.soneparsea.com:3443/PictureServer/default.aspx/schneider-METSEPM5110.pdf?81788B76AEAA939CBEAABDA9B7A95D819599A78AA2846565817582B5B69D | PM5110 POWER METER WITH MODBUS UP TO 15TH H 1DO 33ALARMS FLUSH MOUNT | The PowerLogic PM5000 series power meters are the new benchmark in affordable, precision metering. It is the ideal fit for high-end cost management applications, providing the measurement capabilities needed to allocate energy usage, perform tenant metering and sub-billing, pin-point energy savings, optimize equipment efficiency and utilization, and perform a high level assessment of the power quality in an electrical network. | Measurement type load profile | yes
| 8 | Electrical Distribution (LV) | Power Meter | Energy Meter | PM5110 POWER METER W/MODBUS UPTO 15TH H-1DO 33 ALARMS-FLUSH | 2053262 | METSEPM5110 | SCHNEIDER ELECTRIC | 26100 | https://pim-kvc.soneparsea.com:3443/PictureServer/default.aspx/schneider-METSEPM5110_Image1.jpg?A3889C9397807479A2A1C7A8BAA5959DB4AAC6729F7C84879595A17A8368609399B2B5ACB7685E9EC0AC | https://pim-kvc.soneparsea.com:3443/PictureServer/default.aspx/schneider-METSEPM5110.pdf?81788B76AEAA939CBEAABDA9B7A95D819599A78AA2846565817582B5B69D | PM5110 POWER METER WITH MODBUS UP TO 15TH H 1DO 33ALARMS FLUSH MOUNT | The PowerLogic PM5000 series power meters are the new benchmark in affordable, precision metering. It is the ideal fit for high-end cost management applications, providing the measurement capabilities needed to allocate energy usage, perform tenant metering and sub-billing, pin-point energy savings, optimize equipment efficiency and utilization, and perform a high level assessment of the power quality in an electrical network. | Escapement mechanism | no
| 8 | Electrical Distribution (LV) | Power Meter | Energy Meter | PM5110 POWER METER W/MODBUS UPTO 15TH H-1DO 33 ALARMS-FLUSH | 2053262 | METSEPM5110 | SCHNEIDER ELECTRIC | 26100 | https://pim-kvc.soneparsea.com:3443/PictureServer/default.aspx/schneider-METSEPM5110_Image1.jpg?A3889C9397807479A2A1C7A8BAA5959DB4AAC6729F7C84879595A17A8368609399B2B5ACB7685E9EC0AC | https://pim-kvc.soneparsea.com:3443/PictureServer/default.aspx/schneider-METSEPM5110.pdf?81788B76AEAA939CBEAABDA9B7A95D819599A78AA2846565817582B5B69D | PM5110 POWER METER WITH MODBUS UP TO 15TH H 1DO 33ALARMS FLUSH MOUNT | The PowerLogic PM5000 series power meters are the new benchmark in affordable, precision metering. It is the ideal fit for high-end cost management applications, providing the measurement capabilities needed to allocate energy usage, perform tenant metering and sub-billing, pin-point energy savings, optimize equipment efficiency and utilization, and perform a high level assessment of the power quality in an electrical network. | Calibrated | yes
| 8 | Electrical Distribution (LV) | Power Meter | Energy Meter | PM5110 POWER METER W/MODBUS UPTO 15TH H-1DO 33 ALARMS-FLUSH | 2053262 | METSEPM5110 | SCHNEIDER ELECTRIC | 26100 | https://pim-kvc.soneparsea.com:3443/PictureServer/default.aspx/schneider-METSEPM5110_Image1.jpg?A3889C9397807479A2A1C7A8BAA5959DB4AAC6729F7C84879595A17A8368609399B2B5ACB7685E9EC0AC | https://pim-kvc.soneparsea.com:3443/PictureServer/default.aspx/schneider-METSEPM5110.pdf?81788B76AEAA939CBEAABDA9B7A95D819599A78AA2846565817582B5B69D | PM5110 POWER METER WITH MODBUS UP TO 15TH H 1DO 33ALARMS FLUSH MOUNT | The PowerLogic PM5000 series power meters are the new benchmark in affordable, precision metering. It is the ideal fit for high-end cost management applications, providing the measurement capabilities needed to allocate energy usage, perform tenant metering and sub-billing, pin-point energy savings, optimize equipment efficiency and utilization, and perform a high level assessment of the power quality in an electrical network. | Approval | Domestic
| 8 | Electrical Distribution (LV) | Power Meter | Energy Meter | PM5110 POWER METER W/MODBUS UPTO 15TH H-1DO 33 ALARMS-FLUSH | 2053262 | METSEPM5110 | SCHNEIDER ELECTRIC | 26100 | https://pim-kvc.soneparsea.com:3443/PictureServer/default.aspx/schneider-METSEPM5110_Image1.jpg?A3889C9397807479A2A1C7A8BAA5959DB4AAC6729F7C84879595A17A8368609399B2B5ACB7685E9EC0AC | https://pim-kvc.soneparsea.com:3443/PictureServer/default.aspx/schneider-METSEPM5110.pdf?81788B76AEAA939CBEAABDA9B7A95D819599A78AA2846565817582B5B69D | PM5110 POWER METER WITH MODBUS UP TO 15TH H 1DO 33ALARMS FLUSH MOUNT | The PowerLogic PM5000 series power meters are the new benchmark in affordable, precision metering. It is the ideal fit for high-end cost management applications, providing the measurement capabilities needed to allocate energy usage, perform tenant metering and sub-billing, pin-point energy savings, optimize equipment efficiency and utilization, and perform a high level assessment of the power quality in an electrical network. | Pulse output | Electrical
| 8 | Electrical Distribution (LV) | Power Meter | Energy Meter | PM5110 POWER METER W/MODBUS UPTO 15TH H-1DO 33 ALARMS-FLUSH | 2053262 | METSEPM5110 | SCHNEIDER ELECTRIC | 26100 | https://pim-kvc.soneparsea.com:3443/PictureServer/default.aspx/schneider-METSEPM5110_Image1.jpg?A3889C9397807479A2A1C7A8BAA5959DB4AAC6729F7C84879595A17A8368609399B2B5ACB7685E9EC0AC | https://pim-kvc.soneparsea.com:3443/PictureServer/default.aspx/schneider-METSEPM5110.pdf?81788B76AEAA939CBEAABDA9B7A95D819599A78AA2846565817582B5B69D | PM5110 POWER METER WITH MODBUS UP TO 15TH H 1DO 33ALARMS FLUSH MOUNT | The PowerLogic PM5000 series power meters are the new benchmark in affordable, precision metering. It is the ideal fit for high-end cost management applications, providing the measurement capabilities needed to allocate energy usage, perform tenant metering and sub-billing, pin-point energy savings, optimize equipment efficiency and utilization, and perform a high level assessment of the power quality in an electrical network. | Pulse type | S0
| 8 | Electrical Distribution (LV) | Power Meter | Energy Meter | PM5110 POWER METER W/MODBUS UPTO 15TH H-1DO 33 ALARMS-FLUSH | 2053262 | METSEPM5110 | SCHNEIDER ELECTRIC | 26100 | https://pim-kvc.soneparsea.com:3443/PictureServer/default.aspx/schneider-METSEPM5110_Image1.jpg?A3889C9397807479A2A1C7A8BAA5959DB4AAC6729F7C84879595A17A8368609399B2B5ACB7685E9EC0AC | https://pim-kvc.soneparsea.com:3443/PictureServer/default.aspx/schneider-METSEPM5110.pdf?81788B76AEAA939CBEAABDA9B7A95D819599A78AA2846565817582B5B69D | PM5110 POWER METER WITH MODBUS UP TO 15TH H 1DO 33ALARMS FLUSH MOUNT | The PowerLogic PM5000 series power meters are the new benchmark in affordable, precision metering. It is the ideal fit for high-end cost management applications, providing the measurement capabilities needed to allocate energy usage, perform tenant metering and sub-billing, pin-point energy savings, optimize equipment efficiency and utilization, and perform a high level assessment of the power quality in an electrical network. | Pulse rate | 1...9999999Imp/kWh (kvarh)
| 8 | Electrical Distribution (LV) | Power Meter | Energy Meter | PM5110 POWER METER W/MODBUS UPTO 15TH H-1DO 33 ALARMS-FLUSH | 2053262 | METSEPM5110 | SCHNEIDER ELECTRIC | 26100 | https://pim-kvc.soneparsea.com:3443/PictureServer/default.aspx/schneider-METSEPM5110_Image1.jpg?A3889C9397807479A2A1C7A8BAA5959DB4AAC6729F7C84879595A17A8368609399B2B5ACB7685E9EC0AC | https://pim-kvc.soneparsea.com:3443/PictureServer/default.aspx/schneider-METSEPM5110.pdf?81788B76AEAA939CBEAABDA9B7A95D819599A78AA2846565817582B5B69D | PM5110 POWER METER WITH MODBUS UP TO 15TH H 1DO 33ALARMS FLUSH MOUNT | The PowerLogic PM5000 series power meters are the new benchmark in affordable, precision metering. It is the ideal fit for high-end cost management applications, providing the measurement capabilities needed to allocate energy usage, perform tenant metering and sub-billing, pin-point energy savings, optimize equipment efficiency and utilization, and perform a high level assessment of the power quality in an electrical network. | Type of indication | Digital
| 8 | Electrical Distribution (LV) | Power Meter | Energy Meter | PM5110 POWER METER W/MODBUS UPTO 15TH H-1DO 33 ALARMS-FLUSH | 2053262 | METSEPM5110 | SCHNEIDER ELECTRIC | 26100 | https://pim-kvc.soneparsea.com:3443/PictureServer/default.aspx/schneider-METSEPM5110_Image1.jpg?A3889C9397807479A2A1C7A8BAA5959DB4AAC6729F7C84879595A17A8368609399B2B5ACB7685E9EC0AC | https://pim-kvc.soneparsea.com:3443/PictureServer/default.aspx/schneider-METSEPM5110.pdf?81788B76AEAA939CBEAABDA9B7A95D819599A78AA2846565817582B5B69D | PM5110 POWER METER WITH MODBUS UP TO 15TH H 1DO 33ALARMS FLUSH MOUNT | The PowerLogic PM5000 series power meters are the new benchmark in affordable, precision metering. It is the ideal fit for high-end cost management applications, providing the measurement capabilities needed to allocate energy usage, perform tenant metering and sub-billing, pin-point energy savings, optimize equipment efficiency and utilization, and perform a high level assessment of the power quality in an electrical network. | Type of meter | Electronic
| 8 | Electrical Distribution (LV) | Power Meter | Energy Meter | PM5110 POWER METER W/MODBUS UPTO 15TH H-1DO 33 ALARMS-FLUSH | 2053262 | METSEPM5110 | SCHNEIDER ELECTRIC | 26100 | https://pim-kvc.soneparsea.com:3443/PictureServer/default.aspx/schneider-METSEPM5110_Image1.jpg?A3889C9397807479A2A1C7A8BAA5959DB4AAC6729F7C84879595A17A8368609399B2B5ACB7685E9EC0AC | https://pim-kvc.soneparsea.com:3443/PictureServer/default.aspx/schneider-METSEPM5110.pdf?81788B76AEAA939CBEAABDA9B7A95D819599A78AA2846565817582B5B69D | PM5110 POWER METER WITH MODBUS UP TO 15TH H 1DO 33ALARMS FLUSH MOUNT | The PowerLogic PM5000 series power meters are the new benchmark in affordable, precision metering. It is the ideal fit for high-end cost management applications, providing the measurement capabilities needed to allocate energy usage, perform tenant metering and sub-billing, pin-point energy savings, optimize equipment efficiency and utilization, and perform a high level assessment of the power quality in an electrical network. | Nominal current (In) | 8.5A
| 8 | Electrical Distribution (LV) | Power Meter | Energy Meter | PM5110 POWER METER W/MODBUS UPTO 15TH H-1DO 33 ALARMS-FLUSH | 2053262 | METSEPM5110 | SCHNEIDER ELECTRIC | 26100 | https://pim-kvc.soneparsea.com:3443/PictureServer/default.aspx/schneider-METSEPM5110_Image1.jpg?A3889C9397807479A2A1C7A8BAA5959DB4AAC6729F7C84879595A17A8368609399B2B5ACB7685E9EC0AC | https://pim-kvc.soneparsea.com:3443/PictureServer/default.aspx/schneider-METSEPM5110.pdf?81788B76AEAA939CBEAABDA9B7A95D819599A78AA2846565817582B5B69D | PM5110 POWER METER WITH MODBUS UP TO 15TH H 1DO 33ALARMS FLUSH MOUNT | The PowerLogic PM5000 series power meters are the new benchmark in affordable, precision metering. It is the ideal fit for high-end cost management applications, providing the measurement capabilities needed to allocate energy usage, perform tenant metering and sub-billing, pin-point energy savings, optimize equipment efficiency and utilization, and perform a high level assessment of the power quality in an electrical network. | Max. current (Imax) | 20A
| 8 | Electrical Distribution (LV) | Power Meter | Energy Meter | PM5110 POWER METER W/MODBUS UPTO 15TH H-1DO 33 ALARMS-FLUSH | 2053262 | METSEPM5110 | SCHNEIDER ELECTRIC | 26100 | https://pim-kvc.soneparsea.com:3443/PictureServer/default.aspx/schneider-METSEPM5110_Image1.jpg?A3889C9397807479A2A1C7A8BAA5959DB4AAC6729F7C84879595A17A8368609399B2B5ACB7685E9EC0AC | https://pim-kvc.soneparsea.com:3443/PictureServer/default.aspx/schneider-METSEPM5110.pdf?81788B76AEAA939CBEAABDA9B7A95D819599A78AA2846565817582B5B69D | PM5110 POWER METER WITH MODBUS UP TO 15TH H 1DO 33ALARMS FLUSH MOUNT | The PowerLogic PM5000 series power meters are the new benchmark in affordable, precision metering. It is the ideal fit for high-end cost management applications, providing the measurement capabilities needed to allocate energy usage, perform tenant metering and sub-billing, pin-point energy savings, optimize equipment efficiency and utilization, and perform a high level assessment of the power quality in an electrical network. | Nominal voltage (Un) N-L | 20...400V
| 8 | Electrical Distribution (LV) | Power Meter | Energy Meter | PM5110 POWER METER W/MODBUS UPTO 15TH H-1DO 33 ALARMS-FLUSH | 2053262 | METSEPM5110 | SCHNEIDER ELECTRIC | 26100 | https://pim-kvc.soneparsea.com:3443/PictureServer/default.aspx/schneider-METSEPM5110_Image1.jpg?A3889C9397807479A2A1C7A8BAA5959DB4AAC6729F7C84879595A17A8368609399B2B5ACB7685E9EC0AC | https://pim-kvc.soneparsea.com:3443/PictureServer/default.aspx/schneider-METSEPM5110.pdf?81788B76AEAA939CBEAABDA9B7A95D819599A78AA2846565817582B5B69D | PM5110 POWER METER WITH MODBUS UP TO 15TH H 1DO 33ALARMS FLUSH MOUNT | The PowerLogic PM5000 series power meters are the new benchmark in affordable, precision metering. It is the ideal fit for high-end cost management applications, providing the measurement capabilities needed to allocate energy usage, perform tenant metering and sub-billing, pin-point energy savings, optimize equipment efficiency and utilization, and perform a high level assessment of the power quality in an electrical network. | Nominal voltage (Un) L-L | 35...690V
| 8 | Electrical Distribution (LV) | Power Meter | Energy Meter | PM5110 POWER METER W/MODBUS UPTO 15TH H-1DO 33 ALARMS-FLUSH | 2053262 | METSEPM5110 | SCHNEIDER ELECTRIC | 26100 | https://pim-kvc.soneparsea.com:3443/PictureServer/default.aspx/schneider-METSEPM5110_Image1.jpg?A3889C9397807479A2A1C7A8BAA5959DB4AAC6729F7C84879595A17A8368609399B2B5ACB7685E9EC0AC | https://pim-kvc.soneparsea.com:3443/PictureServer/default.aspx/schneider-METSEPM5110.pdf?81788B76AEAA939CBEAABDA9B7A95D819599A78AA2846565817582B5B69D | PM5110 POWER METER WITH MODBUS UP TO 15TH H 1DO 33ALARMS FLUSH MOUNT | The PowerLogic PM5000 series power meters are the new benchmark in affordable, precision metering. It is the ideal fit for high-end cost management applications, providing the measurement capabilities needed to allocate energy usage, perform tenant metering and sub-billing, pin-point energy savings, optimize equipment efficiency and utilization, and perform a high level assessment of the power quality in an electrical network. | Frequency | 45...65Hz
| 8 | Electrical Distribution (LV) | Power Meter | Energy Meter | PM5110 POWER METER W/MODBUS UPTO 15TH H-1DO 33 ALARMS-FLUSH | 2053262 | METSEPM5110 | SCHNEIDER ELECTRIC | 26100 | https://pim-kvc.soneparsea.com:3443/PictureServer/default.aspx/schneider-METSEPM5110_Image1.jpg?A3889C9397807479A2A1C7A8BAA5959DB4AAC6729F7C84879595A17A8368609399B2B5ACB7685E9EC0AC | https://pim-kvc.soneparsea.com:3443/PictureServer/default.aspx/schneider-METSEPM5110.pdf?81788B76AEAA939CBEAABDA9B7A95D819599A78AA2846565817582B5B69D | PM5110 POWER METER WITH MODBUS UP TO 15TH H 1DO 33ALARMS FLUSH MOUNT | The PowerLogic PM5000 series power meters are the new benchmark in affordable, precision metering. It is the ideal fit for high-end cost management applications, providing the measurement capabilities needed to allocate energy usage, perform tenant metering and sub-billing, pin-point energy savings, optimize equipment efficiency and utilization, and perform a high level assessment of the power quality in an electrical network. | Accuracy class | C
| 8 | Electrical Distribution (LV) | Power Meter | Energy Meter | PM5110 POWER METER W/MODBUS UPTO 15TH H-1DO 33 ALARMS-FLUSH | 2053262 | METSEPM5110 | SCHNEIDER ELECTRIC | 26100 | https://pim-kvc.soneparsea.com:3443/PictureServer/default.aspx/schneider-METSEPM5110_Image1.jpg?A3889C9397807479A2A1C7A8BAA5959DB4AAC6729F7C84879595A17A8368609399B2B5ACB7685E9EC0AC | https://pim-kvc.soneparsea.com:3443/PictureServer/default.aspx/schneider-METSEPM5110.pdf?81788B76AEAA939CBEAABDA9B7A95D819599A78AA2846565817582B5B69D | PM5110 POWER METER WITH MODBUS UP TO 15TH H 1DO 33ALARMS FLUSH MOUNT | The PowerLogic PM5000 series power meters are the new benchmark in affordable, precision metering. It is the ideal fit for high-end cost management applications, providing the measurement capabilities needed to allocate energy usage, perform tenant metering and sub-billing, pin-point energy savings, optimize equipment efficiency and utilization, and perform a high level assessment of the power quality in an electrical network. | Pole type | Three conductor
| 8 | Electrical Distribution (LV) | Power Meter | Energy Meter | PM5110 POWER METER W/MODBUS UPTO 15TH H-1DO 33 ALARMS-FLUSH | 2053262 | METSEPM5110 | SCHNEIDER ELECTRIC | 26100 | https://pim-kvc.soneparsea.com:3443/PictureServer/default.aspx/schneider-METSEPM5110_Image1.jpg?A3889C9397807479A2A1C7A8BAA5959DB4AAC6729F7C84879595A17A8368609399B2B5ACB7685E9EC0AC | https://pim-kvc.soneparsea.com:3443/PictureServer/default.aspx/schneider-METSEPM5110.pdf?81788B76AEAA939CBEAABDA9B7A95D819599A78AA2846565817582B5B69D | PM5110 POWER METER WITH MODBUS UP TO 15TH H 1DO 33ALARMS FLUSH MOUNT | The PowerLogic PM5000 series power meters are the new benchmark in affordable, precision metering. It is the ideal fit for high-end cost management applications, providing the measurement capabilities needed to allocate energy usage, perform tenant metering and sub-billing, pin-point energy savings, optimize equipment efficiency and utilization, and perform a high level assessment of the power quality in an electrical network. | Model | Measurement transformer
| 8 | Electrical Distribution (LV) | Power Meter | Energy Meter | PM5110 POWER METER W/MODBUS UPTO 15TH H-1DO 33 ALARMS-FLUSH | 2053262 | METSEPM5110 | SCHNEIDER ELECTRIC | 26100 | https://pim-kvc.soneparsea.com:3443/PictureServer/default.aspx/schneider-METSEPM5110_Image1.jpg?A3889C9397807479A2A1C7A8BAA5959DB4AAC6729F7C84879595A17A8368609399B2B5ACB7685E9EC0AC | https://pim-kvc.soneparsea.com:3443/PictureServer/default.aspx/schneider-METSEPM5110.pdf?81788B76AEAA939CBEAABDA9B7A95D819599A78AA2846565817582B5B69D | PM5110 POWER METER WITH MODBUS UP TO 15TH H 1DO 33ALARMS FLUSH MOUNT | The PowerLogic PM5000 series power meters are the new benchmark in affordable, precision metering. It is the ideal fit for high-end cost management applications, providing the measurement capabilities needed to allocate energy usage, perform tenant metering and sub-billing, pin-point energy savings, optimize equipment efficiency and utilization, and perform a high level assessment of the power quality in an electrical network. | Energy type | Effective power and blind power
| 8 | Electrical Distribution (LV) | Power Meter | Energy Meter | PM5110 POWER METER W/MODBUS UPTO 15TH H-1DO 33 ALARMS-FLUSH | 2053262 | METSEPM5110 | SCHNEIDER ELECTRIC | 26100 | https://pim-kvc.soneparsea.com:3443/PictureServer/default.aspx/schneider-METSEPM5110_Image1.jpg?A3889C9397807479A2A1C7A8BAA5959DB4AAC6729F7C84879595A17A8368609399B2B5ACB7685E9EC0AC | https://pim-kvc.soneparsea.com:3443/PictureServer/default.aspx/schneider-METSEPM5110.pdf?81788B76AEAA939CBEAABDA9B7A95D819599A78AA2846565817582B5B69D | PM5110 POWER METER WITH MODBUS UP TO 15TH H 1DO 33ALARMS FLUSH MOUNT | The PowerLogic PM5000 series power meters are the new benchmark in affordable, precision metering. It is the ideal fit for high-end cost management applications, providing the measurement capabilities needed to allocate energy usage, perform tenant metering and sub-billing, pin-point energy savings, optimize equipment efficiency and utilization, and perform a high level assessment of the power quality in an electrical network. | Suitable for | Purchase
| 8 | Electrical Distribution (LV) | Power Meter | Energy Meter | PM5110 POWER METER W/MODBUS UPTO 15TH H-1DO 33 ALARMS-FLUSH | 2053262 | METSEPM5110 | SCHNEIDER ELECTRIC | 26100 | https://pim-kvc.soneparsea.com:3443/PictureServer/default.aspx/schneider-METSEPM5110_Image1.jpg?A3889C9397807479A2A1C7A8BAA5959DB4AAC6729F7C84879595A17A8368609399B2B5ACB7685E9EC0AC | https://pim-kvc.soneparsea.com:3443/PictureServer/default.aspx/schneider-METSEPM5110.pdf?81788B76AEAA939CBEAABDA9B7A95D819599A78AA2846565817582B5B69D | PM5110 POWER METER WITH MODBUS UP TO 15TH H 1DO 33ALARMS FLUSH MOUNT | The PowerLogic PM5000 series power meters are the new benchmark in affordable, precision metering. It is the ideal fit for high-end cost management applications, providing the measurement capabilities needed to allocate energy usage, perform tenant metering and sub-billing, pin-point energy savings, optimize equipment efficiency and utilization, and perform a high level assessment of the power quality in an electrical network. | Tariff type | One-tariff
| 8 | Electrical Distribution (LV) | Power Meter | Energy Meter | PM5110 POWER METER W/MODBUS UPTO 15TH H-1DO 33 ALARMS-FLUSH | 2053262 | METSEPM5110 | SCHNEIDER ELECTRIC | 26100 | https://pim-kvc.soneparsea.com:3443/PictureServer/default.aspx/schneider-METSEPM5110_Image1.jpg?A3889C9397807479A2A1C7A8BAA5959DB4AAC6729F7C84879595A17A8368609399B2B5ACB7685E9EC0AC | https://pim-kvc.soneparsea.com:3443/PictureServer/default.aspx/schneider-METSEPM5110.pdf?81788B76AEAA939CBEAABDA9B7A95D819599A78AA2846565817582B5B69D | PM5110 POWER METER WITH MODBUS UP TO 15TH H 1DO 33ALARMS FLUSH MOUNT | The PowerLogic PM5000 series power meters are the new benchmark in affordable, precision metering. It is the ideal fit for high-end cost management applications, providing the measurement capabilities needed to allocate energy usage, perform tenant metering and sub-billing, pin-point energy savings, optimize equipment efficiency and utilization, and perform a high level assessment of the power quality in an electrical network. | Measurement type load profile | yes
| 8 | Electrical Distribution (LV) | Power Meter | Energy Meter | PM5110 POWER METER W/MODBUS UPTO 15TH H-1DO 33 ALARMS-FLUSH | 2053262 | METSEPM5110 | SCHNEIDER ELECTRIC | 26100 | https://pim-kvc.soneparsea.com:3443/PictureServer/default.aspx/schneider-METSEPM5110_Image1.jpg?A3889C9397807479A2A1C7A8BAA5959DB4AAC6729F7C84879595A17A8368609399B2B5ACB7685E9EC0AC | https://pim-kvc.soneparsea.com:3443/PictureServer/default.aspx/schneider-METSEPM5110.pdf?81788B76AEAA939CBEAABDA9B7A95D819599A78AA2846565817582B5B69D | PM5110 POWER METER WITH MODBUS UP TO 15TH H 1DO 33ALARMS FLUSH MOUNT | The PowerLogic PM5000 series power meters are the new benchmark in affordable, precision metering. It is the ideal fit for high-end cost management applications, providing the measurement capabilities needed to allocate energy usage, perform tenant metering and sub-billing, pin-point energy savings, optimize equipment efficiency and utilization, and perform a high level assessment of the power quality in an electrical network. | Escapement mechanism | no
| 8 | Electrical Distribution (LV) | Power Meter | Energy Meter | PM5110 POWER METER W/MODBUS UPTO 15TH H-1DO 33 ALARMS-FLUSH | 2053262 | METSEPM5110 | SCHNEIDER ELECTRIC | 26100 | https://pim-kvc.soneparsea.com:3443/PictureServer/default.aspx/schneider-METSEPM5110_Image1.jpg?A3889C9397807479A2A1C7A8BAA5959DB4AAC6729F7C84879595A17A8368609399B2B5ACB7685E9EC0AC | https://pim-kvc.soneparsea.com:3443/PictureServer/default.aspx/schneider-METSEPM5110.pdf?81788B76AEAA939CBEAABDA9B7A95D819599A78AA2846565817582B5B69D | PM5110 POWER METER WITH MODBUS UP TO 15TH H 1DO 33ALARMS FLUSH MOUNT | The PowerLogic PM5000 series power meters are the new benchmark in affordable, precision metering. It is the ideal fit for high-end cost management applications, providing the measurement capabilities needed to allocate energy usage, perform tenant metering and sub-billing, pin-point energy savings, optimize equipment efficiency and utilization, and perform a high level assessment of the power quality in an electrical network. | Calibrated | yes
| 8 | Electrical Distribution (LV) | Power Meter | Energy Meter | PM5110 POWER METER W/MODBUS UPTO 15TH H-1DO 33 ALARMS-FLUSH | 2053262 | METSEPM5110 | SCHNEIDER ELECTRIC | 26100 | https://pim-kvc.soneparsea.com:3443/PictureServer/default.aspx/schneider-METSEPM5110_Image1.jpg?A3889C9397807479A2A1C7A8BAA5959DB4AAC6729F7C84879595A17A8368609399B2B5ACB7685E9EC0AC | https://pim-kvc.soneparsea.com:3443/PictureServer/default.aspx/schneider-METSEPM5110.pdf?81788B76AEAA939CBEAABDA9B7A95D819599A78AA2846565817582B5B69D | PM5110 POWER METER WITH MODBUS UP TO 15TH H 1DO 33ALARMS FLUSH MOUNT | The PowerLogic PM5000 series power meters are the new benchmark in affordable, precision metering. It is the ideal fit for high-end cost management applications, providing the measurement capabilities needed to allocate energy usage, perform tenant metering and sub-billing, pin-point energy savings, optimize equipment efficiency and utilization, and perform a high level assessment of the power quality in an electrical network. | Approval | Domestic
| 8 | Electrical Distribution (LV) | Power Meter | Energy Meter | PM5110 POWER METER W/MODBUS UPTO 15TH H-1DO 33 ALARMS-FLUSH | 2053262 | METSEPM5110 | SCHNEIDER ELECTRIC | 26100 | https://pim-kvc.soneparsea.com:3443/PictureServer/default.aspx/schneider-METSEPM5110_Image1.jpg?A3889C9397807479A2A1C7A8BAA5959DB4AAC6729F7C84879595A17A8368609399B2B5ACB7685E9EC0AC | https://pim-kvc.soneparsea.com:3443/PictureServer/default.aspx/schneider-METSEPM5110.pdf?81788B76AEAA939CBEAABDA9B7A95D819599A78AA2846565817582B5B69D | PM5110 POWER METER WITH MODBUS UP TO 15TH H 1DO 33ALARMS FLUSH MOUNT | The PowerLogic PM5000 series power meters are the new benchmark in affordable, precision metering. It is the ideal fit for high-end cost management applications, providing the measurement capabilities needed to allocate energy usage, perform tenant metering and sub-billing, pin-point energy savings, optimize equipment efficiency and utilization, and perform a high level assessment of the power quality in an electrical network. | Pulse output | Electrical
| 8 | Electrical Distribution (LV) | Power Meter | Energy Meter | PM5110 POWER METER W/MODBUS UPTO 15TH H-1DO 33 ALARMS-FLUSH | 2053262 | METSEPM5110 | SCHNEIDER ELECTRIC | 26100 | https://pim-kvc.soneparsea.com:3443/PictureServer/default.aspx/schneider-METSEPM5110_Image1.jpg?A3889C9397807479A2A1C7A8BAA5959DB4AAC6729F7C84879595A17A8368609399B2B5ACB7685E9EC0AC | https://pim-kvc.soneparsea.com:3443/PictureServer/default.aspx/schneider-METSEPM5110.pdf?81788B76AEAA939CBEAABDA9B7A95D819599A78AA2846565817582B5B69D | PM5110 POWER METER WITH MODBUS UP TO 15TH H 1DO 33ALARMS FLUSH MOUNT | The PowerLogic PM5000 series power meters are the new benchmark in affordable, precision metering. It is the ideal fit for high-end cost management applications, providing the measurement capabilities needed to allocate energy usage, perform tenant metering and sub-billing, pin-point energy savings, optimize equipment efficiency and utilization, and perform a high level assessment of the power quality in an electrical network. | Pulse type | S0
| 8 | Electrical Distribution (LV) | Power Meter | Energy Meter | PM5110 POWER METER W/MODBUS UPTO 15TH H-1DO 33 ALARMS-FLUSH | 2053262 | METSEPM5110 | SCHNEIDER ELECTRIC | 26100 | https://pim-kvc.soneparsea.com:3443/PictureServer/default.aspx/schneider-METSEPM5110_Image1.jpg?A3889C9397807479A2A1C7A8BAA5959DB4AAC6729F7C84879595A17A8368609399B2B5ACB7685E9EC0AC | https://pim-kvc.soneparsea.com:3443/PictureServer/default.aspx/schneider-METSEPM5110.pdf?81788B76AEAA939CBEAABDA9B7A95D819599A78AA2846565817582B5B69D | PM5110 POWER METER WITH MODBUS UP TO 15TH H 1DO 33ALARMS FLUSH MOUNT | The PowerLogic PM5000 series power meters are the new benchmark in affordable, precision metering. It is the ideal fit for high-end cost management applications, providing the measurement capabilities needed to allocate energy usage, perform tenant metering and sub-billing, pin-point energy savings, optimize equipment efficiency and utilization, and perform a high level assessment of the power quality in an electrical network. | Pulse rate | 1...9999999Imp/kWh (kvarh)
| 8 | Electrical Distribution (LV) | Power Meter | Energy Meter | PM5110 POWER METER W/MODBUS UPTO 15TH H-1DO 33 ALARMS-FLUSH | 2053262 | METSEPM5110 | SCHNEIDER ELECTRIC | 26100 | https://pim-kvc.soneparsea.com:3443/PictureServer/default.aspx/schneider-METSEPM5110_Image1.jpg?A3889C9397807479A2A1C7A8BAA5959DB4AAC6729F7C84879595A17A8368609399B2B5ACB7685E9EC0AC | https://pim-kvc.soneparsea.com:3443/PictureServer/default.aspx/schneider-METSEPM5110.pdf?81788B76AEAA939CBEAABDA9B7A95D819599A78AA2846565817582B5B69D | PM5110 POWER METER WITH MODBUS UP TO 15TH H 1DO 33ALARMS FLUSH MOUNT | The PowerLogic PM5000 series power meters are the new benchmark in affordable, precision metering. It is the ideal fit for high-end cost management applications, providing the measurement capabilities needed to allocate energy usage, perform tenant metering and sub-billing, pin-point energy savings, optimize equipment efficiency and utilization, and perform a high level assessment of the power quality in an electrical network. | Type of indication | Digital
| 9 | Electrical Distribution (LV) | Power Meter | Power Meter | PM5350 POWER METER WITH THD.ALARMING | 2053999 | METSEPM5350 | SCHNEIDER ELECTRIC | 42700 | https://pim-kvc.soneparsea.com:3443/PictureServer/default.aspx/schneider-METSEPM5350.jpg?81788B76AEAA939CBEAABDA9B7A95D819599A78AA2846567857582AFC29E | https://pim-kvc.soneparsea.com:3443/PictureServer/default.aspx/schneider-METSEPM5350.pdf?81788B76AEAA939CBEAABDA9B7A95D819599A78AA2846567857582B5B69D | PM5350 POWER METER WITHTHD.ALARMING | The PowerLogic PM5000 series power meters are the new benchmark in affordable, precision metering. It is the ideal fit for high-end cost management applications, providing the measurement capabilities needed to allocate energy usage, perform tenant metering and sub-billing, pin-point energy savings, optimize equipment efficiency and utilization, and perform a high level assessment of the power quality in an electrical network. | Ampere meter | no
| 9 | Electrical Distribution (LV) | Power Meter | Power Meter | PM5350 POWER METER WITH THD.ALARMING | 2053999 | METSEPM5350 | SCHNEIDER ELECTRIC | 42700 | https://pim-kvc.soneparsea.com:3443/PictureServer/default.aspx/schneider-METSEPM5350.jpg?81788B76AEAA939CBEAABDA9B7A95D819599A78AA2846567857582AFC29E | https://pim-kvc.soneparsea.com:3443/PictureServer/default.aspx/schneider-METSEPM5350.pdf?81788B76AEAA939CBEAABDA9B7A95D819599A78AA2846567857582B5B69D | PM5350 POWER METER WITHTHD.ALARMING | The PowerLogic PM5000 series power meters are the new benchmark in affordable, precision metering. It is the ideal fit for high-end cost management applications, providing the measurement capabilities needed to allocate energy usage, perform tenant metering and sub-billing, pin-point energy savings, optimize equipment efficiency and utilization, and perform a high level assessment of the power quality in an electrical network. | Blind power meter | yes
| 9 | Electrical Distribution (LV) | Power Meter | Power Meter | PM5350 POWER METER WITH THD.ALARMING | 2053999 | METSEPM5350 | SCHNEIDER ELECTRIC | 42700 | https://pim-kvc.soneparsea.com:3443/PictureServer/default.aspx/schneider-METSEPM5350.jpg?81788B76AEAA939CBEAABDA9B7A95D819599A78AA2846567857582AFC29E | https://pim-kvc.soneparsea.com:3443/PictureServer/default.aspx/schneider-METSEPM5350.pdf?81788B76AEAA939CBEAABDA9B7A95D819599A78AA2846567857582B5B69D | PM5350 POWER METER WITHTHD.ALARMING | The PowerLogic PM5000 series power meters are the new benchmark in affordable, precision metering. It is the ideal fit for high-end cost management applications, providing the measurement capabilities needed to allocate energy usage, perform tenant metering and sub-billing, pin-point energy savings, optimize equipment efficiency and utilization, and perform a high level assessment of the power quality in an electrical network. | With rotational speed meter | no
| 9 | Electrical Distribution (LV) | Power Meter | Power Meter | PM5350 POWER METER WITH THD.ALARMING | 2053999 | METSEPM5350 | SCHNEIDER ELECTRIC | 42700 | https://pim-kvc.soneparsea.com:3443/PictureServer/default.aspx/schneider-METSEPM5350.jpg?81788B76AEAA939CBEAABDA9B7A95D819599A78AA2846567857582AFC29E | https://pim-kvc.soneparsea.com:3443/PictureServer/default.aspx/schneider-METSEPM5350.pdf?81788B76AEAA939CBEAABDA9B7A95D819599A78AA2846567857582B5B69D | PM5350 POWER METER WITHTHD.ALARMING | The PowerLogic PM5000 series power meters are the new benchmark in affordable, precision metering. It is the ideal fit for high-end cost management applications, providing the measurement capabilities needed to allocate energy usage, perform tenant metering and sub-billing, pin-point energy savings, optimize equipment efficiency and utilization, and perform a high level assessment of the power quality in an electrical network. | Frequency meter | no
| 9 | Electrical Distribution (LV) | Power Meter | Power Meter | PM5350 POWER METER WITH THD.ALARMING | 2053999 | METSEPM5350 | SCHNEIDER ELECTRIC | 42700 | https://pim-kvc.soneparsea.com:3443/PictureServer/default.aspx/schneider-METSEPM5350.jpg?81788B76AEAA939CBEAABDA9B7A95D819599A78AA2846567857582AFC29E | https://pim-kvc.soneparsea.com:3443/PictureServer/default.aspx/schneider-METSEPM5350.pdf?81788B76AEAA939CBEAABDA9B7A95D819599A78AA2846567857582B5B69D | PM5350 POWER METER WITHTHD.ALARMING | The PowerLogic PM5000 series power meters are the new benchmark in affordable, precision metering. It is the ideal fit for high-end cost management applications, providing the measurement capabilities needed to allocate energy usage, perform tenant metering and sub-billing, pin-point energy savings, optimize equipment efficiency and utilization, and perform a high level assessment of the power quality in an electrical network. | Pulse counter | no
| 9 | Electrical Distribution (LV) | Power Meter | Power Meter | PM5350 POWER METER WITH THD.ALARMING | 2053999 | METSEPM5350 | SCHNEIDER ELECTRIC | 42700 | https://pim-kvc.soneparsea.com:3443/PictureServer/default.aspx/schneider-METSEPM5350.jpg?81788B76AEAA939CBEAABDA9B7A95D819599A78AA2846567857582AFC29E | https://pim-kvc.soneparsea.com:3443/PictureServer/default.aspx/schneider-METSEPM5350.pdf?81788B76AEAA939CBEAABDA9B7A95D819599A78AA2846567857582B5B69D | PM5350 POWER METER WITHTHD.ALARMING | The PowerLogic PM5000 series power meters are the new benchmark in affordable, precision metering. It is the ideal fit for high-end cost management applications, providing the measurement capabilities needed to allocate energy usage, perform tenant metering and sub-billing, pin-point energy savings, optimize equipment efficiency and utilization, and perform a high level assessment of the power quality in an electrical network. | Voltmeter | no
| 9 | Electrical Distribution (LV) | Power Meter | Power Meter | PM5350 POWER METER WITH THD.ALARMING | 2053999 | METSEPM5350 | SCHNEIDER ELECTRIC | 42700 | https://pim-kvc.soneparsea.com:3443/PictureServer/default.aspx/schneider-METSEPM5350.jpg?81788B76AEAA939CBEAABDA9B7A95D819599A78AA2846567857582AFC29E | https://pim-kvc.soneparsea.com:3443/PictureServer/default.aspx/schneider-METSEPM5350.pdf?81788B76AEAA939CBEAABDA9B7A95D819599A78AA2846567857582B5B69D | PM5350 POWER METER WITHTHD.ALARMING | The PowerLogic PM5000 series power meters are the new benchmark in affordable, precision metering. It is the ideal fit for high-end cost management applications, providing the measurement capabilities needed to allocate energy usage, perform tenant metering and sub-billing, pin-point energy savings, optimize equipment efficiency and utilization, and perform a high level assessment of the power quality in an electrical network. | Effective power measurement device | yes
| 10 | Electrical Distribution (LV) | Distribution Box and Enclosure | Enclosures | HARMONY XALD EMPTY ENCLOSURE BASE 3 CUT-OUTS DARK GREY | 2059389 | XALD03 | SCHNEIDER ELECTRIC | 1810 | https://pim-kvc.soneparsea.com:3443/PictureServer/default.aspx/schneider-xald03_image1.jpg?A3889C9397807479A2A1C7A8BAA5959DB4AAC672CA989C988078B3AEBF9897998173BEB5B9 | https://pim-kvc.soneparsea.com:3443/PictureServer/default.aspx/schneider-xald03.pdf?81788B76AEAA939CBEAABDA9B7A95DACB1B1B8758565A098B6 | HARMONY XALD DARK GREY EMPTY ENCLOSURE LID WITH LIGHT GREY BASE 3 CUT-OUTS | This Schneider Electric XALD dark grey control station is ideal to control start operation in machines. It has 1 green ( I ) pushbutton with 1 normally open contact. It is IP65 / NEMA type 4. This dark grey control station enables machine builders to easily add control and signalling functionality on their machines, with permanent modifications or damage to their machine body. It is designed for simple and mass production machines, textiles, packaging, handling small lifting systems, control of garage doors, rolling shutters, smoke extraction vents. It is compatible with Harmony XB5 range pushbuttons, switches and pilot lights. It is also resistant to chemicals and offers double insulation. | Number of command positions | 3
| 10 | Electrical Distribution (LV) | Distribution Box and Enclosure | Enclosures | HARMONY XALD EMPTY ENCLOSURE BASE 3 CUT-OUTS DARK GREY | 2059389 | XALD03 | SCHNEIDER ELECTRIC | 1810 | https://pim-kvc.soneparsea.com:3443/PictureServer/default.aspx/schneider-xald03_image1.jpg?A3889C9397807479A2A1C7A8BAA5959DB4AAC672CA989C988078B3AEBF9897998173BEB5B9 | https://pim-kvc.soneparsea.com:3443/PictureServer/default.aspx/schneider-xald03.pdf?81788B76AEAA939CBEAABDA9B7A95DACB1B1B8758565A098B6 | HARMONY XALD DARK GREY EMPTY ENCLOSURE LID WITH LIGHT GREY BASE 3 CUT-OUTS | This Schneider Electric XALD dark grey control station is ideal to control start operation in machines. It has 1 green ( I ) pushbutton with 1 normally open contact. It is IP65 / NEMA type 4. This dark grey control station enables machine builders to easily add control and signalling functionality on their machines, with permanent modifications or damage to their machine body. It is designed for simple and mass production machines, textiles, packaging, handling small lifting systems, control of garage doors, rolling shutters, smoke extraction vents. It is compatible with Harmony XB5 range pushbuttons, switches and pilot lights. It is also resistant to chemicals and offers double insulation. | Construction type housing | Surface mounting housing
| 10 | Electrical Distribution (LV) | Distribution Box and Enclosure | Enclosures | HARMONY XALD EMPTY ENCLOSURE BASE 3 CUT-OUTS DARK GREY | 2059389 | XALD03 | SCHNEIDER ELECTRIC | 1810 | https://pim-kvc.soneparsea.com:3443/PictureServer/default.aspx/schneider-xald03_image1.jpg?A3889C9397807479A2A1C7A8BAA5959DB4AAC672CA989C988078B3AEBF9897998173BEB5B9 | https://pim-kvc.soneparsea.com:3443/PictureServer/default.aspx/schneider-xald03.pdf?81788B76AEAA939CBEAABDA9B7A95DACB1B1B8758565A098B6 | HARMONY XALD DARK GREY EMPTY ENCLOSURE LID WITH LIGHT GREY BASE 3 CUT-OUTS | This Schneider Electric XALD dark grey control station is ideal to control start operation in machines. It has 1 green ( I ) pushbutton with 1 normally open contact. It is IP65 / NEMA type 4. This dark grey control station enables machine builders to easily add control and signalling functionality on their machines, with permanent modifications or damage to their machine body. It is designed for simple and mass production machines, textiles, packaging, handling small lifting systems, control of garage doors, rolling shutters, smoke extraction vents. It is compatible with Harmony XB5 range pushbuttons, switches and pilot lights. It is also resistant to chemicals and offers double insulation. | Material housing | Plastic
| 10 | Electrical Distribution (LV) | Distribution Box and Enclosure | Enclosures | HARMONY XALD EMPTY ENCLOSURE BASE 3 CUT-OUTS DARK GREY | 2059389 | XALD03 | SCHNEIDER ELECTRIC | 1810 | https://pim-kvc.soneparsea.com:3443/PictureServer/default.aspx/schneider-xald03_image1.jpg?A3889C9397807479A2A1C7A8BAA5959DB4AAC672CA989C988078B3AEBF9897998173BEB5B9 | https://pim-kvc.soneparsea.com:3443/PictureServer/default.aspx/schneider-xald03.pdf?81788B76AEAA939CBEAABDA9B7A95DACB1B1B8758565A098B6 | HARMONY XALD DARK GREY EMPTY ENCLOSURE LID WITH LIGHT GREY BASE 3 CUT-OUTS | This Schneider Electric XALD dark grey control station is ideal to control start operation in machines. It has 1 green ( I ) pushbutton with 1 normally open contact. It is IP65 / NEMA type 4. This dark grey control station enables machine builders to easily add control and signalling functionality on their machines, with permanent modifications or damage to their machine body. It is designed for simple and mass production machines, textiles, packaging, handling small lifting systems, control of garage doors, rolling shutters, smoke extraction vents. It is compatible with Harmony XB5 range pushbuttons, switches and pilot lights. It is also resistant to chemicals and offers double insulation. | Housing material quality | Other
| 10 | Electrical Distribution (LV) | Distribution Box and Enclosure | Enclosures | HARMONY XALD EMPTY ENCLOSURE BASE 3 CUT-OUTS DARK GREY | 2059389 | XALD03 | SCHNEIDER ELECTRIC | 1810 | https://pim-kvc.soneparsea.com:3443/PictureServer/default.aspx/schneider-xald03_image1.jpg?A3889C9397807479A2A1C7A8BAA5959DB4AAC672CA989C988078B3AEBF9897998173BEB5B9 | https://pim-kvc.soneparsea.com:3443/PictureServer/default.aspx/schneider-xald03.pdf?81788B76AEAA939CBEAABDA9B7A95DACB1B1B8758565A098B6 | HARMONY XALD DARK GREY EMPTY ENCLOSURE LID WITH LIGHT GREY BASE 3 CUT-OUTS | This Schneider Electric XALD dark grey control station is ideal to control start operation in machines. It has 1 green ( I ) pushbutton with 1 normally open contact. It is IP65 / NEMA type 4. This dark grey control station enables machine builders to easily add control and signalling functionality on their machines, with permanent modifications or damage to their machine body. It is designed for simple and mass production machines, textiles, packaging, handling small lifting systems, control of garage doors, rolling shutters, smoke extraction vents. It is compatible with Harmony XB5 range pushbuttons, switches and pilot lights. It is also resistant to chemicals and offers double insulation. | Diameter openings | 22.5mm
| 10 | Electrical Distribution (LV) | Distribution Box and Enclosure | Enclosures | HARMONY XALD EMPTY ENCLOSURE BASE 3 CUT-OUTS DARK GREY | 2059389 | XALD03 | SCHNEIDER ELECTRIC | 1810 | https://pim-kvc.soneparsea.com:3443/PictureServer/default.aspx/schneider-xald03_image1.jpg?A3889C9397807479A2A1C7A8BAA5959DB4AAC672CA989C988078B3AEBF9897998173BEB5B9 | https://pim-kvc.soneparsea.com:3443/PictureServer/default.aspx/schneider-xald03.pdf?81788B76AEAA939CBEAABDA9B7A95DACB1B1B8758565A098B6 | HARMONY XALD DARK GREY EMPTY ENCLOSURE LID WITH LIGHT GREY BASE 3 CUT-OUTS | This Schneider Electric XALD dark grey control station is ideal to control start operation in machines. It has 1 green ( I ) pushbutton with 1 normally open contact. It is IP65 / NEMA type 4. This dark grey control station enables machine builders to easily add control and signalling functionality on their machines, with permanent modifications or damage to their machine body. It is designed for simple and mass production machines, textiles, packaging, handling small lifting systems, control of garage doors, rolling shutters, smoke extraction vents. It is compatible with Harmony XB5 range pushbuttons, switches and pilot lights. It is also resistant to chemicals and offers double insulation. | Colour housing cover | Grey
| 10 | Electrical Distribution (LV) | Distribution Box and Enclosure | Enclosures | HARMONY XALD EMPTY ENCLOSURE BASE 3 CUT-OUTS DARK GREY | 2059389 | XALD03 | SCHNEIDER ELECTRIC | 1810 | https://pim-kvc.soneparsea.com:3443/PictureServer/default.aspx/schneider-xald03_image1.jpg?A3889C9397807479A2A1C7A8BAA5959DB4AAC672CA989C988078B3AEBF9897998173BEB5B9 | https://pim-kvc.soneparsea.com:3443/PictureServer/default.aspx/schneider-xald03.pdf?81788B76AEAA939CBEAABDA9B7A95DACB1B1B8758565A098B6 | HARMONY XALD DARK GREY EMPTY ENCLOSURE LID WITH LIGHT GREY BASE 3 CUT-OUTS | This Schneider Electric XALD dark grey control station is ideal to control start operation in machines. It has 1 green ( I ) pushbutton with 1 normally open contact. It is IP65 / NEMA type 4. This dark grey control station enables machine builders to easily add control and signalling functionality on their machines, with permanent modifications or damage to their machine body. It is designed for simple and mass production machines, textiles, packaging, handling small lifting systems, control of garage doors, rolling shutters, smoke extraction vents. It is compatible with Harmony XB5 range pushbuttons, switches and pilot lights. It is also resistant to chemicals and offers double insulation. | Degree of protection (IP) | IP66
| 10 | Electrical Distribution (LV) | Distribution Box and Enclosure | Enclosures | HARMONY XALD EMPTY ENCLOSURE BASE 3 CUT-OUTS DARK GREY | 2059389 | XALD03 | SCHNEIDER ELECTRIC | 1810 | https://pim-kvc.soneparsea.com:3443/PictureServer/default.aspx/schneider-xald03_image1.jpg?A3889C9397807479A2A1C7A8BAA5959DB4AAC672CA989C988078B3AEBF9897998173BEB5B9 | https://pim-kvc.soneparsea.com:3443/PictureServer/default.aspx/schneider-xald03.pdf?81788B76AEAA939CBEAABDA9B7A95DACB1B1B8758565A098B6 | HARMONY XALD DARK GREY EMPTY ENCLOSURE LID WITH LIGHT GREY BASE 3 CUT-OUTS | This Schneider Electric XALD dark grey control station is ideal to control start operation in machines. It has 1 green ( I ) pushbutton with 1 normally open contact. It is IP65 / NEMA type 4. This dark grey control station enables machine builders to easily add control and signalling functionality on their machines, with permanent modifications or damage to their machine body. It is designed for simple and mass production machines, textiles, packaging, handling small lifting systems, control of garage doors, rolling shutters, smoke extraction vents. It is compatible with Harmony XB5 range pushbuttons, switches and pilot lights. It is also resistant to chemicals and offers double insulation. | Degree of protection (NEMA) | Other
| 10 | Electrical Distribution (LV) | Distribution Box and Enclosure | Enclosures | HARMONY XALD EMPTY ENCLOSURE BASE 3 CUT-OUTS DARK GREY | 2059389 | XALD03 | SCHNEIDER ELECTRIC | 1810 | https://pim-kvc.soneparsea.com:3443/PictureServer/default.aspx/schneider-xald03_image1.jpg?A3889C9397807479A2A1C7A8BAA5959DB4AAC672CA989C988078B3AEBF9897998173BEB5B9 | https://pim-kvc.soneparsea.com:3443/PictureServer/default.aspx/schneider-xald03.pdf?81788B76AEAA939CBEAABDA9B7A95DACB1B1B8758565A098B6 | HARMONY XALD DARK GREY EMPTY ENCLOSURE LID WITH LIGHT GREY BASE 3 CUT-OUTS | This Schneider Electric XALD dark grey control station is ideal to control start operation in machines. It has 1 green ( I ) pushbutton with 1 normally open contact. It is IP65 / NEMA type 4. This dark grey control station enables machine builders to easily add control and signalling functionality on their machines, with permanent modifications or damage to their machine body. It is designed for simple and mass production machines, textiles, packaging, handling small lifting systems, control of garage doors, rolling shutters, smoke extraction vents. It is compatible with Harmony XB5 range pushbuttons, switches and pilot lights. It is also resistant to chemicals and offers double insulation. | Width | 68mm
| 10 | Electrical Distribution (LV) | Distribution Box and Enclosure | Enclosures | HARMONY XALD EMPTY ENCLOSURE BASE 3 CUT-OUTS DARK GREY | 2059389 | XALD03 | SCHNEIDER ELECTRIC | 1810 | https://pim-kvc.soneparsea.com:3443/PictureServer/default.aspx/schneider-xald03_image1.jpg?A3889C9397807479A2A1C7A8BAA5959DB4AAC672CA989C988078B3AEBF9897998173BEB5B9 | https://pim-kvc.soneparsea.com:3443/PictureServer/default.aspx/schneider-xald03.pdf?81788B76AEAA939CBEAABDA9B7A95DACB1B1B8758565A098B6 | HARMONY XALD DARK GREY EMPTY ENCLOSURE LID WITH LIGHT GREY BASE 3 CUT-OUTS | This Schneider Electric XALD dark grey control station is ideal to control start operation in machines. It has 1 green ( I ) pushbutton with 1 normally open contact. It is IP65 / NEMA type 4. This dark grey control station enables machine builders to easily add control and signalling functionality on their machines, with permanent modifications or damage to their machine body. It is designed for simple and mass production machines, textiles, packaging, handling small lifting systems, control of garage doors, rolling shutters, smoke extraction vents. It is compatible with Harmony XB5 range pushbuttons, switches and pilot lights. It is also resistant to chemicals and offers double insulation. | Height | 136mm
| 10 | Electrical Distribution (LV) | Distribution Box and Enclosure | Enclosures | HARMONY XALD EMPTY ENCLOSURE BASE 3 CUT-OUTS DARK GREY | 2059389 | XALD03 | SCHNEIDER ELECTRIC | 1810 | https://pim-kvc.soneparsea.com:3443/PictureServer/default.aspx/schneider-xald03_image1.jpg?A3889C9397807479A2A1C7A8BAA5959DB4AAC672CA989C988078B3AEBF9897998173BEB5B9 | https://pim-kvc.soneparsea.com:3443/PictureServer/default.aspx/schneider-xald03.pdf?81788B76AEAA939CBEAABDA9B7A95DACB1B1B8758565A098B6 | HARMONY XALD DARK GREY EMPTY ENCLOSURE LID WITH LIGHT GREY BASE 3 CUT-OUTS | This Schneider Electric XALD dark grey control station is ideal to control start operation in machines. It has 1 green ( I ) pushbutton with 1 normally open contact. It is IP65 / NEMA type 4. This dark grey control station enables machine builders to easily add control and signalling functionality on their machines, with permanent modifications or damage to their machine body. It is designed for simple and mass production machines, textiles, packaging, handling small lifting systems, control of garage doors, rolling shutters, smoke extraction vents. It is compatible with Harmony XB5 range pushbuttons, switches and pilot lights. It is also resistant to chemicals and offers double insulation. | Depth | 53mm
| 11 | Electrical Distribution (LV) | Power Meter | Ammeter | HARMONY K CAM AMMETER SWITCH 90° 12A 0°-90°-180°-270° | 2063460 | K1F003MLH | SCHNEIDER ELECTRIC | 1620 | https://pim-kvc.soneparsea.com:3443/PictureServer/default.aspx/schneider-K1F003MLH_Image1.jpg?A3889C9397807479A2A1C7A8BAA5959DB4AAC6729D6876648078A1919A9679A1B1ACB97680A1A09B | https://pim-kvc.soneparsea.com:3443/PictureServer/default.aspx/schneider-k1f003mlh.pdf?81788B76AEAA939CBEAABDA9B7A95D9F81AB847585A49C9C7EB5B8AB | HARMONY K CAM AMMETER SWITCH 3 CIRCUITS 90° 12A | This Schneider Electric K1 ammeter switch is ideal for switching between phase current measurements on a switchboard, has a rated voltage of 690Vac and a rated current of 12A. It has a square shape and a metallic legend with black marking. It is IP65 and installs with screws. This ammeter phase switch offers the maximum mechanical and electrical robustness of its class, for prolonged operation without maintenance. It high IP allows for handling of panel operations in very dusty and wet environments, including outdoors. | With zero (off) position | yes
| 11 | Electrical Distribution (LV) | Power Meter | Ammeter | HARMONY K CAM AMMETER SWITCH 90° 12A 0°-90°-180°-270° | 2063460 | K1F003MLH | SCHNEIDER ELECTRIC | 1620 | https://pim-kvc.soneparsea.com:3443/PictureServer/default.aspx/schneider-K1F003MLH_Image1.jpg?A3889C9397807479A2A1C7A8BAA5959DB4AAC6729D6876648078A1919A9679A1B1ACB97680A1A09B | https://pim-kvc.soneparsea.com:3443/PictureServer/default.aspx/schneider-k1f003mlh.pdf?81788B76AEAA939CBEAABDA9B7A95D9F81AB847585A49C9C7EB5B8AB | HARMONY K CAM AMMETER SWITCH 3 CIRCUITS 90° 12A | This Schneider Electric K1 ammeter switch is ideal for switching between phase current measurements on a switchboard, has a rated voltage of 690Vac and a rated current of 12A. It has a square shape and a metallic legend with black marking. It is IP65 and installs with screws. This ammeter phase switch offers the maximum mechanical and electrical robustness of its class, for prolonged operation without maintenance. It high IP allows for handling of panel operations in very dusty and wet environments, including outdoors. | Device construction | Front installation
| 11 | Electrical Distribution (LV) | Power Meter | Ammeter | HARMONY K CAM AMMETER SWITCH 90° 12A 0°-90°-180°-270° | 2063460 | K1F003MLH | SCHNEIDER ELECTRIC | 1620 | https://pim-kvc.soneparsea.com:3443/PictureServer/default.aspx/schneider-K1F003MLH_Image1.jpg?A3889C9397807479A2A1C7A8BAA5959DB4AAC6729D6876648078A1919A9679A1B1ACB97680A1A09B | https://pim-kvc.soneparsea.com:3443/PictureServer/default.aspx/schneider-k1f003mlh.pdf?81788B76AEAA939CBEAABDA9B7A95D9F81AB847585A49C9C7EB5B8AB | HARMONY K CAM AMMETER SWITCH 3 CIRCUITS 90° 12A | This Schneider Electric K1 ammeter switch is ideal for switching between phase current measurements on a switchboard, has a rated voltage of 690Vac and a rated current of 12A. It has a square shape and a metallic legend with black marking. It is IP65 and installs with screws. This ammeter phase switch offers the maximum mechanical and electrical robustness of its class, for prolonged operation without maintenance. It high IP allows for handling of panel operations in very dusty and wet environments, including outdoors. | Modular version | no
| 11 | Electrical Distribution (LV) | Power Meter | Ammeter | HARMONY K CAM AMMETER SWITCH 90° 12A 0°-90°-180°-270° | 2063460 | K1F003MLH | SCHNEIDER ELECTRIC | 1620 | https://pim-kvc.soneparsea.com:3443/PictureServer/default.aspx/schneider-K1F003MLH_Image1.jpg?A3889C9397807479A2A1C7A8BAA5959DB4AAC6729D6876648078A1919A9679A1B1ACB97680A1A09B | https://pim-kvc.soneparsea.com:3443/PictureServer/default.aspx/schneider-k1f003mlh.pdf?81788B76AEAA939CBEAABDA9B7A95D9F81AB847585A49C9C7EB5B8AB | HARMONY K CAM AMMETER SWITCH 3 CIRCUITS 90° 12A | This Schneider Electric K1 ammeter switch is ideal for switching between phase current measurements on a switchboard, has a rated voltage of 690Vac and a rated current of 12A. It has a square shape and a metallic legend with black marking. It is IP65 and installs with screws. This ammeter phase switch offers the maximum mechanical and electrical robustness of its class, for prolonged operation without maintenance. It high IP allows for handling of panel operations in very dusty and wet environments, including outdoors. | With control element | yes
| 11 | Electrical Distribution (LV) | Power Meter | Ammeter | HARMONY K CAM AMMETER SWITCH 90° 12A 0°-90°-180°-270° | 2063460 | K1F003MLH | SCHNEIDER ELECTRIC | 1620 | https://pim-kvc.soneparsea.com:3443/PictureServer/default.aspx/schneider-K1F003MLH_Image1.jpg?A3889C9397807479A2A1C7A8BAA5959DB4AAC6729D6876648078A1919A9679A1B1ACB97680A1A09B | https://pim-kvc.soneparsea.com:3443/PictureServer/default.aspx/schneider-k1f003mlh.pdf?81788B76AEAA939CBEAABDA9B7A95D9F81AB847585A49C9C7EB5B8AB | HARMONY K CAM AMMETER SWITCH 3 CIRCUITS 90° 12A | This Schneider Electric K1 ammeter switch is ideal for switching between phase current measurements on a switchboard, has a rated voltage of 690Vac and a rated current of 12A. It has a square shape and a metallic legend with black marking. It is IP65 and installs with screws. This ammeter phase switch offers the maximum mechanical and electrical robustness of its class, for prolonged operation without maintenance. It high IP allows for handling of panel operations in very dusty and wet environments, including outdoors. | Degree of protection (IP) | IP40
| 12 | Electrical Distribution (LV) | Distribution Box and Enclosure | Enclosures | TESYS GV2 ENCLOSURE FOR TESYS GV2ME IP41 | 2063470 | GV2MC01 | SCHNEIDER ELECTRIC | 1020 | https://pim-kvc.soneparsea.com:3443/PictureServer/default.aspx/schneider-GV2MC01_Image1.jpg?A3889C9397807479A2A1C7A8BAA5959DB4AAC672998D6281937585A49BA4919BB57682AFC29E | https://pim-kvc.soneparsea.com:3443/PictureServer/default.aspx/schneider-GV2MC01.pdf?81788B76AEAA939CBEAABDA9B7A95D7BA677A18882685EA4B4AB | TESYS GV2 ENCLOSURE FOR TESYS GV2ME -IP41 | The GV2 series offers short circuit and overload protection in built within one device and can be used for disconnection. It is single phase sensitivity | Material housing | Plastic
| 12 | Electrical Distribution (LV) | Distribution Box and Enclosure | Enclosures | TESYS GV2 ENCLOSURE FOR TESYS GV2ME IP41 | 2063470 | GV2MC01 | SCHNEIDER ELECTRIC | 1020 | https://pim-kvc.soneparsea.com:3443/PictureServer/default.aspx/schneider-GV2MC01_Image1.jpg?A3889C9397807479A2A1C7A8BAA5959DB4AAC672998D6281937585A49BA4919BB57682AFC29E | https://pim-kvc.soneparsea.com:3443/PictureServer/default.aspx/schneider-GV2MC01.pdf?81788B76AEAA939CBEAABDA9B7A95D7BA677A18882685EA4B4AB | TESYS GV2 ENCLOSURE FOR TESYS GV2ME -IP41 | The GV2 series offers short circuit and overload protection in built within one device and can be used for disconnection. It is single phase sensitivity | Width | 93mm
| 12 | Electrical Distribution (LV) | Distribution Box and Enclosure | Enclosures | TESYS GV2 ENCLOSURE FOR TESYS GV2ME IP41 | 2063470 | GV2MC01 | SCHNEIDER ELECTRIC | 1020 | https://pim-kvc.soneparsea.com:3443/PictureServer/default.aspx/schneider-GV2MC01_Image1.jpg?A3889C9397807479A2A1C7A8BAA5959DB4AAC672998D6281937585A49BA4919BB57682AFC29E | https://pim-kvc.soneparsea.com:3443/PictureServer/default.aspx/schneider-GV2MC01.pdf?81788B76AEAA939CBEAABDA9B7A95D7BA677A18882685EA4B4AB | TESYS GV2 ENCLOSURE FOR TESYS GV2ME -IP41 | The GV2 series offers short circuit and overload protection in built within one device and can be used for disconnection. It is single phase sensitivity | Height | 147mm
| 12 | Electrical Distribution (LV) | Distribution Box and Enclosure | Enclosures | TESYS GV2 ENCLOSURE FOR TESYS GV2ME IP41 | 2063470 | GV2MC01 | SCHNEIDER ELECTRIC | 1020 | https://pim-kvc.soneparsea.com:3443/PictureServer/default.aspx/schneider-GV2MC01_Image1.jpg?A3889C9397807479A2A1C7A8BAA5959DB4AAC672998D6281937585A49BA4919BB57682AFC29E | https://pim-kvc.soneparsea.com:3443/PictureServer/default.aspx/schneider-GV2MC01.pdf?81788B76AEAA939CBEAABDA9B7A95D7BA677A18882685EA4B4AB | TESYS GV2 ENCLOSURE FOR TESYS GV2ME -IP41 | The GV2 series offers short circuit and overload protection in built within one device and can be used for disconnection. It is single phase sensitivity | Depth | 84mm
| 12 | Electrical Distribution (LV) | Distribution Box and Enclosure | Enclosures | TESYS GV2 ENCLOSURE FOR TESYS GV2ME IP41 | 2063470 | GV2MC01 | SCHNEIDER ELECTRIC | 1020 | https://pim-kvc.soneparsea.com:3443/PictureServer/default.aspx/schneider-GV2MC01_Image1.jpg?A3889C9397807479A2A1C7A8BAA5959DB4AAC672998D6281937585A49BA4919BB57682AFC29E | https://pim-kvc.soneparsea.com:3443/PictureServer/default.aspx/schneider-GV2MC01.pdf?81788B76AEAA939CBEAABDA9B7A95D7BA677A18882685EA4B4AB | TESYS GV2 ENCLOSURE FOR TESYS GV2ME -IP41 | The GV2 series offers short circuit and overload protection in built within one device and can be used for disconnection. It is single phase sensitivity | With transparent cover | no
| 12 | Electrical Distribution (LV) | Distribution Box and Enclosure | Enclosures | TESYS GV2 ENCLOSURE FOR TESYS GV2ME IP41 | 2063470 | GV2MC01 | SCHNEIDER ELECTRIC | 1020 | https://pim-kvc.soneparsea.com:3443/PictureServer/default.aspx/schneider-GV2MC01_Image1.jpg?A3889C9397807479A2A1C7A8BAA5959DB4AAC672998D6281937585A49BA4919BB57682AFC29E | https://pim-kvc.soneparsea.com:3443/PictureServer/default.aspx/schneider-GV2MC01.pdf?81788B76AEAA939CBEAABDA9B7A95D7BA677A18882685EA4B4AB | TESYS GV2 ENCLOSURE FOR TESYS GV2ME -IP41 | The GV2 series offers short circuit and overload protection in built within one device and can be used for disconnection. It is single phase sensitivity | Suitable for emergency stop | no
| 12 | Electrical Distribution (LV) | Distribution Box and Enclosure | Enclosures | TESYS GV2 ENCLOSURE FOR TESYS GV2ME IP41 | 2063470 | GV2MC01 | SCHNEIDER ELECTRIC | 1020 | https://pim-kvc.soneparsea.com:3443/PictureServer/default.aspx/schneider-GV2MC01_Image1.jpg?A3889C9397807479A2A1C7A8BAA5959DB4AAC672998D6281937585A49BA4919BB57682AFC29E | https://pim-kvc.soneparsea.com:3443/PictureServer/default.aspx/schneider-GV2MC01.pdf?81788B76AEAA939CBEAABDA9B7A95D7BA677A18882685EA4B4AB | TESYS GV2 ENCLOSURE FOR TESYS GV2ME -IP41 | The GV2 series offers short circuit and overload protection in built within one device and can be used for disconnection. It is single phase sensitivity | Model | Surface mounting
| 12 | Electrical Distribution (LV) | Distribution Box and Enclosure | Enclosures | TESYS GV2 ENCLOSURE FOR TESYS GV2ME IP41 | 2063470 | GV2MC01 | SCHNEIDER ELECTRIC | 1020 | https://pim-kvc.soneparsea.com:3443/PictureServer/default.aspx/schneider-GV2MC01_Image1.jpg?A3889C9397807479A2A1C7A8BAA5959DB4AAC672998D6281937585A49BA4919BB57682AFC29E | https://pim-kvc.soneparsea.com:3443/PictureServer/default.aspx/schneider-GV2MC01.pdf?81788B76AEAA939CBEAABDA9B7A95D7BA677A18882685EA4B4AB | TESYS GV2 ENCLOSURE FOR TESYS GV2ME -IP41 | The GV2 series offers short circuit and overload protection in built within one device and can be used for disconnection. It is single phase sensitivity | Degree of protection (IP) | IP41
| 12 | Electrical Distribution (LV) | Distribution Box and Enclosure | Enclosures | TESYS GV2 ENCLOSURE FOR TESYS GV2ME IP41 | 2063470 | GV2MC01 | SCHNEIDER ELECTRIC | 1020 | https://pim-kvc.soneparsea.com:3443/PictureServer/default.aspx/schneider-GV2MC01_Image1.jpg?A3889C9397807479A2A1C7A8BAA5959DB4AAC672998D6281937585A49BA4919BB57682AFC29E | https://pim-kvc.soneparsea.com:3443/PictureServer/default.aspx/schneider-GV2MC01.pdf?81788B76AEAA939CBEAABDA9B7A95D7BA677A18882685EA4B4AB | TESYS GV2 ENCLOSURE FOR TESYS GV2ME -IP41 | The GV2 series offers short circuit and overload protection in built within one device and can be used for disconnection. It is single phase sensitivity | Degree of protection (NEMA) | 1
| 13 | Electrical Distribution (LV) | Distribution Box and Enclosure | Enclosures | HARMONY XALD EMPTY ENCLOSURE BASE 1 CUT-OUT DARK GREY | 2065046 | XALD01 | SCHNEIDER ELECTRIC | 800 | https://pim-kvc.soneparsea.com:3443/PictureServer/default.aspx/schneider-xald01_image1.jpg?A3889C9397807479A2A1C7A8BAA5959DB4AAC672CA989C988076B3AEBF9897998173BEB5B9 | https://pim-kvc.soneparsea.com:3443/PictureServer/default.aspx/schneider-xald01.pdf?81788B76AEAA939CBEAABDA9B7A95DACB1B1B8758365A098B6 | HARMONY XALD DARK GREY EMPTY ENCLOSURE LID WITH LIGHT GREY BASE 1 CUT-OUT | This Schneider Electric XALD dark grey control station is ideal to control start operation in machines. It has 1 green ( I ) pushbutton with 1 normally open contact. It is IP65 / NEMA type 4. This dark grey control station enables machine builders to easily add control and signalling functionality on their machines, with permanent modifications or damage to their machine body. It is designed for simple and mass production machines, textiles, packaging, handling small lifting systems, control of garage doors, rolling shutters, smoke extraction vents. It is compatible with Harmony XB5 range pushbuttons, switches and pilot lights. It is also resistant to chemicals and offers double insulation. | Number of command positions | 1
| 13 | Electrical Distribution (LV) | Distribution Box and Enclosure | Enclosures | HARMONY XALD EMPTY ENCLOSURE BASE 1 CUT-OUT DARK GREY | 2065046 | XALD01 | SCHNEIDER ELECTRIC | 800 | https://pim-kvc.soneparsea.com:3443/PictureServer/default.aspx/schneider-xald01_image1.jpg?A3889C9397807479A2A1C7A8BAA5959DB4AAC672CA989C988076B3AEBF9897998173BEB5B9 | https://pim-kvc.soneparsea.com:3443/PictureServer/default.aspx/schneider-xald01.pdf?81788B76AEAA939CBEAABDA9B7A95DACB1B1B8758365A098B6 | HARMONY XALD DARK GREY EMPTY ENCLOSURE LID WITH LIGHT GREY BASE 1 CUT-OUT | This Schneider Electric XALD dark grey control station is ideal to control start operation in machines. It has 1 green ( I ) pushbutton with 1 normally open contact. It is IP65 / NEMA type 4. This dark grey control station enables machine builders to easily add control and signalling functionality on their machines, with permanent modifications or damage to their machine body. It is designed for simple and mass production machines, textiles, packaging, handling small lifting systems, control of garage doors, rolling shutters, smoke extraction vents. It is compatible with Harmony XB5 range pushbuttons, switches and pilot lights. It is also resistant to chemicals and offers double insulation. | Construction type housing | Surface mounting housing
| 13 | Electrical Distribution (LV) | Distribution Box and Enclosure | Enclosures | HARMONY XALD EMPTY ENCLOSURE BASE 1 CUT-OUT DARK GREY | 2065046 | XALD01 | SCHNEIDER ELECTRIC | 800 | https://pim-kvc.soneparsea.com:3443/PictureServer/default.aspx/schneider-xald01_image1.jpg?A3889C9397807479A2A1C7A8BAA5959DB4AAC672CA989C988076B3AEBF9897998173BEB5B9 | https://pim-kvc.soneparsea.com:3443/PictureServer/default.aspx/schneider-xald01.pdf?81788B76AEAA939CBEAABDA9B7A95DACB1B1B8758365A098B6 | HARMONY XALD DARK GREY EMPTY ENCLOSURE LID WITH LIGHT GREY BASE 1 CUT-OUT | This Schneider Electric XALD dark grey control station is ideal to control start operation in machines. It has 1 green ( I ) pushbutton with 1 normally open contact. It is IP65 / NEMA type 4. This dark grey control station enables machine builders to easily add control and signalling functionality on their machines, with permanent modifications or damage to their machine body. It is designed for simple and mass production machines, textiles, packaging, handling small lifting systems, control of garage doors, rolling shutters, smoke extraction vents. It is compatible with Harmony XB5 range pushbuttons, switches and pilot lights. It is also resistant to chemicals and offers double insulation. | Material housing | Plastic
| 13 | Electrical Distribution (LV) | Distribution Box and Enclosure | Enclosures | HARMONY XALD EMPTY ENCLOSURE BASE 1 CUT-OUT DARK GREY | 2065046 | XALD01 | SCHNEIDER ELECTRIC | 800 | https://pim-kvc.soneparsea.com:3443/PictureServer/default.aspx/schneider-xald01_image1.jpg?A3889C9397807479A2A1C7A8BAA5959DB4AAC672CA989C988076B3AEBF9897998173BEB5B9 | https://pim-kvc.soneparsea.com:3443/PictureServer/default.aspx/schneider-xald01.pdf?81788B76AEAA939CBEAABDA9B7A95DACB1B1B8758365A098B6 | HARMONY XALD DARK GREY EMPTY ENCLOSURE LID WITH LIGHT GREY BASE 1 CUT-OUT | This Schneider Electric XALD dark grey control station is ideal to control start operation in machines. It has 1 green ( I ) pushbutton with 1 normally open contact. It is IP65 / NEMA type 4. This dark grey control station enables machine builders to easily add control and signalling functionality on their machines, with permanent modifications or damage to their machine body. It is designed for simple and mass production machines, textiles, packaging, handling small lifting systems, control of garage doors, rolling shutters, smoke extraction vents. It is compatible with Harmony XB5 range pushbuttons, switches and pilot lights. It is also resistant to chemicals and offers double insulation. | Housing material quality | Other
| 13 | Electrical Distribution (LV) | Distribution Box and Enclosure | Enclosures | HARMONY XALD EMPTY ENCLOSURE BASE 1 CUT-OUT DARK GREY | 2065046 | XALD01 | SCHNEIDER ELECTRIC | 800 | https://pim-kvc.soneparsea.com:3443/PictureServer/default.aspx/schneider-xald01_image1.jpg?A3889C9397807479A2A1C7A8BAA5959DB4AAC672CA989C988076B3AEBF9897998173BEB5B9 | https://pim-kvc.soneparsea.com:3443/PictureServer/default.aspx/schneider-xald01.pdf?81788B76AEAA939CBEAABDA9B7A95DACB1B1B8758365A098B6 | HARMONY XALD DARK GREY EMPTY ENCLOSURE LID WITH LIGHT GREY BASE 1 CUT-OUT | This Schneider Electric XALD dark grey control station is ideal to control start operation in machines. It has 1 green ( I ) pushbutton with 1 normally open contact. It is IP65 / NEMA type 4. This dark grey control station enables machine builders to easily add control and signalling functionality on their machines, with permanent modifications or damage to their machine body. It is designed for simple and mass production machines, textiles, packaging, handling small lifting systems, control of garage doors, rolling shutters, smoke extraction vents. It is compatible with Harmony XB5 range pushbuttons, switches and pilot lights. It is also resistant to chemicals and offers double insulation. | Diameter openings | 22.5mm
| 13 | Electrical Distribution (LV) | Distribution Box and Enclosure | Enclosures | HARMONY XALD EMPTY ENCLOSURE BASE 1 CUT-OUT DARK GREY | 2065046 | XALD01 | SCHNEIDER ELECTRIC | 800 | https://pim-kvc.soneparsea.com:3443/PictureServer/default.aspx/schneider-xald01_image1.jpg?A3889C9397807479A2A1C7A8BAA5959DB4AAC672CA989C988076B3AEBF9897998173BEB5B9 | https://pim-kvc.soneparsea.com:3443/PictureServer/default.aspx/schneider-xald01.pdf?81788B76AEAA939CBEAABDA9B7A95DACB1B1B8758365A098B6 | HARMONY XALD DARK GREY EMPTY ENCLOSURE LID WITH LIGHT GREY BASE 1 CUT-OUT | This Schneider Electric XALD dark grey control station is ideal to control start operation in machines. It has 1 green ( I ) pushbutton with 1 normally open contact. It is IP65 / NEMA type 4. This dark grey control station enables machine builders to easily add control and signalling functionality on their machines, with permanent modifications or damage to their machine body. It is designed for simple and mass production machines, textiles, packaging, handling small lifting systems, control of garage doors, rolling shutters, smoke extraction vents. It is compatible with Harmony XB5 range pushbuttons, switches and pilot lights. It is also resistant to chemicals and offers double insulation. | Colour housing cover | Grey
| 13 | Electrical Distribution (LV) | Distribution Box and Enclosure | Enclosures | HARMONY XALD EMPTY ENCLOSURE BASE 1 CUT-OUT DARK GREY | 2065046 | XALD01 | SCHNEIDER ELECTRIC | 800 | https://pim-kvc.soneparsea.com:3443/PictureServer/default.aspx/schneider-xald01_image1.jpg?A3889C9397807479A2A1C7A8BAA5959DB4AAC672CA989C988076B3AEBF9897998173BEB5B9 | https://pim-kvc.soneparsea.com:3443/PictureServer/default.aspx/schneider-xald01.pdf?81788B76AEAA939CBEAABDA9B7A95DACB1B1B8758365A098B6 | HARMONY XALD DARK GREY EMPTY ENCLOSURE LID WITH LIGHT GREY BASE 1 CUT-OUT | This Schneider Electric XALD dark grey control station is ideal to control start operation in machines. It has 1 green ( I ) pushbutton with 1 normally open contact. It is IP65 / NEMA type 4. This dark grey control station enables machine builders to easily add control and signalling functionality on their machines, with permanent modifications or damage to their machine body. It is designed for simple and mass production machines, textiles, packaging, handling small lifting systems, control of garage doors, rolling shutters, smoke extraction vents. It is compatible with Harmony XB5 range pushbuttons, switches and pilot lights. It is also resistant to chemicals and offers double insulation. | Degree of protection (IP) | IP66
| 13 | Electrical Distribution (LV) | Distribution Box and Enclosure | Enclosures | HARMONY XALD EMPTY ENCLOSURE BASE 1 CUT-OUT DARK GREY | 2065046 | XALD01 | SCHNEIDER ELECTRIC | 800 | https://pim-kvc.soneparsea.com:3443/PictureServer/default.aspx/schneider-xald01_image1.jpg?A3889C9397807479A2A1C7A8BAA5959DB4AAC672CA989C988076B3AEBF9897998173BEB5B9 | https://pim-kvc.soneparsea.com:3443/PictureServer/default.aspx/schneider-xald01.pdf?81788B76AEAA939CBEAABDA9B7A95DACB1B1B8758365A098B6 | HARMONY XALD DARK GREY EMPTY ENCLOSURE LID WITH LIGHT GREY BASE 1 CUT-OUT | This Schneider Electric XALD dark grey control station is ideal to control start operation in machines. It has 1 green ( I ) pushbutton with 1 normally open contact. It is IP65 / NEMA type 4. This dark grey control station enables machine builders to easily add control and signalling functionality on their machines, with permanent modifications or damage to their machine body. It is designed for simple and mass production machines, textiles, packaging, handling small lifting systems, control of garage doors, rolling shutters, smoke extraction vents. It is compatible with Harmony XB5 range pushbuttons, switches and pilot lights. It is also resistant to chemicals and offers double insulation. | Degree of protection (NEMA) | Other
| 13 | Electrical Distribution (LV) | Distribution Box and Enclosure | Enclosures | HARMONY XALD EMPTY ENCLOSURE BASE 1 CUT-OUT DARK GREY | 2065046 | XALD01 | SCHNEIDER ELECTRIC | 800 | https://pim-kvc.soneparsea.com:3443/PictureServer/default.aspx/schneider-xald01_image1.jpg?A3889C9397807479A2A1C7A8BAA5959DB4AAC672CA989C988076B3AEBF9897998173BEB5B9 | https://pim-kvc.soneparsea.com:3443/PictureServer/default.aspx/schneider-xald01.pdf?81788B76AEAA939CBEAABDA9B7A95DACB1B1B8758365A098B6 | HARMONY XALD DARK GREY EMPTY ENCLOSURE LID WITH LIGHT GREY BASE 1 CUT-OUT | This Schneider Electric XALD dark grey control station is ideal to control start operation in machines. It has 1 green ( I ) pushbutton with 1 normally open contact. It is IP65 / NEMA type 4. This dark grey control station enables machine builders to easily add control and signalling functionality on their machines, with permanent modifications or damage to their machine body. It is designed for simple and mass production machines, textiles, packaging, handling small lifting systems, control of garage doors, rolling shutters, smoke extraction vents. It is compatible with Harmony XB5 range pushbuttons, switches and pilot lights. It is also resistant to chemicals and offers double insulation. | Width | 68mm
| 13 | Electrical Distribution (LV) | Distribution Box and Enclosure | Enclosures | HARMONY XALD EMPTY ENCLOSURE BASE 1 CUT-OUT DARK GREY | 2065046 | XALD01 | SCHNEIDER ELECTRIC | 800 | https://pim-kvc.soneparsea.com:3443/PictureServer/default.aspx/schneider-xald01_image1.jpg?A3889C9397807479A2A1C7A8BAA5959DB4AAC672CA989C988076B3AEBF9897998173BEB5B9 | https://pim-kvc.soneparsea.com:3443/PictureServer/default.aspx/schneider-xald01.pdf?81788B76AEAA939CBEAABDA9B7A95DACB1B1B8758365A098B6 | HARMONY XALD DARK GREY EMPTY ENCLOSURE LID WITH LIGHT GREY BASE 1 CUT-OUT | This Schneider Electric XALD dark grey control station is ideal to control start operation in machines. It has 1 green ( I ) pushbutton with 1 normally open contact. It is IP65 / NEMA type 4. This dark grey control station enables machine builders to easily add control and signalling functionality on their machines, with permanent modifications or damage to their machine body. It is designed for simple and mass production machines, textiles, packaging, handling small lifting systems, control of garage doors, rolling shutters, smoke extraction vents. It is compatible with Harmony XB5 range pushbuttons, switches and pilot lights. It is also resistant to chemicals and offers double insulation. | Height | 68mm
| 13 | Electrical Distribution (LV) | Distribution Box and Enclosure | Enclosures | HARMONY XALD EMPTY ENCLOSURE BASE 1 CUT-OUT DARK GREY | 2065046 | XALD01 | SCHNEIDER ELECTRIC | 800 | https://pim-kvc.soneparsea.com:3443/PictureServer/default.aspx/schneider-xald01_image1.jpg?A3889C9397807479A2A1C7A8BAA5959DB4AAC672CA989C988076B3AEBF9897998173BEB5B9 | https://pim-kvc.soneparsea.com:3443/PictureServer/default.aspx/schneider-xald01.pdf?81788B76AEAA939CBEAABDA9B7A95DACB1B1B8758365A098B6 | HARMONY XALD DARK GREY EMPTY ENCLOSURE LID WITH LIGHT GREY BASE 1 CUT-OUT | This Schneider Electric XALD dark grey control station is ideal to control start operation in machines. It has 1 green ( I ) pushbutton with 1 normally open contact. It is IP65 / NEMA type 4. This dark grey control station enables machine builders to easily add control and signalling functionality on their machines, with permanent modifications or damage to their machine body. It is designed for simple and mass production machines, textiles, packaging, handling small lifting systems, control of garage doors, rolling shutters, smoke extraction vents. It is compatible with Harmony XB5 range pushbuttons, switches and pilot lights. It is also resistant to chemicals and offers double insulation. | Depth | 53mm
| 14 | Electrical Distribution (LV) | Distribution Box and Enclosure | Enclosures Accessories | 1330.05.2A CAM LOCK 2 KEYED ALIKE 92333 | 2086249 | 1330.05.2A | SCHNEIDER ELECTRIC | 600 | https://pim-kvc.soneparsea.com:3443/PictureServer/default.aspx/schneider-1330.05.2A_Image1.JPG?A3889C9397807479A2A1C7A8BAA5959DB4AAC672836A63647E75897384788F7DBDA6BBAA83657A8497 | https://pim-kvc.soneparsea.com:3443/PictureServer/default.aspx/schneider-1330.05.2A_Datasheet1.pdf?A3889C9397807479A2A1C7A8BAA5959DB4AAC672836A63647E75897384788F78B1B9B5B8BA9C95A88173C4A9B8 | 1330.05.2A CAM LOCK 2 KEYED ALIKE 92333 | Square D Load Center busbar system eliminate wiring inside the enclosure are specifically designed for accepting Square D QO breakers. The busbar system is tested by ASTA to a system rating of 25kA and incoporate a high standard of safety and quality. Square D Load Center is compliant with IEC 60439, BS5486, Part 12 and TIS 1436-2540. | Model | Cylinder
| 15 | Electrical Distribution (LV) | Distribution Box and Enclosure | Enclosures | ENCLOSURE FOR EASYPACT 1P,2P,3P INDOOR TYPE | 2087073 | EZBOX100 | SCHNEIDER ELECTRIC | 1730 | https://pim-kvc.soneparsea.com:3443/PictureServer/default.aspx/schneider-ezbox100_large.jpg?81788B76AEAA939CBEAABDA9B7A95D99CAA7C3BD83676093BCA6C6ACB7659AA4B7 | https://pim-kvc.soneparsea.com:3443/PictureServer/default.aspx/schneider-ezbox100.pdf?81788B76AEAA939CBEAABDA9B7A95D99CAA7C3BD83676062C0A9BA | ENCLOSURE FOR EASYPACT 1P,2P,3P INDOOR TYPE | Wall mount enclosure combine with EasyPact Circuit Breaker suitable for Install and use in buildings. | Material housing | Plastic
| 15 | Electrical Distribution (LV) | Distribution Box and Enclosure | Enclosures | ENCLOSURE FOR EASYPACT 1P,2P,3P INDOOR TYPE | 2087073 | EZBOX100 | SCHNEIDER ELECTRIC | 1730 | https://pim-kvc.soneparsea.com:3443/PictureServer/default.aspx/schneider-ezbox100_large.jpg?81788B76AEAA939CBEAABDA9B7A95D99CAA7C3BD83676093BCA6C6ACB7659AA4B7 | https://pim-kvc.soneparsea.com:3443/PictureServer/default.aspx/schneider-ezbox100.pdf?81788B76AEAA939CBEAABDA9B7A95D99CAA7C3BD83676062C0A9BA | ENCLOSURE FOR EASYPACT 1P,2P,3P INDOOR TYPE | Wall mount enclosure combine with EasyPact Circuit Breaker suitable for Install and use in buildings. | With transparent cover | no
| 15 | Electrical Distribution (LV) | Distribution Box and Enclosure | Enclosures | ENCLOSURE FOR EASYPACT 1P,2P,3P INDOOR TYPE | 2087073 | EZBOX100 | SCHNEIDER ELECTRIC | 1730 | https://pim-kvc.soneparsea.com:3443/PictureServer/default.aspx/schneider-ezbox100_large.jpg?81788B76AEAA939CBEAABDA9B7A95D99CAA7C3BD83676093BCA6C6ACB7659AA4B7 | https://pim-kvc.soneparsea.com:3443/PictureServer/default.aspx/schneider-ezbox100.pdf?81788B76AEAA939CBEAABDA9B7A95D99CAA7C3BD83676062C0A9BA | ENCLOSURE FOR EASYPACT 1P,2P,3P INDOOR TYPE | Wall mount enclosure combine with EasyPact Circuit Breaker suitable for Install and use in buildings. | Suitable for emergency stop | no
| 15 | Electrical Distribution (LV) | Distribution Box and Enclosure | Enclosures | ENCLOSURE FOR EASYPACT 1P,2P,3P INDOOR TYPE | 2087073 | EZBOX100 | SCHNEIDER ELECTRIC | 1730 | https://pim-kvc.soneparsea.com:3443/PictureServer/default.aspx/schneider-ezbox100_large.jpg?81788B76AEAA939CBEAABDA9B7A95D99CAA7C3BD83676093BCA6C6ACB7659AA4B7 | https://pim-kvc.soneparsea.com:3443/PictureServer/default.aspx/schneider-ezbox100.pdf?81788B76AEAA939CBEAABDA9B7A95D99CAA7C3BD83676062C0A9BA | ENCLOSURE FOR EASYPACT 1P,2P,3P INDOOR TYPE | Wall mount enclosure combine with EasyPact Circuit Breaker suitable for Install and use in buildings. | Model | Surface mounting
| 16 | Electrical Distribution (LV) | Power Meter | Voltmeter | CAM VOLTMETER SWITCH 3L 45° 12 A SCREW MOUNTING | 2087333 | K1D024MLH | SCHNEIDER ELECTRIC | 1530 | https://pim-kvc.soneparsea.com:3443/PictureServer/default.aspx/schneider-K1D024MLH_Image1.jpg?A3889C9397807479A2A1C7A8BAA5959DB4AAC6729D6874648279A1919A9679A1B1ACB97680A1A09B | https://pim-kvc.soneparsea.com:3443/PictureServer/default.aspx/schneider-k1d-024mlh.pdf?81788B76AEAA939CBEAABDA9B7A95D9F81A98175846B9DA0B873C4A9B8 | CAM VOLTMETER SWITCH - 3L - 45° - 12 A - SCREW MOUNTING | Rotary cam switches from 10 to 150A. Modular switches with plastic and metal heads to meet most industrial applications | Measurement between phases possible | yes
| 16 | Electrical Distribution (LV) | Power Meter | Voltmeter | CAM VOLTMETER SWITCH 3L 45° 12 A SCREW MOUNTING | 2087333 | K1D024MLH | SCHNEIDER ELECTRIC | 1530 | https://pim-kvc.soneparsea.com:3443/PictureServer/default.aspx/schneider-K1D024MLH_Image1.jpg?A3889C9397807479A2A1C7A8BAA5959DB4AAC6729D6874648279A1919A9679A1B1ACB97680A1A09B | https://pim-kvc.soneparsea.com:3443/PictureServer/default.aspx/schneider-k1d-024mlh.pdf?81788B76AEAA939CBEAABDA9B7A95D9F81A98175846B9DA0B873C4A9B8 | CAM VOLTMETER SWITCH - 3L - 45° - 12 A - SCREW MOUNTING | Rotary cam switches from 10 to 150A. Modular switches with plastic and metal heads to meet most industrial applications | Measurement between phase and neutral conductor possible | no
| 16 | Electrical Distribution (LV) | Power Meter | Voltmeter | CAM VOLTMETER SWITCH 3L 45° 12 A SCREW MOUNTING | 2087333 | K1D024MLH | SCHNEIDER ELECTRIC | 1530 | https://pim-kvc.soneparsea.com:3443/PictureServer/default.aspx/schneider-K1D024MLH_Image1.jpg?A3889C9397807479A2A1C7A8BAA5959DB4AAC6729D6874648279A1919A9679A1B1ACB97680A1A09B | https://pim-kvc.soneparsea.com:3443/PictureServer/default.aspx/schneider-k1d-024mlh.pdf?81788B76AEAA939CBEAABDA9B7A95D9F81A98175846B9DA0B873C4A9B8 | CAM VOLTMETER SWITCH - 3L - 45° - 12 A - SCREW MOUNTING | Rotary cam switches from 10 to 150A. Modular switches with plastic and metal heads to meet most industrial applications | With zero (off) position | yes
| 16 | Electrical Distribution (LV) | Power Meter | Voltmeter | CAM VOLTMETER SWITCH 3L 45° 12 A SCREW MOUNTING | 2087333 | K1D024MLH | SCHNEIDER ELECTRIC | 1530 | https://pim-kvc.soneparsea.com:3443/PictureServer/default.aspx/schneider-K1D024MLH_Image1.jpg?A3889C9397807479A2A1C7A8BAA5959DB4AAC6729D6874648279A1919A9679A1B1ACB97680A1A09B | https://pim-kvc.soneparsea.com:3443/PictureServer/default.aspx/schneider-k1d-024mlh.pdf?81788B76AEAA939CBEAABDA9B7A95D9F81A98175846B9DA0B873C4A9B8 | CAM VOLTMETER SWITCH - 3L - 45° - 12 A - SCREW MOUNTING | Rotary cam switches from 10 to 150A. Modular switches with plastic and metal heads to meet most industrial applications | Device construction | Front installation
| 16 | Electrical Distribution (LV) | Power Meter | Voltmeter | CAM VOLTMETER SWITCH 3L 45° 12 A SCREW MOUNTING | 2087333 | K1D024MLH | SCHNEIDER ELECTRIC | 1530 | https://pim-kvc.soneparsea.com:3443/PictureServer/default.aspx/schneider-K1D024MLH_Image1.jpg?A3889C9397807479A2A1C7A8BAA5959DB4AAC6729D6874648279A1919A9679A1B1ACB97680A1A09B | https://pim-kvc.soneparsea.com:3443/PictureServer/default.aspx/schneider-k1d-024mlh.pdf?81788B76AEAA939CBEAABDA9B7A95D9F81A98175846B9DA0B873C4A9B8 | CAM VOLTMETER SWITCH - 3L - 45° - 12 A - SCREW MOUNTING | Rotary cam switches from 10 to 150A. Modular switches with plastic and metal heads to meet most industrial applications | Modular version | no
| 16 | Electrical Distribution (LV) | Power Meter | Voltmeter | CAM VOLTMETER SWITCH 3L 45° 12 A SCREW MOUNTING | 2087333 | K1D024MLH | SCHNEIDER ELECTRIC | 1530 | https://pim-kvc.soneparsea.com:3443/PictureServer/default.aspx/schneider-K1D024MLH_Image1.jpg?A3889C9397807479A2A1C7A8BAA5959DB4AAC6729D6874648279A1919A9679A1B1ACB97680A1A09B | https://pim-kvc.soneparsea.com:3443/PictureServer/default.aspx/schneider-k1d-024mlh.pdf?81788B76AEAA939CBEAABDA9B7A95D9F81A98175846B9DA0B873C4A9B8 | CAM VOLTMETER SWITCH - 3L - 45° - 12 A - SCREW MOUNTING | Rotary cam switches from 10 to 150A. Modular switches with plastic and metal heads to meet most industrial applications | With control element | yes
| 16 | Electrical Distribution (LV) | Power Meter | Voltmeter | CAM VOLTMETER SWITCH 3L 45° 12 A SCREW MOUNTING | 2087333 | K1D024MLH | SCHNEIDER ELECTRIC | 1530 | https://pim-kvc.soneparsea.com:3443/PictureServer/default.aspx/schneider-K1D024MLH_Image1.jpg?A3889C9397807479A2A1C7A8BAA5959DB4AAC6729D6874648279A1919A9679A1B1ACB97680A1A09B | https://pim-kvc.soneparsea.com:3443/PictureServer/default.aspx/schneider-k1d-024mlh.pdf?81788B76AEAA939CBEAABDA9B7A95D9F81A98175846B9DA0B873C4A9B8 | CAM VOLTMETER SWITCH - 3L - 45° - 12 A - SCREW MOUNTING | Rotary cam switches from 10 to 150A. Modular switches with plastic and metal heads to meet most industrial applications | Degree of protection (IP) | IP40
| 17 | Electrical Distribution (LV) | Distribution Box and Enclosure | Load Centers | CLASSIC L/C 3P 4W+G BAR 100A MAIN CB 12CCT WITH: | 2088370 | QO3-100EZ12G/SN | SCHNEIDER ELECTRIC | 10300 | https://pim-kvc.soneparsea.com:3443/PictureServer/default.aspx/schneider-qo3100ez12gsn_large.jpg?81788B76AEAA939CBEAABDA9B7A95DA5BF788575829CAA6582ACC7B3B1A391A6B7AA82AFC29E | https://pim-kvc.soneparsea.com:3443/PictureServer/default.aspx/schneider-qo3-100ez12gsn.pdf?81788B76AEAA939CBEAABDA9B7A95DA5BF788176826795AE8177BBB8C065A098B6 | CLASSIC L/C 3P 4W+G BAR 100A MAIN CB 12CCT WITH: | This product are Industry leading offer since 1955 with features engineered for faster installation, reliability and quality. Contractors installing QO know it’s the World’s Finest! | Number of phases | 3
| 17 | Electrical Distribution (LV) | Distribution Box and Enclosure | Load Centers | CLASSIC L/C 3P 4W+G BAR 100A MAIN CB 12CCT WITH: | 2088370 | QO3-100EZ12G/SN | SCHNEIDER ELECTRIC | 10300 | https://pim-kvc.soneparsea.com:3443/PictureServer/default.aspx/schneider-qo3100ez12gsn_large.jpg?81788B76AEAA939CBEAABDA9B7A95DA5BF788575829CAA6582ACC7B3B1A391A6B7AA82AFC29E | https://pim-kvc.soneparsea.com:3443/PictureServer/default.aspx/schneider-qo3-100ez12gsn.pdf?81788B76AEAA939CBEAABDA9B7A95DA5BF788176826795AE8177BBB8C065A098B6 | CLASSIC L/C 3P 4W+G BAR 100A MAIN CB 12CCT WITH: | This product are Industry leading offer since 1955 with features engineered for faster installation, reliability and quality. Contractors installing QO know it’s the World’s Finest! | Extension possible | no
| 17 | Electrical Distribution (LV) | Distribution Box and Enclosure | Load Centers | CLASSIC L/C 3P 4W+G BAR 100A MAIN CB 12CCT WITH: | 2088370 | QO3-100EZ12G/SN | SCHNEIDER ELECTRIC | 10300 | https://pim-kvc.soneparsea.com:3443/PictureServer/default.aspx/schneider-qo3100ez12gsn_large.jpg?81788B76AEAA939CBEAABDA9B7A95DA5BF788575829CAA6582ACC7B3B1A391A6B7AA82AFC29E | https://pim-kvc.soneparsea.com:3443/PictureServer/default.aspx/schneider-qo3-100ez12gsn.pdf?81788B76AEAA939CBEAABDA9B7A95DA5BF788176826795AE8177BBB8C065A098B6 | CLASSIC L/C 3P 4W+G BAR 100A MAIN CB 12CCT WITH: | This product are Industry leading offer since 1955 with features engineered for faster installation, reliability and quality. Contractors installing QO know it’s the World’s Finest! | With transparent cover | no
| 18 | Electrical Distribution (LV) | Distribution Box and Enclosure | Load Centers | CLASSIC L/C 3P 4W+G BAR 100A MAIN CB 18CCT WITH: | 2088371 | QO3-100EZ18G/SN | SCHNEIDER ELECTRIC | 12200 | https://pim-kvc.soneparsea.com:3443/PictureServer/default.aspx/schneider-qo3100ez18gsn_large.jpg?81788B76AEAA939CBEAABDA9B7A95DA5BF788575829CAA6588ACC7B3B1A391A6B7AA82AFC29E | https://pim-kvc.soneparsea.com:3443/PictureServer/default.aspx/schneider-qo3-100ez18gsn.pdf?81788B76AEAA939CBEAABDA9B7A95DA5BF788176826795AE817DBBB8C065A098B6 | CLASSIC L/C 3P 4W+G BAR 100A MAIN CB 18CCT WITH: | This product are Industry leading offer since 1955 with features engineered for faster installation, reliability and quality. Contractors installing QO know it’s the World’s Finest! | Number of phases | 3
| 18 | Electrical Distribution (LV) | Distribution Box and Enclosure | Load Centers | CLASSIC L/C 3P 4W+G BAR 100A MAIN CB 18CCT WITH: | 2088371 | QO3-100EZ18G/SN | SCHNEIDER ELECTRIC | 12200 | https://pim-kvc.soneparsea.com:3443/PictureServer/default.aspx/schneider-qo3100ez18gsn_large.jpg?81788B76AEAA939CBEAABDA9B7A95DA5BF788575829CAA6588ACC7B3B1A391A6B7AA82AFC29E | https://pim-kvc.soneparsea.com:3443/PictureServer/default.aspx/schneider-qo3-100ez18gsn.pdf?81788B76AEAA939CBEAABDA9B7A95DA5BF788176826795AE817DBBB8C065A098B6 | CLASSIC L/C 3P 4W+G BAR 100A MAIN CB 18CCT WITH: | This product are Industry leading offer since 1955 with features engineered for faster installation, reliability and quality. Contractors installing QO know it’s the World’s Finest! | Extension possible | no
| 18 | Electrical Distribution (LV) | Distribution Box and Enclosure | Load Centers | CLASSIC L/C 3P 4W+G BAR 100A MAIN CB 18CCT WITH: | 2088371 | QO3-100EZ18G/SN | SCHNEIDER ELECTRIC | 12200 | https://pim-kvc.soneparsea.com:3443/PictureServer/default.aspx/schneider-qo3100ez18gsn_large.jpg?81788B76AEAA939CBEAABDA9B7A95DA5BF788575829CAA6588ACC7B3B1A391A6B7AA82AFC29E | https://pim-kvc.soneparsea.com:3443/PictureServer/default.aspx/schneider-qo3-100ez18gsn.pdf?81788B76AEAA939CBEAABDA9B7A95DA5BF788176826795AE817DBBB8C065A098B6 | CLASSIC L/C 3P 4W+G BAR 100A MAIN CB 18CCT WITH: | This product are Industry leading offer since 1955 with features engineered for faster installation, reliability and quality. Contractors installing QO know it’s the World’s Finest! | With transparent cover | no
| 19 | Electrical Distribution (LV) | Distribution Box and Enclosure | Load Centers | CLASSIC L/C 3P 4W+G BAR 100A MAIN CB 24CCT WITH: | 2088372 | QO3-100EZ24G/SN | SCHNEIDER ELECTRIC | 13100 | https://pim-kvc.soneparsea.com:3443/PictureServer/default.aspx/schneider-qo3100ez24gsn_large.jpg?81788B76AEAA939CBEAABDA9B7A95DA5BF788575829CAA6684ACC7B3B1A391A6B7AA82AFC29E | https://pim-kvc.soneparsea.com:3443/PictureServer/default.aspx/schneider-qo3-100ez24gsn.pdf?81788B76AEAA939CBEAABDA9B7A95DA5BF788176826795AE8279BBB8C065A098B6 | CLASSIC L/C 3P 4W+G BAR 100A MAIN CB 24CCT WITH: | This product are Industry leading offer since 1955 with features engineered for faster installation, reliability and quality. Contractors installing QO know it’s the World’s Finest! | Number of phases | 3
| 19 | Electrical Distribution (LV) | Distribution Box and Enclosure | Load Centers | CLASSIC L/C 3P 4W+G BAR 100A MAIN CB 24CCT WITH: | 2088372 | QO3-100EZ24G/SN | SCHNEIDER ELECTRIC | 13100 | https://pim-kvc.soneparsea.com:3443/PictureServer/default.aspx/schneider-qo3100ez24gsn_large.jpg?81788B76AEAA939CBEAABDA9B7A95DA5BF788575829CAA6684ACC7B3B1A391A6B7AA82AFC29E | https://pim-kvc.soneparsea.com:3443/PictureServer/default.aspx/schneider-qo3-100ez24gsn.pdf?81788B76AEAA939CBEAABDA9B7A95DA5BF788176826795AE8279BBB8C065A098B6 | CLASSIC L/C 3P 4W+G BAR 100A MAIN CB 24CCT WITH: | This product are Industry leading offer since 1955 with features engineered for faster installation, reliability and quality. Contractors installing QO know it’s the World’s Finest! | Extension possible | no
| 19 | Electrical Distribution (LV) | Distribution Box and Enclosure | Load Centers | CLASSIC L/C 3P 4W+G BAR 100A MAIN CB 24CCT WITH: | 2088372 | QO3-100EZ24G/SN | SCHNEIDER ELECTRIC | 13100 | https://pim-kvc.soneparsea.com:3443/PictureServer/default.aspx/schneider-qo3100ez24gsn_large.jpg?81788B76AEAA939CBEAABDA9B7A95DA5BF788575829CAA6684ACC7B3B1A391A6B7AA82AFC29E | https://pim-kvc.soneparsea.com:3443/PictureServer/default.aspx/schneider-qo3-100ez24gsn.pdf?81788B76AEAA939CBEAABDA9B7A95DA5BF788176826795AE8279BBB8C065A098B6 | CLASSIC L/C 3P 4W+G BAR 100A MAIN CB 24CCT WITH: | This product are Industry leading offer since 1955 with features engineered for faster installation, reliability and quality. Contractors installing QO know it’s the World’s Finest! | With transparent cover | no
| 20 | Electrical Distribution (LV) | Distribution Box and Enclosure | Load Centers | CLASSIC L/C 3P 4W+G BAR 100A MAIN CB 30CCT WITH: | 2088373 | QO3-100EZ30G/SN | SCHNEIDER ELECTRIC | 14200 | https://pim-kvc.soneparsea.com:3443/PictureServer/default.aspx/schneider-qo3100ez30gsn_large.jpg?81788B76AEAA939CBEAABDA9B7A95DA5BF788575829CAA6780ACC7B3B1A391A6B7AA82AFC29E | https://pim-kvc.soneparsea.com:3443/PictureServer/default.aspx/schneider-qo3-100ez30gsn.pdf?81788B76AEAA939CBEAABDA9B7A95DA5BF788176826795AE8375BBB8C065A098B6 | CLASSIC L/C 3P 4W+G BAR 100A MAIN CB 30CCT WITH: | This product are Industry leading offer since 1955 with features engineered for faster installation, reliability and quality. Contractors installing QO know it’s the World’s Finest! | Number of phases | 3
| 20 | Electrical Distribution (LV) | Distribution Box and Enclosure | Load Centers | CLASSIC L/C 3P 4W+G BAR 100A MAIN CB 30CCT WITH: | 2088373 | QO3-100EZ30G/SN | SCHNEIDER ELECTRIC | 14200 | https://pim-kvc.soneparsea.com:3443/PictureServer/default.aspx/schneider-qo3100ez30gsn_large.jpg?81788B76AEAA939CBEAABDA9B7A95DA5BF788575829CAA6780ACC7B3B1A391A6B7AA82AFC29E | https://pim-kvc.soneparsea.com:3443/PictureServer/default.aspx/schneider-qo3-100ez30gsn.pdf?81788B76AEAA939CBEAABDA9B7A95DA5BF788176826795AE8375BBB8C065A098B6 | CLASSIC L/C 3P 4W+G BAR 100A MAIN CB 30CCT WITH: | This product are Industry leading offer since 1955 with features engineered for faster installation, reliability and quality. Contractors installing QO know it’s the World’s Finest! | Extension possible | no
| 20 | Electrical Distribution (LV) | Distribution Box and Enclosure | Load Centers | CLASSIC L/C 3P 4W+G BAR 100A MAIN CB 30CCT WITH: | 2088373 | QO3-100EZ30G/SN | SCHNEIDER ELECTRIC | 14200 | https://pim-kvc.soneparsea.com:3443/PictureServer/default.aspx/schneider-qo3100ez30gsn_large.jpg?81788B76AEAA939CBEAABDA9B7A95DA5BF788575829CAA6780ACC7B3B1A391A6B7AA82AFC29E | https://pim-kvc.soneparsea.com:3443/PictureServer/default.aspx/schneider-qo3-100ez30gsn.pdf?81788B76AEAA939CBEAABDA9B7A95DA5BF788176826795AE8375BBB8C065A098B6 | CLASSIC L/C 3P 4W+G BAR 100A MAIN CB 30CCT WITH: | This product are Industry leading offer since 1955 with features engineered for faster installation, reliability and quality. Contractors installing QO know it’s the World’s Finest! | With transparent cover | no
| 21 | Electrical Distribution (LV) | Distribution Box and Enclosure | Load Centers | CLASSIC L/C 3P 4W+G BAR 100A MAIN CB 36CCT WITH: | 2088374 | QO3-100EZ36G/SN | SCHNEIDER ELECTRIC | 16000 | https://pim-kvc.soneparsea.com:3443/PictureServer/default.aspx/schneider-qo3100ez36gsn_large.jpg?81788B76AEAA939CBEAABDA9B7A95DA5BF788575829CAA6786ACC7B3B1A391A6B7AA82AFC29E | https://pim-kvc.soneparsea.com:3443/PictureServer/default.aspx/schneider-qo3-100ez36gsn.pdf?81788B76AEAA939CBEAABDA9B7A95DA5BF788176826795AE837BBBB8C065A098B6 | CLASSIC L/C 3P 4W+G BAR 100A MAIN CB 36CCT WITH: | This product are Industry leading offer since 1955 with features engineered for faster installation, reliability and quality. Contractors installing QO know it’s the World’s Finest! | Number of phases | 3
| 21 | Electrical Distribution (LV) | Distribution Box and Enclosure | Load Centers | CLASSIC L/C 3P 4W+G BAR 100A MAIN CB 36CCT WITH: | 2088374 | QO3-100EZ36G/SN | SCHNEIDER ELECTRIC | 16000 | https://pim-kvc.soneparsea.com:3443/PictureServer/default.aspx/schneider-qo3100ez36gsn_large.jpg?81788B76AEAA939CBEAABDA9B7A95DA5BF788575829CAA6786ACC7B3B1A391A6B7AA82AFC29E | https://pim-kvc.soneparsea.com:3443/PictureServer/default.aspx/schneider-qo3-100ez36gsn.pdf?81788B76AEAA939CBEAABDA9B7A95DA5BF788176826795AE837BBBB8C065A098B6 | CLASSIC L/C 3P 4W+G BAR 100A MAIN CB 36CCT WITH: | This product are Industry leading offer since 1955 with features engineered for faster installation, reliability and quality. Contractors installing QO know it’s the World’s Finest! | Extension possible | no
| 21 | Electrical Distribution (LV) | Distribution Box and Enclosure | Load Centers | CLASSIC L/C 3P 4W+G BAR 100A MAIN CB 36CCT WITH: | 2088374 | QO3-100EZ36G/SN | SCHNEIDER ELECTRIC | 16000 | https://pim-kvc.soneparsea.com:3443/PictureServer/default.aspx/schneider-qo3100ez36gsn_large.jpg?81788B76AEAA939CBEAABDA9B7A95DA5BF788575829CAA6786ACC7B3B1A391A6B7AA82AFC29E | https://pim-kvc.soneparsea.com:3443/PictureServer/default.aspx/schneider-qo3-100ez36gsn.pdf?81788B76AEAA939CBEAABDA9B7A95DA5BF788176826795AE837BBBB8C065A098B6 | CLASSIC L/C 3P 4W+G BAR 100A MAIN CB 36CCT WITH: | This product are Industry leading offer since 1955 with features engineered for faster installation, reliability and quality. Contractors installing QO know it’s the World’s Finest! | With transparent cover | no
| 22 | Electrical Distribution (LV) | Distribution Box and Enclosure | Load Centers | CLASSIC L/C 3P 4W+G BAR 100A MAIN CB 42CCT WITH: | 2088375 | QO3-100EZ42G/SN | SCHNEIDER ELECTRIC | 17300 | https://pim-kvc.soneparsea.com:3443/PictureServer/default.aspx/schneider-qo3100ez42gsn_large.jpg?81788B76AEAA939CBEAABDA9B7A95DA5BF788575829CAA6882ACC7B3B1A391A6B7AA82AFC29E | https://pim-kvc.soneparsea.com:3443/PictureServer/default.aspx/schneider-qo3-100ez42gsn.pdf?81788B76AEAA939CBEAABDA9B7A95DA5BF788176826795AE8477BBB8C065A098B6 | CLASSIC L/C 3P 4W+G BAR 100A MAIN CB 42CCT WITH: | This product are Industry leading offer since 1955 with features engineered for faster installation, reliability and quality. Contractors installing QO know it’s the World’s Finest! | Number of phases | 3
| 22 | Electrical Distribution (LV) | Distribution Box and Enclosure | Load Centers | CLASSIC L/C 3P 4W+G BAR 100A MAIN CB 42CCT WITH: | 2088375 | QO3-100EZ42G/SN | SCHNEIDER ELECTRIC | 17300 | https://pim-kvc.soneparsea.com:3443/PictureServer/default.aspx/schneider-qo3100ez42gsn_large.jpg?81788B76AEAA939CBEAABDA9B7A95DA5BF788575829CAA6882ACC7B3B1A391A6B7AA82AFC29E | https://pim-kvc.soneparsea.com:3443/PictureServer/default.aspx/schneider-qo3-100ez42gsn.pdf?81788B76AEAA939CBEAABDA9B7A95DA5BF788176826795AE8477BBB8C065A098B6 | CLASSIC L/C 3P 4W+G BAR 100A MAIN CB 42CCT WITH: | This product are Industry leading offer since 1955 with features engineered for faster installation, reliability and quality. Contractors installing QO know it’s the World’s Finest! | Extension possible | no
| 22 | Electrical Distribution (LV) | Distribution Box and Enclosure | Load Centers | CLASSIC L/C 3P 4W+G BAR 100A MAIN CB 42CCT WITH: | 2088375 | QO3-100EZ42G/SN | SCHNEIDER ELECTRIC | 17300 | https://pim-kvc.soneparsea.com:3443/PictureServer/default.aspx/schneider-qo3100ez42gsn_large.jpg?81788B76AEAA939CBEAABDA9B7A95DA5BF788575829CAA6882ACC7B3B1A391A6B7AA82AFC29E | https://pim-kvc.soneparsea.com:3443/PictureServer/default.aspx/schneider-qo3-100ez42gsn.pdf?81788B76AEAA939CBEAABDA9B7A95DA5BF788176826795AE8477BBB8C065A098B6 | CLASSIC L/C 3P 4W+G BAR 100A MAIN CB 42CCT WITH: | This product are Industry leading offer since 1955 with features engineered for faster installation, reliability and quality. Contractors installing QO know it’s the World’s Finest! | With transparent cover | no
| 23 | Electrical Distribution (LV) | Distribution Box and Enclosure | Load Centers | CLASSIC L/C 3P 4W+G MAIN LUG ONLY 100A 12CCT | 2088376 | QO3-100L12G/SN | SCHNEIDER ELECTRIC | 7680 | https://pim-kvc.soneparsea.com:3443/PictureServer/default.aspx/schneider-qo3100l12gsn_large.jpg?81788B76AEAA939CBEAABDA9B7A95DA5BF78857582A36166B7B8C2A4BE98A29BB573BEB5B9 | https://pim-kvc.soneparsea.com:3443/PictureServer/default.aspx/schneider-qo3-100l12gsn.pdf?81788B76AEAA939CBEAABDA9B7A95DA5BF78817682679C6582ACC7B380A7949A | CLASSIC L/C 3P 4W+G MAIN LUG ONLY 100A 12CCT | This product are Industry leading offer since 1955 with features engineered for faster installation, reliability and quality. Contractors installing QO know it’s the World’s Finest! | Transparent cover/door | no
| 23 | Electrical Distribution (LV) | Distribution Box and Enclosure | Load Centers | CLASSIC L/C 3P 4W+G MAIN LUG ONLY 100A 12CCT | 2088376 | QO3-100L12G/SN | SCHNEIDER ELECTRIC | 7680 | https://pim-kvc.soneparsea.com:3443/PictureServer/default.aspx/schneider-qo3100l12gsn_large.jpg?81788B76AEAA939CBEAABDA9B7A95DA5BF78857582A36166B7B8C2A4BE98A29BB573BEB5B9 | https://pim-kvc.soneparsea.com:3443/PictureServer/default.aspx/schneider-qo3-100l12gsn.pdf?81788B76AEAA939CBEAABDA9B7A95DA5BF78817682679C6582ACC7B380A7949A | CLASSIC L/C 3P 4W+G MAIN LUG ONLY 100A 12CCT | This product are Industry leading offer since 1955 with features engineered for faster installation, reliability and quality. Contractors installing QO know it’s the World’s Finest! | Extension possible | no
| 24 | Electrical Distribution (LV) | Distribution Box and Enclosure | Load Centers | CLASSIC L/C 3P 4W+G MAIN LUG ONLY 100A 18CCT | 2088377 | QO3-100L18G/SN | SCHNEIDER ELECTRIC | 8520 | https://pim-kvc.soneparsea.com:3443/PictureServer/default.aspx/schneider-qo3100l18gsn_large.jpg?81788B76AEAA939CBEAABDA9B7A95DA5BF78857582A3616CB7B8C2A4BE98A29BB573BEB5B9 | https://pim-kvc.soneparsea.com:3443/PictureServer/default.aspx/schneider-qo3-100l18gsn.pdf?81788B76AEAA939CBEAABDA9B7A95DA5BF78817682679C6588ACC7B380A7949A | CLASSIC L/C 3P 4W+G MAIN LUG ONLY 100A 18CCT | This product are Industry leading offer since 1955 with features engineered for faster installation, reliability and quality. Contractors installing QO know it’s the World’s Finest! | Transparent cover/door | no
| 24 | Electrical Distribution (LV) | Distribution Box and Enclosure | Load Centers | CLASSIC L/C 3P 4W+G MAIN LUG ONLY 100A 18CCT | 2088377 | QO3-100L18G/SN | SCHNEIDER ELECTRIC | 8520 | https://pim-kvc.soneparsea.com:3443/PictureServer/default.aspx/schneider-qo3100l18gsn_large.jpg?81788B76AEAA939CBEAABDA9B7A95DA5BF78857582A3616CB7B8C2A4BE98A29BB573BEB5B9 | https://pim-kvc.soneparsea.com:3443/PictureServer/default.aspx/schneider-qo3-100l18gsn.pdf?81788B76AEAA939CBEAABDA9B7A95DA5BF78817682679C6588ACC7B380A7949A | CLASSIC L/C 3P 4W+G MAIN LUG ONLY 100A 18CCT | This product are Industry leading offer since 1955 with features engineered for faster installation, reliability and quality. Contractors installing QO know it’s the World’s Finest! | Extension possible | no
| 25 | Electrical Distribution (LV) | Distribution Box and Enclosure | Load Centers | CLASSIC L/C 3P 4W+G MAIN LUG ONLY 100A 24CCT | 2088378 | QO3-100L24G/SN | SCHNEIDER ELECTRIC | 10700 | https://pim-kvc.soneparsea.com:3443/PictureServer/default.aspx/schneider-qo3100l24gsn_large.jpg?81788B76AEAA939CBEAABDA9B7A95DA5BF78857582A36268B7B8C2A4BE98A29BB573BEB5B9 | https://pim-kvc.soneparsea.com:3443/PictureServer/default.aspx/schneider-qo3-100l24gsn.pdf?81788B76AEAA939CBEAABDA9B7A95DA5BF78817682679C6684ACC7B380A7949A | CLASSIC L/C 3P 4W+G MAIN LUG ONLY 100A 24CCT | This product are Industry leading offer since 1955 with features engineered for faster installation, reliability and quality. Contractors installing QO know it’s the World’s Finest! | Transparent cover/door | no
| 25 | Electrical Distribution (LV) | Distribution Box and Enclosure | Load Centers | CLASSIC L/C 3P 4W+G MAIN LUG ONLY 100A 24CCT | 2088378 | QO3-100L24G/SN | SCHNEIDER ELECTRIC | 10700 | https://pim-kvc.soneparsea.com:3443/PictureServer/default.aspx/schneider-qo3100l24gsn_large.jpg?81788B76AEAA939CBEAABDA9B7A95DA5BF78857582A36268B7B8C2A4BE98A29BB573BEB5B9 | https://pim-kvc.soneparsea.com:3443/PictureServer/default.aspx/schneider-qo3-100l24gsn.pdf?81788B76AEAA939CBEAABDA9B7A95DA5BF78817682679C6684ACC7B380A7949A | CLASSIC L/C 3P 4W+G MAIN LUG ONLY 100A 24CCT | This product are Industry leading offer since 1955 with features engineered for faster installation, reliability and quality. Contractors installing QO know it’s the World’s Finest! | Extension possible | no
| 26 | Electrical Distribution (LV) | Distribution Box and Enclosure | Load Centers | CLASSIC L/C 3P 4W+G MAIN LUG ONLY 100A 30CCT | 2088379 | QO3-100L30G/SN | SCHNEIDER ELECTRIC | 11000 | https://pim-kvc.soneparsea.com:3443/PictureServer/default.aspx/schneider-qo3100l30gsn_large.jpg?81788B76AEAA939CBEAABDA9B7A95DA5BF78857582A36364B7B8C2A4BE98A29BB573BEB5B9 | https://pim-kvc.soneparsea.com:3443/PictureServer/default.aspx/schneider-qo3-100l30gsn.pdf?81788B76AEAA939CBEAABDA9B7A95DA5BF78817682679C6780ACC7B380A7949A | CLASSIC L/C 3P 4W+G MAIN LUG ONLY 100A 30CCT | This product are Industry leading offer since 1955 with features engineered for faster installation, reliability and quality. Contractors installing QO know it’s the World’s Finest! | Transparent cover/door | no
| 26 | Electrical Distribution (LV) | Distribution Box and Enclosure | Load Centers | CLASSIC L/C 3P 4W+G MAIN LUG ONLY 100A 30CCT | 2088379 | QO3-100L30G/SN | SCHNEIDER ELECTRIC | 11000 | https://pim-kvc.soneparsea.com:3443/PictureServer/default.aspx/schneider-qo3100l30gsn_large.jpg?81788B76AEAA939CBEAABDA9B7A95DA5BF78857582A36364B7B8C2A4BE98A29BB573BEB5B9 | https://pim-kvc.soneparsea.com:3443/PictureServer/default.aspx/schneider-qo3-100l30gsn.pdf?81788B76AEAA939CBEAABDA9B7A95DA5BF78817682679C6780ACC7B380A7949A | CLASSIC L/C 3P 4W+G MAIN LUG ONLY 100A 30CCT | This product are Industry leading offer since 1955 with features engineered for faster installation, reliability and quality. Contractors installing QO know it’s the World’s Finest! | Extension possible | no
| 27 | Electrical Distribution (LV) | Distribution Box and Enclosure | Load Centers | CLASSIC L/C 3P 4W+G MAIN LUG ONLY 100A 36CCT | 2088380 | QO3-100L36G/SN | SCHNEIDER ELECTRIC | 12000 | https://pim-kvc.soneparsea.com:3443/PictureServer/default.aspx/schneider-qo3100l36gsn_large.jpg?81788B76AEAA939CBEAABDA9B7A95DA5BF78857582A3636AB7B8C2A4BE98A29BB573BEB5B9 | https://pim-kvc.soneparsea.com:3443/PictureServer/default.aspx/schneider-qo3-100l36gsn.pdf?81788B76AEAA939CBEAABDA9B7A95DA5BF78817682679C6786ACC7B380A7949A | CLASSIC L/C 3P 4W+G MAIN LUG ONLY 100A 36CCT | This product are Industry leading offer since 1955 with features engineered for faster installation, reliability and quality. Contractors installing QO know it’s the World’s Finest! | Transparent cover/door | no
| 27 | Electrical Distribution (LV) | Distribution Box and Enclosure | Load Centers | CLASSIC L/C 3P 4W+G MAIN LUG ONLY 100A 36CCT | 2088380 | QO3-100L36G/SN | SCHNEIDER ELECTRIC | 12000 | https://pim-kvc.soneparsea.com:3443/PictureServer/default.aspx/schneider-qo3100l36gsn_large.jpg?81788B76AEAA939CBEAABDA9B7A95DA5BF78857582A3636AB7B8C2A4BE98A29BB573BEB5B9 | https://pim-kvc.soneparsea.com:3443/PictureServer/default.aspx/schneider-qo3-100l36gsn.pdf?81788B76AEAA939CBEAABDA9B7A95DA5BF78817682679C6786ACC7B380A7949A | CLASSIC L/C 3P 4W+G MAIN LUG ONLY 100A 36CCT | This product are Industry leading offer since 1955 with features engineered for faster installation, reliability and quality. Contractors installing QO know it’s the World’s Finest! | Extension possible | no
| 28 | Electrical Distribution (LV) | Distribution Box and Enclosure | Load Centers | CLASSIC L/C 3P 4W+G MAIN LUG ONLY 100A 42CCT | 2088381 | QO3-100L42G/SN | SCHNEIDER ELECTRIC | 14200 | https://pim-kvc.soneparsea.com:3443/PictureServer/default.aspx/schneider-qo3100l42gsn_large.jpg?81788B76AEAA939CBEAABDA9B7A95DA5BF78857582A36466B7B8C2A4BE98A29BB573BEB5B9 | https://pim-kvc.soneparsea.com:3443/PictureServer/default.aspx/schneider-qo3100l42gsn.pdf?81788B76AEAA939CBEAABDA9B7A95DA5BF78857582A36466B7B8C273C29B96 | CLASSIC L/C 3P 4W+G MAIN LUG ONLY 100A 42CCT | This product are Industry leading offer since 1955 with features engineered for faster installation, reliability and quality. Contractors installing QO know it’s the World’s Finest! | Transparent cover/door | no
| 28 | Electrical Distribution (LV) | Distribution Box and Enclosure | Load Centers | CLASSIC L/C 3P 4W+G MAIN LUG ONLY 100A 42CCT | 2088381 | QO3-100L42G/SN | SCHNEIDER ELECTRIC | 14200 | https://pim-kvc.soneparsea.com:3443/PictureServer/default.aspx/schneider-qo3100l42gsn_large.jpg?81788B76AEAA939CBEAABDA9B7A95DA5BF78857582A36466B7B8C2A4BE98A29BB573BEB5B9 | https://pim-kvc.soneparsea.com:3443/PictureServer/default.aspx/schneider-qo3100l42gsn.pdf?81788B76AEAA939CBEAABDA9B7A95DA5BF78857582A36466B7B8C273C29B96 | CLASSIC L/C 3P 4W+G MAIN LUG ONLY 100A 42CCT | This product are Industry leading offer since 1955 with features engineered for faster installation, reliability and quality. Contractors installing QO know it’s the World’s Finest! | Extension possible | no
| 29 | Electrical Distribution (LV) | Distribution Box and Enclosure | Load Centers | CLASSIC L/C, EASYPACT 3P 4W+G BAR 250A MAIN CB 12CCT WITH: | 2088388 | QO3-250EZ12G/SN | SCHNEIDER ELECTRIC | 17600 | https://pim-kvc.soneparsea.com:3443/PictureServer/default.aspx/schneider-QO3-250EZ12G-SN_Image1.JPG?A3889C9397807479A2A1C7A8BAA5959DB4AAC672A3866361827A848AAC68627B7D98A2A49BA4919BB576828FA27E | https://pim-kvc.soneparsea.com:3443/PictureServer/default.aspx/schneider-QO3-250EZ12G-SN.pdf?81788B76AEAA939CBEAABDA9B7A95D859F7881778767758E81779B72A5855EA4B4AB | CLASSIC L/C, EASYPACT 3P 4W+G BAR 250A MAIN CB 12CCT WITH: | Square D Load Center busbar system eliminate wiring inside the enclosure are specifically designed for accepting Square D QO breakers. The busbar system is tested by ASTA to a system rating of 25kA and incoporate a high standard of safety and quality. Square D Load Center is compliant with IEC 60439, BS5486, Part 12 and TIS 1436-2540. Plug-on circuit breaker provide positive connection to the busbar in one click operation.They accept 1, 2 and 3 poles circuit breaker plug on type (QO range) and RCD. It is a Phase-Sequence type busbar design. | Number of poles main switch | 12
| 29 | Electrical Distribution (LV) | Distribution Box and Enclosure | Load Centers | CLASSIC L/C, EASYPACT 3P 4W+G BAR 250A MAIN CB 12CCT WITH: | 2088388 | QO3-250EZ12G/SN | SCHNEIDER ELECTRIC | 17600 | https://pim-kvc.soneparsea.com:3443/PictureServer/default.aspx/schneider-QO3-250EZ12G-SN_Image1.JPG?A3889C9397807479A2A1C7A8BAA5959DB4AAC672A3866361827A848AAC68627B7D98A2A49BA4919BB576828FA27E | https://pim-kvc.soneparsea.com:3443/PictureServer/default.aspx/schneider-QO3-250EZ12G-SN.pdf?81788B76AEAA939CBEAABDA9B7A95D859F7881778767758E81779B72A5855EA4B4AB | CLASSIC L/C, EASYPACT 3P 4W+G BAR 250A MAIN CB 12CCT WITH: | Square D Load Center busbar system eliminate wiring inside the enclosure are specifically designed for accepting Square D QO breakers. The busbar system is tested by ASTA to a system rating of 25kA and incoporate a high standard of safety and quality. Square D Load Center is compliant with IEC 60439, BS5486, Part 12 and TIS 1436-2540. Plug-on circuit breaker provide positive connection to the busbar in one click operation.They accept 1, 2 and 3 poles circuit breaker plug on type (QO range) and RCD. It is a Phase-Sequence type busbar design. | Main switch rated current | 250A
| 29 | Electrical Distribution (LV) | Distribution Box and Enclosure | Load Centers | CLASSIC L/C, EASYPACT 3P 4W+G BAR 250A MAIN CB 12CCT WITH: | 2088388 | QO3-250EZ12G/SN | SCHNEIDER ELECTRIC | 17600 | https://pim-kvc.soneparsea.com:3443/PictureServer/default.aspx/schneider-QO3-250EZ12G-SN_Image1.JPG?A3889C9397807479A2A1C7A8BAA5959DB4AAC672A3866361827A848AAC68627B7D98A2A49BA4919BB576828FA27E | https://pim-kvc.soneparsea.com:3443/PictureServer/default.aspx/schneider-QO3-250EZ12G-SN.pdf?81788B76AEAA939CBEAABDA9B7A95D859F7881778767758E81779B72A5855EA4B4AB | CLASSIC L/C, EASYPACT 3P 4W+G BAR 250A MAIN CB 12CCT WITH: | Square D Load Center busbar system eliminate wiring inside the enclosure are specifically designed for accepting Square D QO breakers. The busbar system is tested by ASTA to a system rating of 25kA and incoporate a high standard of safety and quality. Square D Load Center is compliant with IEC 60439, BS5486, Part 12 and TIS 1436-2540. Plug-on circuit breaker provide positive connection to the busbar in one click operation.They accept 1, 2 and 3 poles circuit breaker plug on type (QO range) and RCD. It is a Phase-Sequence type busbar design. | Extension possible | no
| 29 | Electrical Distribution (LV) | Distribution Box and Enclosure | Load Centers | CLASSIC L/C, EASYPACT 3P 4W+G BAR 250A MAIN CB 12CCT WITH: | 2088388 | QO3-250EZ12G/SN | SCHNEIDER ELECTRIC | 17600 | https://pim-kvc.soneparsea.com:3443/PictureServer/default.aspx/schneider-QO3-250EZ12G-SN_Image1.JPG?A3889C9397807479A2A1C7A8BAA5959DB4AAC672A3866361827A848AAC68627B7D98A2A49BA4919BB576828FA27E | https://pim-kvc.soneparsea.com:3443/PictureServer/default.aspx/schneider-QO3-250EZ12G-SN.pdf?81788B76AEAA939CBEAABDA9B7A95D859F7881778767758E81779B72A5855EA4B4AB | CLASSIC L/C, EASYPACT 3P 4W+G BAR 250A MAIN CB 12CCT WITH: | Square D Load Center busbar system eliminate wiring inside the enclosure are specifically designed for accepting Square D QO breakers. The busbar system is tested by ASTA to a system rating of 25kA and incoporate a high standard of safety and quality. Square D Load Center is compliant with IEC 60439, BS5486, Part 12 and TIS 1436-2540. Plug-on circuit breaker provide positive connection to the busbar in one click operation.They accept 1, 2 and 3 poles circuit breaker plug on type (QO range) and RCD. It is a Phase-Sequence type busbar design. | With transparent cover | no
| 30 | Electrical Distribution (LV) | Distribution Box and Enclosure | Load Centers | CLASSIC L/C, EASYPACT 3P 4W+G BAR 250A MAIN CB 18CCT WITH: | 2088389 | QO3-250EZ18G/SN | SCHNEIDER ELECTRIC | 18600 | https://pim-kvc.soneparsea.com:3443/PictureServer/default.aspx/schneider-qo3-250ez18g-sn_Image1.jpg?A3889C9397807479A2A1C7A8BAA5959DB4AAC672C3A66361827A84AACC68689B7DB8C2A49BA4919BB57682AFC29E | https://pim-kvc.soneparsea.com:3443/PictureServer/default.aspx/schneider-QO3-250EZ18G-SN.pdf?81788B76AEAA939CBEAABDA9B7A95D859F7881778767758E817D9B72A5855EA4B4AB | CLASSIC L/C, EASYPACT 3P 4W+G BAR 250A MAIN CB 18CCT WITH: | Square D Load Center busbar system eliminate wiring inside the enclosure are specifically designed for accepting Square D QO breakers. The busbar system is tested by ASTA to a system rating of 25kA and incoporate a high standard of safety and quality. Square D Load Center is compliant with IEC 60439, BS5486, Part 12 and TIS 1436-2540. Plug-on circuit breaker provide positive connection to the busbar in one click operation.They accept 1, 2 and 3 poles circuit breaker plug on type (QO range) and RCD. It is a Phase-Sequence type busbar design. | Number of poles main switch | 18
| 30 | Electrical Distribution (LV) | Distribution Box and Enclosure | Load Centers | CLASSIC L/C, EASYPACT 3P 4W+G BAR 250A MAIN CB 18CCT WITH: | 2088389 | QO3-250EZ18G/SN | SCHNEIDER ELECTRIC | 18600 | https://pim-kvc.soneparsea.com:3443/PictureServer/default.aspx/schneider-qo3-250ez18g-sn_Image1.jpg?A3889C9397807479A2A1C7A8BAA5959DB4AAC672C3A66361827A84AACC68689B7DB8C2A49BA4919BB57682AFC29E | https://pim-kvc.soneparsea.com:3443/PictureServer/default.aspx/schneider-QO3-250EZ18G-SN.pdf?81788B76AEAA939CBEAABDA9B7A95D859F7881778767758E817D9B72A5855EA4B4AB | CLASSIC L/C, EASYPACT 3P 4W+G BAR 250A MAIN CB 18CCT WITH: | Square D Load Center busbar system eliminate wiring inside the enclosure are specifically designed for accepting Square D QO breakers. The busbar system is tested by ASTA to a system rating of 25kA and incoporate a high standard of safety and quality. Square D Load Center is compliant with IEC 60439, BS5486, Part 12 and TIS 1436-2540. Plug-on circuit breaker provide positive connection to the busbar in one click operation.They accept 1, 2 and 3 poles circuit breaker plug on type (QO range) and RCD. It is a Phase-Sequence type busbar design. | Main switch rated current | 250A
| 30 | Electrical Distribution (LV) | Distribution Box and Enclosure | Load Centers | CLASSIC L/C, EASYPACT 3P 4W+G BAR 250A MAIN CB 18CCT WITH: | 2088389 | QO3-250EZ18G/SN | SCHNEIDER ELECTRIC | 18600 | https://pim-kvc.soneparsea.com:3443/PictureServer/default.aspx/schneider-qo3-250ez18g-sn_Image1.jpg?A3889C9397807479A2A1C7A8BAA5959DB4AAC672C3A66361827A84AACC68689B7DB8C2A49BA4919BB57682AFC29E | https://pim-kvc.soneparsea.com:3443/PictureServer/default.aspx/schneider-QO3-250EZ18G-SN.pdf?81788B76AEAA939CBEAABDA9B7A95D859F7881778767758E817D9B72A5855EA4B4AB | CLASSIC L/C, EASYPACT 3P 4W+G BAR 250A MAIN CB 18CCT WITH: | Square D Load Center busbar system eliminate wiring inside the enclosure are specifically designed for accepting Square D QO breakers. The busbar system is tested by ASTA to a system rating of 25kA and incoporate a high standard of safety and quality. Square D Load Center is compliant with IEC 60439, BS5486, Part 12 and TIS 1436-2540. Plug-on circuit breaker provide positive connection to the busbar in one click operation.They accept 1, 2 and 3 poles circuit breaker plug on type (QO range) and RCD. It is a Phase-Sequence type busbar design. | Extension possible | no
| 30 | Electrical Distribution (LV) | Distribution Box and Enclosure | Load Centers | CLASSIC L/C, EASYPACT 3P 4W+G BAR 250A MAIN CB 18CCT WITH: | 2088389 | QO3-250EZ18G/SN | SCHNEIDER ELECTRIC | 18600 | https://pim-kvc.soneparsea.com:3443/PictureServer/default.aspx/schneider-qo3-250ez18g-sn_Image1.jpg?A3889C9397807479A2A1C7A8BAA5959DB4AAC672C3A66361827A84AACC68689B7DB8C2A49BA4919BB57682AFC29E | https://pim-kvc.soneparsea.com:3443/PictureServer/default.aspx/schneider-QO3-250EZ18G-SN.pdf?81788B76AEAA939CBEAABDA9B7A95D859F7881778767758E817D9B72A5855EA4B4AB | CLASSIC L/C, EASYPACT 3P 4W+G BAR 250A MAIN CB 18CCT WITH: | Square D Load Center busbar system eliminate wiring inside the enclosure are specifically designed for accepting Square D QO breakers. The busbar system is tested by ASTA to a system rating of 25kA and incoporate a high standard of safety and quality. Square D Load Center is compliant with IEC 60439, BS5486, Part 12 and TIS 1436-2540. Plug-on circuit breaker provide positive connection to the busbar in one click operation.They accept 1, 2 and 3 poles circuit breaker plug on type (QO range) and RCD. It is a Phase-Sequence type busbar design. | With transparent cover | no
| 31 | Electrical Distribution (LV) | Distribution Box and Enclosure | Load Centers | CLASSIC L/C, EASYPACT 3P 4W+G BAR 250A MAIN CB 24CCT WITH: | 2088390 | QO3-250EZ24G/SN | SCHNEIDER ELECTRIC | 20800 | https://pim-kvc.soneparsea.com:3443/PictureServer/default.aspx/schneider-qo3-250ez24g-sn_Image1.jpg?A3889C9397807479A2A1C7A8BAA5959DB4AAC672C3A66361827A84AACC69649B7DB8C2A49BA4919BB57682AFC29E | https://pim-kvc.soneparsea.com:3443/PictureServer/default.aspx/schneider-QO3-250EZ24G-SN.pdf?81788B76AEAA939CBEAABDA9B7A95D859F7881778767758E82799B72A5855EA4B4AB | CLASSIC L/C, EASYPACT 3P 4W+G BAR 250A MAIN CB 24CCT WITH: | Square D Load Center busbar system eliminate wiring inside the enclosure are specifically designed for accepting Square D QO breakers. The busbar system is tested by ASTA to a system rating of 25kA and incoporate a high standard of safety and quality. Square D Load Center is compliant with IEC 60439, BS5486, Part 12 and TIS 1436-2540. Plug-on circuit breaker provide positive connection to the busbar in one click operation.They accept 1, 2 and 3 poles circuit breaker plug on type (QO range) and RCD. It is a Phase-Sequence type busbar design. | Number of poles main switch | 24
| 31 | Electrical Distribution (LV) | Distribution Box and Enclosure | Load Centers | CLASSIC L/C, EASYPACT 3P 4W+G BAR 250A MAIN CB 24CCT WITH: | 2088390 | QO3-250EZ24G/SN | SCHNEIDER ELECTRIC | 20800 | https://pim-kvc.soneparsea.com:3443/PictureServer/default.aspx/schneider-qo3-250ez24g-sn_Image1.jpg?A3889C9397807479A2A1C7A8BAA5959DB4AAC672C3A66361827A84AACC69649B7DB8C2A49BA4919BB57682AFC29E | https://pim-kvc.soneparsea.com:3443/PictureServer/default.aspx/schneider-QO3-250EZ24G-SN.pdf?81788B76AEAA939CBEAABDA9B7A95D859F7881778767758E82799B72A5855EA4B4AB | CLASSIC L/C, EASYPACT 3P 4W+G BAR 250A MAIN CB 24CCT WITH: | Square D Load Center busbar system eliminate wiring inside the enclosure are specifically designed for accepting Square D QO breakers. The busbar system is tested by ASTA to a system rating of 25kA and incoporate a high standard of safety and quality. Square D Load Center is compliant with IEC 60439, BS5486, Part 12 and TIS 1436-2540. Plug-on circuit breaker provide positive connection to the busbar in one click operation.They accept 1, 2 and 3 poles circuit breaker plug on type (QO range) and RCD. It is a Phase-Sequence type busbar design. | Main switch rated current | 250A
| 31 | Electrical Distribution (LV) | Distribution Box and Enclosure | Load Centers | CLASSIC L/C, EASYPACT 3P 4W+G BAR 250A MAIN CB 24CCT WITH: | 2088390 | QO3-250EZ24G/SN | SCHNEIDER ELECTRIC | 20800 | https://pim-kvc.soneparsea.com:3443/PictureServer/default.aspx/schneider-qo3-250ez24g-sn_Image1.jpg?A3889C9397807479A2A1C7A8BAA5959DB4AAC672C3A66361827A84AACC69649B7DB8C2A49BA4919BB57682AFC29E | https://pim-kvc.soneparsea.com:3443/PictureServer/default.aspx/schneider-QO3-250EZ24G-SN.pdf?81788B76AEAA939CBEAABDA9B7A95D859F7881778767758E82799B72A5855EA4B4AB | CLASSIC L/C, EASYPACT 3P 4W+G BAR 250A MAIN CB 24CCT WITH: | Square D Load Center busbar system eliminate wiring inside the enclosure are specifically designed for accepting Square D QO breakers. The busbar system is tested by ASTA to a system rating of 25kA and incoporate a high standard of safety and quality. Square D Load Center is compliant with IEC 60439, BS5486, Part 12 and TIS 1436-2540. Plug-on circuit breaker provide positive connection to the busbar in one click operation.They accept 1, 2 and 3 poles circuit breaker plug on type (QO range) and RCD. It is a Phase-Sequence type busbar design. | Extension possible | no
| 31 | Electrical Distribution (LV) | Distribution Box and Enclosure | Load Centers | CLASSIC L/C, EASYPACT 3P 4W+G BAR 250A MAIN CB 24CCT WITH: | 2088390 | QO3-250EZ24G/SN | SCHNEIDER ELECTRIC | 20800 | https://pim-kvc.soneparsea.com:3443/PictureServer/default.aspx/schneider-qo3-250ez24g-sn_Image1.jpg?A3889C9397807479A2A1C7A8BAA5959DB4AAC672C3A66361827A84AACC69649B7DB8C2A49BA4919BB57682AFC29E | https://pim-kvc.soneparsea.com:3443/PictureServer/default.aspx/schneider-QO3-250EZ24G-SN.pdf?81788B76AEAA939CBEAABDA9B7A95D859F7881778767758E82799B72A5855EA4B4AB | CLASSIC L/C, EASYPACT 3P 4W+G BAR 250A MAIN CB 24CCT WITH: | Square D Load Center busbar system eliminate wiring inside the enclosure are specifically designed for accepting Square D QO breakers. The busbar system is tested by ASTA to a system rating of 25kA and incoporate a high standard of safety and quality. Square D Load Center is compliant with IEC 60439, BS5486, Part 12 and TIS 1436-2540. Plug-on circuit breaker provide positive connection to the busbar in one click operation.They accept 1, 2 and 3 poles circuit breaker plug on type (QO range) and RCD. It is a Phase-Sequence type busbar design. | With transparent cover | no
| 32 | Electrical Distribution (LV) | Distribution Box and Enclosure | Load Centers | CLASSIC L/C, EASYPACT 3P 4W+G BAR 250A MAIN CB 30CCT WITH: | 2088391 | QO3-250EZ30G/SN | SCHNEIDER ELECTRIC | 21500 | https://pim-kvc.soneparsea.com:3443/PictureServer/default.aspx/schneider-qo3-250ez30g-sn_Image1.jpg?A3889C9397807479A2A1C7A8BAA5959DB4AAC672C3A66361827A84AACC6A609B7DB8C2A49BA4919BB57682AFC29E | https://pim-kvc.soneparsea.com:3443/PictureServer/default.aspx/schneider-QO3-250EZ30G-SN.pdf?81788B76AEAA939CBEAABDA9B7A95D859F7881778767758E83759B72A5855EA4B4AB | CLASSIC L/C, EASYPACT 3P 4W+G BAR 250A MAIN CB 30CCT WITH: | Square D Load Center busbar system eliminate wiring inside the enclosure are specifically designed for accepting Square D QO breakers. The busbar system is tested by ASTA to a system rating of 25kA and incoporate a high standard of safety and quality. Square D Load Center is compliant with IEC 60439, BS5486, Part 12 and TIS 1436-2540. Plug-on circuit breaker provide positive connection to the busbar in one click operation.They accept 1, 2 and 3 poles circuit breaker plug on type (QO range) and RCD. It is a Phase-Sequence type busbar design. | Number of poles main switch | 30
| 32 | Electrical Distribution (LV) | Distribution Box and Enclosure | Load Centers | CLASSIC L/C, EASYPACT 3P 4W+G BAR 250A MAIN CB 30CCT WITH: | 2088391 | QO3-250EZ30G/SN | SCHNEIDER ELECTRIC | 21500 | https://pim-kvc.soneparsea.com:3443/PictureServer/default.aspx/schneider-qo3-250ez30g-sn_Image1.jpg?A3889C9397807479A2A1C7A8BAA5959DB4AAC672C3A66361827A84AACC6A609B7DB8C2A49BA4919BB57682AFC29E | https://pim-kvc.soneparsea.com:3443/PictureServer/default.aspx/schneider-QO3-250EZ30G-SN.pdf?81788B76AEAA939CBEAABDA9B7A95D859F7881778767758E83759B72A5855EA4B4AB | CLASSIC L/C, EASYPACT 3P 4W+G BAR 250A MAIN CB 30CCT WITH: | Square D Load Center busbar system eliminate wiring inside the enclosure are specifically designed for accepting Square D QO breakers. The busbar system is tested by ASTA to a system rating of 25kA and incoporate a high standard of safety and quality. Square D Load Center is compliant with IEC 60439, BS5486, Part 12 and TIS 1436-2540. Plug-on circuit breaker provide positive connection to the busbar in one click operation.They accept 1, 2 and 3 poles circuit breaker plug on type (QO range) and RCD. It is a Phase-Sequence type busbar design. | Main switch rated current | 250A
| 32 | Electrical Distribution (LV) | Distribution Box and Enclosure | Load Centers | CLASSIC L/C, EASYPACT 3P 4W+G BAR 250A MAIN CB 30CCT WITH: | 2088391 | QO3-250EZ30G/SN | SCHNEIDER ELECTRIC | 21500 | https://pim-kvc.soneparsea.com:3443/PictureServer/default.aspx/schneider-qo3-250ez30g-sn_Image1.jpg?A3889C9397807479A2A1C7A8BAA5959DB4AAC672C3A66361827A84AACC6A609B7DB8C2A49BA4919BB57682AFC29E | https://pim-kvc.soneparsea.com:3443/PictureServer/default.aspx/schneider-QO3-250EZ30G-SN.pdf?81788B76AEAA939CBEAABDA9B7A95D859F7881778767758E83759B72A5855EA4B4AB | CLASSIC L/C, EASYPACT 3P 4W+G BAR 250A MAIN CB 30CCT WITH: | Square D Load Center busbar system eliminate wiring inside the enclosure are specifically designed for accepting Square D QO breakers. The busbar system is tested by ASTA to a system rating of 25kA and incoporate a high standard of safety and quality. Square D Load Center is compliant with IEC 60439, BS5486, Part 12 and TIS 1436-2540. Plug-on circuit breaker provide positive connection to the busbar in one click operation.They accept 1, 2 and 3 poles circuit breaker plug on type (QO range) and RCD. It is a Phase-Sequence type busbar design. | Extension possible | no
| 32 | Electrical Distribution (LV) | Distribution Box and Enclosure | Load Centers | CLASSIC L/C, EASYPACT 3P 4W+G BAR 250A MAIN CB 30CCT WITH: | 2088391 | QO3-250EZ30G/SN | SCHNEIDER ELECTRIC | 21500 | https://pim-kvc.soneparsea.com:3443/PictureServer/default.aspx/schneider-qo3-250ez30g-sn_Image1.jpg?A3889C9397807479A2A1C7A8BAA5959DB4AAC672C3A66361827A84AACC6A609B7DB8C2A49BA4919BB57682AFC29E | https://pim-kvc.soneparsea.com:3443/PictureServer/default.aspx/schneider-QO3-250EZ30G-SN.pdf?81788B76AEAA939CBEAABDA9B7A95D859F7881778767758E83759B72A5855EA4B4AB | CLASSIC L/C, EASYPACT 3P 4W+G BAR 250A MAIN CB 30CCT WITH: | Square D Load Center busbar system eliminate wiring inside the enclosure are specifically designed for accepting Square D QO breakers. The busbar system is tested by ASTA to a system rating of 25kA and incoporate a high standard of safety and quality. Square D Load Center is compliant with IEC 60439, BS5486, Part 12 and TIS 1436-2540. Plug-on circuit breaker provide positive connection to the busbar in one click operation.They accept 1, 2 and 3 poles circuit breaker plug on type (QO range) and RCD. It is a Phase-Sequence type busbar design. | With transparent cover | no
| 33 | Electrical Distribution (LV) | Distribution Box and Enclosure | Load Centers | CLASSIC L/C, EASYPACT 3P 4W+G BAR 250A MAIN CB 36CCT WITH: | 2088392 | QO3-250EZ36G/SN | SCHNEIDER ELECTRIC | 23400 | https://pim-kvc.soneparsea.com:3443/PictureServer/default.aspx/schneider-qo3-250ez36g-sn_Image1.jpg?A3889C9397807479A2A1C7A8BAA5959DB4AAC672C3A66361827A84AACC6A669B7DB8C2A49BA4919BB57682AFC29E | https://pim-kvc.soneparsea.com:3443/PictureServer/default.aspx/schneider-QO3-250EZ36G-SN.pdf?81788B76AEAA939CBEAABDA9B7A95D859F7881778767758E837B9B72A5855EA4B4AB | CLASSIC L/C, EASYPACT 3P 4W+G BAR 250A MAIN CB 36CCT WITH: | Square D Load Center busbar system eliminate wiring inside the enclosure are specifically designed for accepting Square D QO breakers. The busbar system is tested by ASTA to a system rating of 25kA and incoporate a high standard of safety and quality. Square D Load Center is compliant with IEC 60439, BS5486, Part 12 and TIS 1436-2540. Plug-on circuit breaker provide positive connection to the busbar in one click operation.They accept 1, 2 and 3 poles circuit breaker plug on type (QO range) and RCD. It is a Phase-Sequence type busbar design. | Number of poles main switch | 36
| 33 | Electrical Distribution (LV) | Distribution Box and Enclosure | Load Centers | CLASSIC L/C, EASYPACT 3P 4W+G BAR 250A MAIN CB 36CCT WITH: | 2088392 | QO3-250EZ36G/SN | SCHNEIDER ELECTRIC | 23400 | https://pim-kvc.soneparsea.com:3443/PictureServer/default.aspx/schneider-qo3-250ez36g-sn_Image1.jpg?A3889C9397807479A2A1C7A8BAA5959DB4AAC672C3A66361827A84AACC6A669B7DB8C2A49BA4919BB57682AFC29E | https://pim-kvc.soneparsea.com:3443/PictureServer/default.aspx/schneider-QO3-250EZ36G-SN.pdf?81788B76AEAA939CBEAABDA9B7A95D859F7881778767758E837B9B72A5855EA4B4AB | CLASSIC L/C, EASYPACT 3P 4W+G BAR 250A MAIN CB 36CCT WITH: | Square D Load Center busbar system eliminate wiring inside the enclosure are specifically designed for accepting Square D QO breakers. The busbar system is tested by ASTA to a system rating of 25kA and incoporate a high standard of safety and quality. Square D Load Center is compliant with IEC 60439, BS5486, Part 12 and TIS 1436-2540. Plug-on circuit breaker provide positive connection to the busbar in one click operation.They accept 1, 2 and 3 poles circuit breaker plug on type (QO range) and RCD. It is a Phase-Sequence type busbar design. | Main switch rated current | 250A
| 33 | Electrical Distribution (LV) | Distribution Box and Enclosure | Load Centers | CLASSIC L/C, EASYPACT 3P 4W+G BAR 250A MAIN CB 36CCT WITH: | 2088392 | QO3-250EZ36G/SN | SCHNEIDER ELECTRIC | 23400 | https://pim-kvc.soneparsea.com:3443/PictureServer/default.aspx/schneider-qo3-250ez36g-sn_Image1.jpg?A3889C9397807479A2A1C7A8BAA5959DB4AAC672C3A66361827A84AACC6A669B7DB8C2A49BA4919BB57682AFC29E | https://pim-kvc.soneparsea.com:3443/PictureServer/default.aspx/schneider-QO3-250EZ36G-SN.pdf?81788B76AEAA939CBEAABDA9B7A95D859F7881778767758E837B9B72A5855EA4B4AB | CLASSIC L/C, EASYPACT 3P 4W+G BAR 250A MAIN CB 36CCT WITH: | Square D Load Center busbar system eliminate wiring inside the enclosure are specifically designed for accepting Square D QO breakers. The busbar system is tested by ASTA to a system rating of 25kA and incoporate a high standard of safety and quality. Square D Load Center is compliant with IEC 60439, BS5486, Part 12 and TIS 1436-2540. Plug-on circuit breaker provide positive connection to the busbar in one click operation.They accept 1, 2 and 3 poles circuit breaker plug on type (QO range) and RCD. It is a Phase-Sequence type busbar design. | Extension possible | no
| 33 | Electrical Distribution (LV) | Distribution Box and Enclosure | Load Centers | CLASSIC L/C, EASYPACT 3P 4W+G BAR 250A MAIN CB 36CCT WITH: | 2088392 | QO3-250EZ36G/SN | SCHNEIDER ELECTRIC | 23400 | https://pim-kvc.soneparsea.com:3443/PictureServer/default.aspx/schneider-qo3-250ez36g-sn_Image1.jpg?A3889C9397807479A2A1C7A8BAA5959DB4AAC672C3A66361827A84AACC6A669B7DB8C2A49BA4919BB57682AFC29E | https://pim-kvc.soneparsea.com:3443/PictureServer/default.aspx/schneider-QO3-250EZ36G-SN.pdf?81788B76AEAA939CBEAABDA9B7A95D859F7881778767758E837B9B72A5855EA4B4AB | CLASSIC L/C, EASYPACT 3P 4W+G BAR 250A MAIN CB 36CCT WITH: | Square D Load Center busbar system eliminate wiring inside the enclosure are specifically designed for accepting Square D QO breakers. The busbar system is tested by ASTA to a system rating of 25kA and incoporate a high standard of safety and quality. Square D Load Center is compliant with IEC 60439, BS5486, Part 12 and TIS 1436-2540. Plug-on circuit breaker provide positive connection to the busbar in one click operation.They accept 1, 2 and 3 poles circuit breaker plug on type (QO range) and RCD. It is a Phase-Sequence type busbar design. | With transparent cover | no
| 34 | Electrical Distribution (LV) | Distribution Box and Enclosure | Load Centers | CLASSIC L/C, EASYPACT 3P 4W+G BAR 250A MAIN CB 42CCT WITH: | 2088393 | QO3-250EZ42G/SN | SCHNEIDER ELECTRIC | 24100 | https://pim-kvc.soneparsea.com:3443/PictureServer/default.aspx/schneider-qo3-250ez42g-sn_Image1.jpg?A3889C9397807479A2A1C7A8BAA5959DB4AAC672C3A66361827A84AACC6B629B7DB8C2A49BA4919BB57682AFC29E | https://pim-kvc.soneparsea.com:3443/PictureServer/default.aspx/schneider-QO3-250EZ42G-SN.pdf?81788B76AEAA939CBEAABDA9B7A95D859F7881778767758E84779B72A5855EA4B4AB | CLASSIC L/C, EASYPACT 3P 4W+G BAR 250A MAIN CB 42CCT WITH: | Square D Load Center busbar system eliminate wiring inside the enclosure are specifically designed for accepting Square D QO breakers. The busbar system is tested by ASTA to a system rating of 25kA and incoporate a high standard of safety and quality. Square D Load Center is compliant with IEC 60439, BS5486, Part 12 and TIS 1436-2540. Plug-on circuit breaker provide positive connection to the busbar in one click operation.They accept 1, 2 and 3 poles circuit breaker plug on type (QO range) and RCD. It is a Phase-Sequence type busbar design. | Number of poles main switch | 42
| 34 | Electrical Distribution (LV) | Distribution Box and Enclosure | Load Centers | CLASSIC L/C, EASYPACT 3P 4W+G BAR 250A MAIN CB 42CCT WITH: | 2088393 | QO3-250EZ42G/SN | SCHNEIDER ELECTRIC | 24100 | https://pim-kvc.soneparsea.com:3443/PictureServer/default.aspx/schneider-qo3-250ez42g-sn_Image1.jpg?A3889C9397807479A2A1C7A8BAA5959DB4AAC672C3A66361827A84AACC6B629B7DB8C2A49BA4919BB57682AFC29E | https://pim-kvc.soneparsea.com:3443/PictureServer/default.aspx/schneider-QO3-250EZ42G-SN.pdf?81788B76AEAA939CBEAABDA9B7A95D859F7881778767758E84779B72A5855EA4B4AB | CLASSIC L/C, EASYPACT 3P 4W+G BAR 250A MAIN CB 42CCT WITH: | Square D Load Center busbar system eliminate wiring inside the enclosure are specifically designed for accepting Square D QO breakers. The busbar system is tested by ASTA to a system rating of 25kA and incoporate a high standard of safety and quality. Square D Load Center is compliant with IEC 60439, BS5486, Part 12 and TIS 1436-2540. Plug-on circuit breaker provide positive connection to the busbar in one click operation.They accept 1, 2 and 3 poles circuit breaker plug on type (QO range) and RCD. It is a Phase-Sequence type busbar design. | Main switch rated current | 250A
| 34 | Electrical Distribution (LV) | Distribution Box and Enclosure | Load Centers | CLASSIC L/C, EASYPACT 3P 4W+G BAR 250A MAIN CB 42CCT WITH: | 2088393 | QO3-250EZ42G/SN | SCHNEIDER ELECTRIC | 24100 | https://pim-kvc.soneparsea.com:3443/PictureServer/default.aspx/schneider-qo3-250ez42g-sn_Image1.jpg?A3889C9397807479A2A1C7A8BAA5959DB4AAC672C3A66361827A84AACC6B629B7DB8C2A49BA4919BB57682AFC29E | https://pim-kvc.soneparsea.com:3443/PictureServer/default.aspx/schneider-QO3-250EZ42G-SN.pdf?81788B76AEAA939CBEAABDA9B7A95D859F7881778767758E84779B72A5855EA4B4AB | CLASSIC L/C, EASYPACT 3P 4W+G BAR 250A MAIN CB 42CCT WITH: | Square D Load Center busbar system eliminate wiring inside the enclosure are specifically designed for accepting Square D QO breakers. The busbar system is tested by ASTA to a system rating of 25kA and incoporate a high standard of safety and quality. Square D Load Center is compliant with IEC 60439, BS5486, Part 12 and TIS 1436-2540. Plug-on circuit breaker provide positive connection to the busbar in one click operation.They accept 1, 2 and 3 poles circuit breaker plug on type (QO range) and RCD. It is a Phase-Sequence type busbar design. | Extension possible | no
| 34 | Electrical Distribution (LV) | Distribution Box and Enclosure | Load Centers | CLASSIC L/C, EASYPACT 3P 4W+G BAR 250A MAIN CB 42CCT WITH: | 2088393 | QO3-250EZ42G/SN | SCHNEIDER ELECTRIC | 24100 | https://pim-kvc.soneparsea.com:3443/PictureServer/default.aspx/schneider-qo3-250ez42g-sn_Image1.jpg?A3889C9397807479A2A1C7A8BAA5959DB4AAC672C3A66361827A84AACC6B629B7DB8C2A49BA4919BB57682AFC29E | https://pim-kvc.soneparsea.com:3443/PictureServer/default.aspx/schneider-QO3-250EZ42G-SN.pdf?81788B76AEAA939CBEAABDA9B7A95D859F7881778767758E84779B72A5855EA4B4AB | CLASSIC L/C, EASYPACT 3P 4W+G BAR 250A MAIN CB 42CCT WITH: | Square D Load Center busbar system eliminate wiring inside the enclosure are specifically designed for accepting Square D QO breakers. The busbar system is tested by ASTA to a system rating of 25kA and incoporate a high standard of safety and quality. Square D Load Center is compliant with IEC 60439, BS5486, Part 12 and TIS 1436-2540. Plug-on circuit breaker provide positive connection to the busbar in one click operation.They accept 1, 2 and 3 poles circuit breaker plug on type (QO range) and RCD. It is a Phase-Sequence type busbar design. | With transparent cover | no
| 35 | Electrical Distribution (LV) | Distribution Box and Enclosure | Load Centers | CLASSIC L/C, EASYPACT 3P 4W+G BAR 250A MAIN CB 48CCT WITH: | 2088394 | QO3-250EZ48G/SN | SCHNEIDER ELECTRIC | 24800 | https://pim-kvc.soneparsea.com:3443/PictureServer/default.aspx/schneider-qo3-250ez48g-sn_Image1.jpg?A3889C9397807479A2A1C7A8BAA5959DB4AAC672C3A66361827A84AACC6B689B7DB8C2A49BA4919BB57682AFC29E | https://pim-kvc.soneparsea.com:3443/PictureServer/default.aspx/schneider-QO3-250EZ48G-SN.pdf?81788B76AEAA939CBEAABDA9B7A95D859F7881778767758E847D9B72A5855EA4B4AB | CLASSIC L/C, EASYPACT 3P 4W+G BAR 250A MAIN CB 48CCT WITH: | This product are Industry leading offer since 1955 with features engineered for faster installation, reliability and quality. Contractors installing QO know it’s the World’s Finest! | Number of poles main switch | 48
| 35 | Electrical Distribution (LV) | Distribution Box and Enclosure | Load Centers | CLASSIC L/C, EASYPACT 3P 4W+G BAR 250A MAIN CB 48CCT WITH: | 2088394 | QO3-250EZ48G/SN | SCHNEIDER ELECTRIC | 24800 | https://pim-kvc.soneparsea.com:3443/PictureServer/default.aspx/schneider-qo3-250ez48g-sn_Image1.jpg?A3889C9397807479A2A1C7A8BAA5959DB4AAC672C3A66361827A84AACC6B689B7DB8C2A49BA4919BB57682AFC29E | https://pim-kvc.soneparsea.com:3443/PictureServer/default.aspx/schneider-QO3-250EZ48G-SN.pdf?81788B76AEAA939CBEAABDA9B7A95D859F7881778767758E847D9B72A5855EA4B4AB | CLASSIC L/C, EASYPACT 3P 4W+G BAR 250A MAIN CB 48CCT WITH: | This product are Industry leading offer since 1955 with features engineered for faster installation, reliability and quality. Contractors installing QO know it’s the World’s Finest! | Main switch rated current | 250A
| 35 | Electrical Distribution (LV) | Distribution Box and Enclosure | Load Centers | CLASSIC L/C, EASYPACT 3P 4W+G BAR 250A MAIN CB 48CCT WITH: | 2088394 | QO3-250EZ48G/SN | SCHNEIDER ELECTRIC | 24800 | https://pim-kvc.soneparsea.com:3443/PictureServer/default.aspx/schneider-qo3-250ez48g-sn_Image1.jpg?A3889C9397807479A2A1C7A8BAA5959DB4AAC672C3A66361827A84AACC6B689B7DB8C2A49BA4919BB57682AFC29E | https://pim-kvc.soneparsea.com:3443/PictureServer/default.aspx/schneider-QO3-250EZ48G-SN.pdf?81788B76AEAA939CBEAABDA9B7A95D859F7881778767758E847D9B72A5855EA4B4AB | CLASSIC L/C, EASYPACT 3P 4W+G BAR 250A MAIN CB 48CCT WITH: | This product are Industry leading offer since 1955 with features engineered for faster installation, reliability and quality. Contractors installing QO know it’s the World’s Finest! | Extension possible | no
| 35 | Electrical Distribution (LV) | Distribution Box and Enclosure | Load Centers | CLASSIC L/C, EASYPACT 3P 4W+G BAR 250A MAIN CB 48CCT WITH: | 2088394 | QO3-250EZ48G/SN | SCHNEIDER ELECTRIC | 24800 | https://pim-kvc.soneparsea.com:3443/PictureServer/default.aspx/schneider-qo3-250ez48g-sn_Image1.jpg?A3889C9397807479A2A1C7A8BAA5959DB4AAC672C3A66361827A84AACC6B689B7DB8C2A49BA4919BB57682AFC29E | https://pim-kvc.soneparsea.com:3443/PictureServer/default.aspx/schneider-QO3-250EZ48G-SN.pdf?81788B76AEAA939CBEAABDA9B7A95D859F7881778767758E847D9B72A5855EA4B4AB | CLASSIC L/C, EASYPACT 3P 4W+G BAR 250A MAIN CB 48CCT WITH: | This product are Industry leading offer since 1955 with features engineered for faster installation, reliability and quality. Contractors installing QO know it’s the World’s Finest! | With transparent cover | no
| 36 | Electrical Distribution (LV) | Distribution Box and Enclosure | Load Centers | CLASSIC L/C 3P 4W+G MAIN LUG ONLY 250A 18CCT | 2088395 | QO3-250L18G/SN | SCHNEIDER ELECTRIC | 11500 | https://pim-kvc.soneparsea.com:3443/PictureServer/default.aspx/schneider-QO3-250L18G-SN_Image1.JPG?A3889C9397807479A2A1C7A8BAA5959DB4AAC672A3866361827A8491836F7761A393B38EBF98979981739E9599 | https://pim-kvc.soneparsea.com:3443/PictureServer/default.aspx/SCHNEIDER-QO3-250L18GSN_Datasheet1.pdf?A3889C9397807479A2A1A7889A85757D948AA672A3866361827A8491836F77879EA498A6C698A39CB5AAC87680A7949A | CLASSIC L/C 3P 4W+G MAIN LUG ONLY 250A 18CCT | Square D Load Center busbar system eliminate wiring inside the enclosure are specifically designed for accepting Square D QO breakers. The busbar system is tested by ASTA to a system rating of 25kA and incoporate a high standard of safety and quality. Square D Load Center is compliant with IEC 60439, BS5486, Part 12 and TIS 1436-2540. Plug-on circuit breaker provide positive connection to the busbar in one click operation.They accept 1, 2 and 3 poles circuit breaker plug on type (QO range) and RCD. It is a Phase-Sequence type busbar design. | Number of phases | 3
| 37 | Electrical Distribution (LV) | Distribution Box and Enclosure | Load Centers | CLASSIC L/C 3P 4W+G MAIN LUG ONLY 250A 24CCT | 2088396 | QO3-250L24G/SN | SCHNEIDER ELECTRIC | 12400 | https://pim-kvc.soneparsea.com:3443/PictureServer/default.aspx/schneider-QO3-250L24G-SN.jpg?81788B76AEAA939CBEAABDA9B7A95D859F78817787677C66848C8198A0659AA4B7 | https://pim-kvc.soneparsea.com:3443/PictureServer/default.aspx/schneider-QO3-250L24G-SN.pdf?81788B76AEAA939CBEAABDA9B7A95D859F78817787677C66848C8198A065A098B6 | CLASSIC L/C 3P 4W+G MAIN LUG ONLY 250A 24CCT | Square D Load Center busbar system eliminate wiring inside the enclosure are specifically designed for accepting Square D QO breakers. The busbar system is tested by ASTA to a system rating of 25kA and incoporate a high standard of safety and quality. Square D Load Center is compliant with IEC 60439, BS5486, Part 12 and TIS 1436-2540. Plug-on circuit breaker provide positive connection to the busbar in one click operation.They accept 1, 2 and 3 poles circuit breaker plug on type (QO range) and RCD. It is a Phase-Sequence type busbar design. | Transparent cover/door | no
| 37 | Electrical Distribution (LV) | Distribution Box and Enclosure | Load Centers | CLASSIC L/C 3P 4W+G MAIN LUG ONLY 250A 24CCT | 2088396 | QO3-250L24G/SN | SCHNEIDER ELECTRIC | 12400 | https://pim-kvc.soneparsea.com:3443/PictureServer/default.aspx/schneider-QO3-250L24G-SN.jpg?81788B76AEAA939CBEAABDA9B7A95D859F78817787677C66848C8198A0659AA4B7 | https://pim-kvc.soneparsea.com:3443/PictureServer/default.aspx/schneider-QO3-250L24G-SN.pdf?81788B76AEAA939CBEAABDA9B7A95D859F78817787677C66848C8198A065A098B6 | CLASSIC L/C 3P 4W+G MAIN LUG ONLY 250A 24CCT | Square D Load Center busbar system eliminate wiring inside the enclosure are specifically designed for accepting Square D QO breakers. The busbar system is tested by ASTA to a system rating of 25kA and incoporate a high standard of safety and quality. Square D Load Center is compliant with IEC 60439, BS5486, Part 12 and TIS 1436-2540. Plug-on circuit breaker provide positive connection to the busbar in one click operation.They accept 1, 2 and 3 poles circuit breaker plug on type (QO range) and RCD. It is a Phase-Sequence type busbar design. | Extension possible | no
| 38 | Electrical Distribution (LV) | Distribution Box and Enclosure | Load Centers | CLASSIC L/C 3P 4W+G MAIN LUG ONLY 250A 30CCT | 2088397 | QO3-250L30G/SN | SCHNEIDER ELECTRIC | 13600 | https://pim-kvc.soneparsea.com:3443/PictureServer/default.aspx/schneider-QO3-250L30G-SN.jpg?81788B76AEAA939CBEAABDA9B7A95D859F78817787677C67808C8198A0659AA4B7 | https://pim-kvc.soneparsea.com:3443/PictureServer/default.aspx/schneider-QO3-250L30G-SN.pdf?81788B76AEAA939CBEAABDA9B7A95D859F78817787677C67808C8198A065A098B6 | CLASSIC L/C 3P 4W+G MAIN LUG ONLY 250A 30CCT | Square D Load Center busbar system eliminate wiring inside the enclosure are specifically designed for accepting Square D QO breakers. The busbar system is tested by ASTA to a system rating of 25kA and incoporate a high standard of safety and quality. Square D Load Center is compliant with IEC 60439, BS5486, Part 12 and TIS 1436-2540. Plug-on circuit breaker provide positive connection to the busbar in one click operation.They accept 1, 2 and 3 poles circuit breaker plug on type (QO range) and RCD. It is a Phase-Sequence type busbar design. | Transparent cover/door | no
| 38 | Electrical Distribution (LV) | Distribution Box and Enclosure | Load Centers | CLASSIC L/C 3P 4W+G MAIN LUG ONLY 250A 30CCT | 2088397 | QO3-250L30G/SN | SCHNEIDER ELECTRIC | 13600 | https://pim-kvc.soneparsea.com:3443/PictureServer/default.aspx/schneider-QO3-250L30G-SN.jpg?81788B76AEAA939CBEAABDA9B7A95D859F78817787677C67808C8198A0659AA4B7 | https://pim-kvc.soneparsea.com:3443/PictureServer/default.aspx/schneider-QO3-250L30G-SN.pdf?81788B76AEAA939CBEAABDA9B7A95D859F78817787677C67808C8198A065A098B6 | CLASSIC L/C 3P 4W+G MAIN LUG ONLY 250A 30CCT | Square D Load Center busbar system eliminate wiring inside the enclosure are specifically designed for accepting Square D QO breakers. The busbar system is tested by ASTA to a system rating of 25kA and incoporate a high standard of safety and quality. Square D Load Center is compliant with IEC 60439, BS5486, Part 12 and TIS 1436-2540. Plug-on circuit breaker provide positive connection to the busbar in one click operation.They accept 1, 2 and 3 poles circuit breaker plug on type (QO range) and RCD. It is a Phase-Sequence type busbar design. | Extension possible | no
| 39 | Electrical Distribution (LV) | Distribution Box and Enclosure | Load Centers | LOAD CENTER FOR CLASSICAL LUG 36 CHANNELS | 2088398 | QO3-250L36G/SN | SCHNEIDER ELECTRIC | 15500 | https://pim-kvc.soneparsea.com:3443/PictureServer/default.aspx/schneider-QO3-250L36G-SN.jpg?81788B76AEAA939CBEAABDA9B7A95D859F78817787677C67868C8198A0659AA4B7 | https://pim-kvc.soneparsea.com:3443/PictureServer/default.aspx/schneider-QO3-250L36G-SN.pdf?81788B76AEAA939CBEAABDA9B7A95D859F78817787677C67868C8198A065A098B6 | LOAD CENTER FOR CLASSICAL LUG 36 CHANNELS | Square D Load Center busbar system eliminate wiring inside the enclosure are specifically designed for accepting Square D QO breakers. The busbar system is tested by ASTA to a system rating of 25kA and incoporate a high standard of safety and quality. Square D Load Center is compliant with IEC 60439, BS5486, Part 12 and TIS 1436-2540. Plug-on circuit breaker provide positive connection to the busbar in one click operation.They accept 1, 2 and 3 poles circuit breaker plug on type (QO range) and RCD. It is a Phase-Sequence type busbar design. | Transparent cover/door | no
| 39 | Electrical Distribution (LV) | Distribution Box and Enclosure | Load Centers | LOAD CENTER FOR CLASSICAL LUG 36 CHANNELS | 2088398 | QO3-250L36G/SN | SCHNEIDER ELECTRIC | 15500 | https://pim-kvc.soneparsea.com:3443/PictureServer/default.aspx/schneider-QO3-250L36G-SN.jpg?81788B76AEAA939CBEAABDA9B7A95D859F78817787677C67868C8198A0659AA4B7 | https://pim-kvc.soneparsea.com:3443/PictureServer/default.aspx/schneider-QO3-250L36G-SN.pdf?81788B76AEAA939CBEAABDA9B7A95D859F78817787677C67868C8198A065A098B6 | LOAD CENTER FOR CLASSICAL LUG 36 CHANNELS | Square D Load Center busbar system eliminate wiring inside the enclosure are specifically designed for accepting Square D QO breakers. The busbar system is tested by ASTA to a system rating of 25kA and incoporate a high standard of safety and quality. Square D Load Center is compliant with IEC 60439, BS5486, Part 12 and TIS 1436-2540. Plug-on circuit breaker provide positive connection to the busbar in one click operation.They accept 1, 2 and 3 poles circuit breaker plug on type (QO range) and RCD. It is a Phase-Sequence type busbar design. | Extension possible | no
| 40 | Electrical Distribution (LV) | Distribution Box and Enclosure | Load Centers | CLASSIC L/C 3P 4W+G MAIN LUG ONLY 250A 42CCT | 2088399 | QO3-250L42G/SN | SCHNEIDER ELECTRIC | 16700 | https://pim-kvc.soneparsea.com:3443/PictureServer/default.aspx/schneider-QO3-250L42G-SN.jpg?81788B76AEAA939CBEAABDA9B7A95D859F78817787677C68828C8198A0659AA4B7 | https://pim-kvc.soneparsea.com:3443/PictureServer/default.aspx/schneider-QO3-250L42G-SN.pdf?81788B76AEAA939CBEAABDA9B7A95D859F78817787677C68828C8198A065A098B6 | CLASSIC L/C 3P 4W+G MAIN LUG ONLY 250A 42CCT | Square D Load Center busbar system eliminate wiring inside the enclosure are specifically designed for accepting Square D QO breakers. The busbar system is tested by ASTA to a system rating of 25kA and incoporate a high standard of safety and quality. Square D Load Center is compliant with IEC 60439, BS5486, Part 12 and TIS 1436-2540. Plug-on circuit breaker provide positive connection to the busbar in one click operation.They accept 1, 2 and 3 poles circuit breaker plug on type (QO range) and RCD. It is a Phase-Sequence type busbar design. | Transparent cover/door | no
| 40 | Electrical Distribution (LV) | Distribution Box and Enclosure | Load Centers | CLASSIC L/C 3P 4W+G MAIN LUG ONLY 250A 42CCT | 2088399 | QO3-250L42G/SN | SCHNEIDER ELECTRIC | 16700 | https://pim-kvc.soneparsea.com:3443/PictureServer/default.aspx/schneider-QO3-250L42G-SN.jpg?81788B76AEAA939CBEAABDA9B7A95D859F78817787677C68828C8198A0659AA4B7 | https://pim-kvc.soneparsea.com:3443/PictureServer/default.aspx/schneider-QO3-250L42G-SN.pdf?81788B76AEAA939CBEAABDA9B7A95D859F78817787677C68828C8198A065A098B6 | CLASSIC L/C 3P 4W+G MAIN LUG ONLY 250A 42CCT | Square D Load Center busbar system eliminate wiring inside the enclosure are specifically designed for accepting Square D QO breakers. The busbar system is tested by ASTA to a system rating of 25kA and incoporate a high standard of safety and quality. Square D Load Center is compliant with IEC 60439, BS5486, Part 12 and TIS 1436-2540. Plug-on circuit breaker provide positive connection to the busbar in one click operation.They accept 1, 2 and 3 poles circuit breaker plug on type (QO range) and RCD. It is a Phase-Sequence type busbar design. | Extension possible | no
| 41 | Electrical Distribution (LV) | Distribution Box and Enclosure | Load Centers | CLASSIC L/C 3P 4W+G MAIN LUG ONLY 250A 48CCT | 2088400 | QO3-250L48G/SN | SCHNEIDER ELECTRIC | 18200 | https://pim-kvc.soneparsea.com:3443/PictureServer/default.aspx/schneider-QO3-250L48G-SN.jpg?81788B76AEAA939CBEAABDA9B7A95D859F78817787677C68888C8198A0659AA4B7 | https://pim-kvc.soneparsea.com:3443/PictureServer/default.aspx/schneider-QO3-250L48G-SN.pdf?81788B76AEAA939CBEAABDA9B7A95D859F78817787677C68888C8198A065A098B6 | CLASSIC L/C 3P 4W+G MAIN LUG ONLY 250A 48CCT | Square D Load Center busbar system eliminate wiring inside the enclosure are specifically designed for accepting Square D QO breakers. The busbar system is tested by ASTA to a system rating of 25kA and incoporate a high standard of safety and quality. Square D Load Center is compliant with IEC 60439, BS5486, Part 12 and TIS 1436-2540. Plug-on circuit breaker provide positive connection to the busbar in one click operation.They accept 1, 2 and 3 poles circuit breaker plug on type (QO range) and RCD. It is a Phase-Sequence type busbar design. | Transparent cover/door | no
| 41 | Electrical Distribution (LV) | Distribution Box and Enclosure | Load Centers | CLASSIC L/C 3P 4W+G MAIN LUG ONLY 250A 48CCT | 2088400 | QO3-250L48G/SN | SCHNEIDER ELECTRIC | 18200 | https://pim-kvc.soneparsea.com:3443/PictureServer/default.aspx/schneider-QO3-250L48G-SN.jpg?81788B76AEAA939CBEAABDA9B7A95D859F78817787677C68888C8198A0659AA4B7 | https://pim-kvc.soneparsea.com:3443/PictureServer/default.aspx/schneider-QO3-250L48G-SN.pdf?81788B76AEAA939CBEAABDA9B7A95D859F78817787677C68888C8198A065A098B6 | CLASSIC L/C 3P 4W+G MAIN LUG ONLY 250A 48CCT | Square D Load Center busbar system eliminate wiring inside the enclosure are specifically designed for accepting Square D QO breakers. The busbar system is tested by ASTA to a system rating of 25kA and incoporate a high standard of safety and quality. Square D Load Center is compliant with IEC 60439, BS5486, Part 12 and TIS 1436-2540. Plug-on circuit breaker provide positive connection to the busbar in one click operation.They accept 1, 2 and 3 poles circuit breaker plug on type (QO range) and RCD. It is a Phase-Sequence type busbar design. | Extension possible | no
| 42 | Electrical Distribution (LV) | Distribution Box and Enclosure | Load Centers | CLASSIC C-UNIT 1 PH 2 W+G 10 CCT(MAIN NOT INCLUDE) | 2088468 | SDCS110 | SCHNEIDER ELECTRIC | 3040 | https://pim-kvc.soneparsea.com:3443/PictureServer/default.aspx/schneider-sdcs110_Image1.jpg?A3889C9397807479A2A1C7A8BAA5959DB4AAC672C59B93A7817684A49BA4919BB57682AFC29E | https://pim-kvc.soneparsea.com:3443/PictureServer/default.aspx/squared-sdcs110.pdf?81788B76AEAAA1A9B1B7B9A97FAA9497C376857580A7949A | CLASSIC C-UNIT 1 PH 2 W+G 10 CCT (MAIN NOT INCLUDE) | Square D Classic+ consumer unit is a metallic enclosure with transparent dolly cover, with busbar system fully supporting plug-on breakers that comes in Robust design and are certified as per IEC 61439-3 and TIS 1436-2540 suitable for used in small residential and commercial buildings. | Height | 206mm
| 42 | Electrical Distribution (LV) | Distribution Box and Enclosure | Load Centers | CLASSIC C-UNIT 1 PH 2 W+G 10 CCT(MAIN NOT INCLUDE) | 2088468 | SDCS110 | SCHNEIDER ELECTRIC | 3040 | https://pim-kvc.soneparsea.com:3443/PictureServer/default.aspx/schneider-sdcs110_Image1.jpg?A3889C9397807479A2A1C7A8BAA5959DB4AAC672C59B93A7817684A49BA4919BB57682AFC29E | https://pim-kvc.soneparsea.com:3443/PictureServer/default.aspx/squared-sdcs110.pdf?81788B76AEAAA1A9B1B7B9A97FAA9497C376857580A7949A | CLASSIC C-UNIT 1 PH 2 W+G 10 CCT (MAIN NOT INCLUDE) | Square D Classic+ consumer unit is a metallic enclosure with transparent dolly cover, with busbar system fully supporting plug-on breakers that comes in Robust design and are certified as per IEC 61439-3 and TIS 1436-2540 suitable for used in small residential and commercial buildings. | Width | 315mm
| 42 | Electrical Distribution (LV) | Distribution Box and Enclosure | Load Centers | CLASSIC C-UNIT 1 PH 2 W+G 10 CCT(MAIN NOT INCLUDE) | 2088468 | SDCS110 | SCHNEIDER ELECTRIC | 3040 | https://pim-kvc.soneparsea.com:3443/PictureServer/default.aspx/schneider-sdcs110_Image1.jpg?A3889C9397807479A2A1C7A8BAA5959DB4AAC672C59B93A7817684A49BA4919BB57682AFC29E | https://pim-kvc.soneparsea.com:3443/PictureServer/default.aspx/squared-sdcs110.pdf?81788B76AEAAA1A9B1B7B9A97FAA9497C376857580A7949A | CLASSIC C-UNIT 1 PH 2 W+G 10 CCT (MAIN NOT INCLUDE) | Square D Classic+ consumer unit is a metallic enclosure with transparent dolly cover, with busbar system fully supporting plug-on breakers that comes in Robust design and are certified as per IEC 61439-3 and TIS 1436-2540 suitable for used in small residential and commercial buildings. | Depth | 98mm
| 43 | Electrical Distribution (LV) | Distribution Box and Enclosure | Load Centers | CLASSIC C-UNIT 1 PH 2 W+G 14 CCT(MAIN NOT INCLUDE) | 2088469 | SDCS114 | SCHNEIDER ELECTRIC | 3500 | https://pim-kvc.soneparsea.com:3443/PictureServer/default.aspx/schneider-sdcs114_Image1.jpg?A3889C9397807479A2A1C7A8BAA5959DB4AAC672C59B93A7817688A49BA4919BB57682AFC29E | https://pim-kvc.soneparsea.com:3443/PictureServer/default.aspx/squared-sdcs114.pdf?81788B76AEAAA1A9B1B7B9A97FAA9497C376857980A7949A | CLASSIC C-UNIT 1 PH 2 W+G 14 CCT (MAIN NOT INCLUDE) | Square D Classic+ consumer unit is a metallic enclosure with transparent dolly cover, with busbar system fully supporting plug-on breakers that comes in Robust design and are certified as per IEC 61439-3 and TIS 1436-2540 suitable for used in small residential and commercial buildings. | Height | 206mm
| 43 | Electrical Distribution (LV) | Distribution Box and Enclosure | Load Centers | CLASSIC C-UNIT 1 PH 2 W+G 14 CCT(MAIN NOT INCLUDE) | 2088469 | SDCS114 | SCHNEIDER ELECTRIC | 3500 | https://pim-kvc.soneparsea.com:3443/PictureServer/default.aspx/schneider-sdcs114_Image1.jpg?A3889C9397807479A2A1C7A8BAA5959DB4AAC672C59B93A7817688A49BA4919BB57682AFC29E | https://pim-kvc.soneparsea.com:3443/PictureServer/default.aspx/squared-sdcs114.pdf?81788B76AEAAA1A9B1B7B9A97FAA9497C376857980A7949A | CLASSIC C-UNIT 1 PH 2 W+G 14 CCT (MAIN NOT INCLUDE) | Square D Classic+ consumer unit is a metallic enclosure with transparent dolly cover, with busbar system fully supporting plug-on breakers that comes in Robust design and are certified as per IEC 61439-3 and TIS 1436-2540 suitable for used in small residential and commercial buildings. | Width | 391mm
| 43 | Electrical Distribution (LV) | Distribution Box and Enclosure | Load Centers | CLASSIC C-UNIT 1 PH 2 W+G 14 CCT(MAIN NOT INCLUDE) | 2088469 | SDCS114 | SCHNEIDER ELECTRIC | 3500 | https://pim-kvc.soneparsea.com:3443/PictureServer/default.aspx/schneider-sdcs114_Image1.jpg?A3889C9397807479A2A1C7A8BAA5959DB4AAC672C59B93A7817688A49BA4919BB57682AFC29E | https://pim-kvc.soneparsea.com:3443/PictureServer/default.aspx/squared-sdcs114.pdf?81788B76AEAAA1A9B1B7B9A97FAA9497C376857980A7949A | CLASSIC C-UNIT 1 PH 2 W+G 14 CCT (MAIN NOT INCLUDE) | Square D Classic+ consumer unit is a metallic enclosure with transparent dolly cover, with busbar system fully supporting plug-on breakers that comes in Robust design and are certified as per IEC 61439-3 and TIS 1436-2540 suitable for used in small residential and commercial buildings. | Depth | 98mm
| 44 | Electrical Distribution (LV) | Distribution Box and Enclosure | Load Centers | CLASSIC C-UNIT 1 PH 2 W+G 18 CCT(MAIN NOT INCLUDE) | 2088470 | SDCS118 | SCHNEIDER ELECTRIC | 3910 | https://pim-kvc.soneparsea.com:3443/PictureServer/default.aspx/schneider-sdcs118_Image1.jpg?A3889C9397807479A2A1C7A8BAA5959DB4AAC672C59B93A781768CA49BA4919BB57682AFC29E | https://pim-kvc.soneparsea.com:3443/PictureServer/default.aspx/squared-sdcs118.pdf?81788B76AEAAA1A9B1B7B9A97FAA9497C376857D80A7949A | CLASSIC C-UNIT 1 PH 2 W+G 18 CCT (MAIN NOT INCLUDE) | - Finger safe design for plug on main busbar to maximize safety., - Used in apartments. IT buildings, banks, hotels and commercial premises., - White color, epoxy power paint., - Zinc coated corrosion resistant steel enclosure., - Rated voltage up to 240V AC single phase., - Comply with BS EN 60439 & IEC 60439., - Plug-on main switch complies with BS EN 60947-3 : 1992., - Plug-on circuit breakers provide positive connection to the busbar in one quick operation, saving up to 50% on wiring and connection time. | Height | 206mm
| 44 | Electrical Distribution (LV) | Distribution Box and Enclosure | Load Centers | CLASSIC C-UNIT 1 PH 2 W+G 18 CCT(MAIN NOT INCLUDE) | 2088470 | SDCS118 | SCHNEIDER ELECTRIC | 3910 | https://pim-kvc.soneparsea.com:3443/PictureServer/default.aspx/schneider-sdcs118_Image1.jpg?A3889C9397807479A2A1C7A8BAA5959DB4AAC672C59B93A781768CA49BA4919BB57682AFC29E | https://pim-kvc.soneparsea.com:3443/PictureServer/default.aspx/squared-sdcs118.pdf?81788B76AEAAA1A9B1B7B9A97FAA9497C376857D80A7949A | CLASSIC C-UNIT 1 PH 2 W+G 18 CCT (MAIN NOT INCLUDE) | - Finger safe design for plug on main busbar to maximize safety., - Used in apartments. IT buildings, banks, hotels and commercial premises., - White color, epoxy power paint., - Zinc coated corrosion resistant steel enclosure., - Rated voltage up to 240V AC single phase., - Comply with BS EN 60439 & IEC 60439., - Plug-on main switch complies with BS EN 60947-3 : 1992., - Plug-on circuit breakers provide positive connection to the busbar in one quick operation, saving up to 50% on wiring and connection time. | Width | 517mm
| 44 | Electrical Distribution (LV) | Distribution Box and Enclosure | Load Centers | CLASSIC C-UNIT 1 PH 2 W+G 18 CCT(MAIN NOT INCLUDE) | 2088470 | SDCS118 | SCHNEIDER ELECTRIC | 3910 | https://pim-kvc.soneparsea.com:3443/PictureServer/default.aspx/schneider-sdcs118_Image1.jpg?A3889C9397807479A2A1C7A8BAA5959DB4AAC672C59B93A781768CA49BA4919BB57682AFC29E | https://pim-kvc.soneparsea.com:3443/PictureServer/default.aspx/squared-sdcs118.pdf?81788B76AEAAA1A9B1B7B9A97FAA9497C376857D80A7949A | CLASSIC C-UNIT 1 PH 2 W+G 18 CCT (MAIN NOT INCLUDE) | - Finger safe design for plug on main busbar to maximize safety., - Used in apartments. IT buildings, banks, hotels and commercial premises., - White color, epoxy power paint., - Zinc coated corrosion resistant steel enclosure., - Rated voltage up to 240V AC single phase., - Comply with BS EN 60439 & IEC 60439., - Plug-on main switch complies with BS EN 60947-3 : 1992., - Plug-on circuit breakers provide positive connection to the busbar in one quick operation, saving up to 50% on wiring and connection time. | Depth | 98mm
| 45 | Electrical Distribution (LV) | Distribution Box and Enclosure | Load Centers | CLASSIC C-UNIT 1 PH 2 W+G 4 CCT(MAIN NOT INCLUDE) | 2088471 | SDCS14 | SCHNEIDER ELECTRIC | 2470 | https://pim-kvc.soneparsea.com:3443/PictureServer/default.aspx/schneider-sdcs14_Image1.jpg?A3889C9397807479A2A1C7A8BAA5959DB4AAC672C59B93A78179B38EBF9897998173BEB5B9 | https://pim-kvc.soneparsea.com:3443/PictureServer/default.aspx/squared-sdcs14.pdf?81788B76AEAAA1A9B1B7B9A97FAA9497C3768873C29B96 | CLASSIC C-UNIT 1 PH 2 W+G 4 CCT (MAIN NOT INCLUDE) | Square D Classic+ consumer unit is a metallic enclosure with transparent dolly cover, with busbar system fully supporting plug-on breakers that comes in Robust design and are certified as per IEC 61439-3 and TIS 1436-2540 suitable for used in small residential and commercial buildings. | Height | 206mm
| 45 | Electrical Distribution (LV) | Distribution Box and Enclosure | Load Centers | CLASSIC C-UNIT 1 PH 2 W+G 4 CCT(MAIN NOT INCLUDE) | 2088471 | SDCS14 | SCHNEIDER ELECTRIC | 2470 | https://pim-kvc.soneparsea.com:3443/PictureServer/default.aspx/schneider-sdcs14_Image1.jpg?A3889C9397807479A2A1C7A8BAA5959DB4AAC672C59B93A78179B38EBF9897998173BEB5B9 | https://pim-kvc.soneparsea.com:3443/PictureServer/default.aspx/squared-sdcs14.pdf?81788B76AEAAA1A9B1B7B9A97FAA9497C3768873C29B96 | CLASSIC C-UNIT 1 PH 2 W+G 4 CCT (MAIN NOT INCLUDE) | Square D Classic+ consumer unit is a metallic enclosure with transparent dolly cover, with busbar system fully supporting plug-on breakers that comes in Robust design and are certified as per IEC 61439-3 and TIS 1436-2540 suitable for used in small residential and commercial buildings. | Width | 200mm
| 45 | Electrical Distribution (LV) | Distribution Box and Enclosure | Load Centers | CLASSIC C-UNIT 1 PH 2 W+G 4 CCT(MAIN NOT INCLUDE) | 2088471 | SDCS14 | SCHNEIDER ELECTRIC | 2470 | https://pim-kvc.soneparsea.com:3443/PictureServer/default.aspx/schneider-sdcs14_Image1.jpg?A3889C9397807479A2A1C7A8BAA5959DB4AAC672C59B93A78179B38EBF9897998173BEB5B9 | https://pim-kvc.soneparsea.com:3443/PictureServer/default.aspx/squared-sdcs14.pdf?81788B76AEAAA1A9B1B7B9A97FAA9497C3768873C29B96 | CLASSIC C-UNIT 1 PH 2 W+G 4 CCT (MAIN NOT INCLUDE) | Square D Classic+ consumer unit is a metallic enclosure with transparent dolly cover, with busbar system fully supporting plug-on breakers that comes in Robust design and are certified as per IEC 61439-3 and TIS 1436-2540 suitable for used in small residential and commercial buildings. | Depth | 98mm
| 46 | Electrical Distribution (LV) | Distribution Box and Enclosure | Load Centers | CLASSIC SPLIT-BUS 8+4 CCT 1 PH 2 W+G W/RCD 63A 30MA | 2088475 | SDCS18X4RCCB63 | SCHNEIDER ELECTRIC | 6400 | https://pim-kvc.soneparsea.com:3443/PictureServer/default.aspx/schneider-sdcs18x4rccb63_large.jpg?81788B76AEAA939CBEAABDA9B7A95DA7B4A8C7768AAF64A6B3A8B67B85969C95C2ACB973BCA797 | https://pim-kvc.soneparsea.com:3443/PictureServer/default.aspx/schneider-sdcs18x4rccb63.pdf?81788B76AEAA939CBEAABDA9B7A95DA7B4A8C7768AAF64A6B3A8B67B8565A098B6 | CLASSIC SPLIT-BUS 8+4 CCT 1 PH 2 W+G W/RCD 63A 30MA | - Finger safe design for plug on main busbar to maximize safety., - Used in apartments. IT buildings, banks, hotels and commercial premises., - White color, epoxy power paint., - Zinc coated corrosion resistant steel enclosure., - Rated voltage up to 240V AC single phase., - Comply with BS EN 60439 & IEC 60439., - Plug-on main switch complies with BS EN 60947-3 : 1992., - Plug-on circuit breakers provide positive connection to the busbar in one quick operation, saving up to 50% on wiring and connection time. | With transparent cover | yes
| 47 | Electrical Distribution (LV) | Distribution Box and Enclosure | Load Centers | SQUARE D EL C-UNIT 1 PH 2 W+G 10 CCT(MAIN NOT INCLUDE) | 2088477 | SDEL110 | SCHNEIDER ELECTRIC | 3840 | https://pim-kvc.soneparsea.com:3443/PictureServer/default.aspx/schneider-sdel110_Image1.JPG?A3889C9397807479A2A1C7A8BAA5959DB4AAC672C59B95A0817684A49BA4919BB576828FA27E | https://pim-kvc.soneparsea.com:3443/PictureServer/default.aspx/schneider-SDEL110_Datasheet1.pdf?A3889C9397807479A2A1C7A8BAA5959DB4AAC672A57B7580817684A49698A495C3ADB9AAC6685EA4B4AB | SQUARE D EL C-UNIT 1 PH 2 W+G 10 CCT(MAIN NOT INCLUDE) | New design for comfortable, Use the Control Cabinet Maine and for the the sub-breakers install with breaker plug system on only. | Material housing | Plastic
| 47 | Electrical Distribution (LV) | Distribution Box and Enclosure | Load Centers | SQUARE D EL C-UNIT 1 PH 2 W+G 10 CCT(MAIN NOT INCLUDE) | 2088477 | SDEL110 | SCHNEIDER ELECTRIC | 3840 | https://pim-kvc.soneparsea.com:3443/PictureServer/default.aspx/schneider-sdel110_Image1.JPG?A3889C9397807479A2A1C7A8BAA5959DB4AAC672C59B95A0817684A49BA4919BB576828FA27E | https://pim-kvc.soneparsea.com:3443/PictureServer/default.aspx/schneider-SDEL110_Datasheet1.pdf?A3889C9397807479A2A1C7A8BAA5959DB4AAC672A57B7580817684A49698A495C3ADB9AAC6685EA4B4AB | SQUARE D EL C-UNIT 1 PH 2 W+G 10 CCT(MAIN NOT INCLUDE) | New design for comfortable, Use the Control Cabinet Maine and for the the sub-breakers install with breaker plug system on only. | Degree of protection (IP) | Other
| 48 | Electrical Distribution (LV) | Distribution Box and Enclosure | Load Centers | SQUARE D EL C-UNIT 1 PH 2 W+G 14 CCT(MAIN NOT INCLUDE) | 2088479 | SDEL114 | SCHNEIDER ELECTRIC | 4380 | https://pim-kvc.soneparsea.com:3443/PictureServer/default.aspx/schneider-sdel114_Image1.JPG?A3889C9397807479A2A1C7A8BAA5959DB4AAC672C59B95A0817688A49BA4919BB576828FA27E | https://pim-kvc.soneparsea.com:3443/PictureServer/default.aspx/schneider-SDEL114_Datasheet1.pdf?A3889C9397807479A2A1C7A8BAA5959DB4AAC672A57B7580817688A49698A495C3ADB9AAC6685EA4B4AB | SQUARE D EL C-UNIT 1 PH 2 W+G 14 CCT (MAIN NOT INCLUDE) | New design for comfortable, Use the Control Cabinet Maine and for the the sub-breakers install with breaker plug system on only. | Material housing | Plastic
| 48 | Electrical Distribution (LV) | Distribution Box and Enclosure | Load Centers | SQUARE D EL C-UNIT 1 PH 2 W+G 14 CCT(MAIN NOT INCLUDE) | 2088479 | SDEL114 | SCHNEIDER ELECTRIC | 4380 | https://pim-kvc.soneparsea.com:3443/PictureServer/default.aspx/schneider-sdel114_Image1.JPG?A3889C9397807479A2A1C7A8BAA5959DB4AAC672C59B95A0817688A49BA4919BB576828FA27E | https://pim-kvc.soneparsea.com:3443/PictureServer/default.aspx/schneider-SDEL114_Datasheet1.pdf?A3889C9397807479A2A1C7A8BAA5959DB4AAC672A57B7580817688A49698A495C3ADB9AAC6685EA4B4AB | SQUARE D EL C-UNIT 1 PH 2 W+G 14 CCT (MAIN NOT INCLUDE) | New design for comfortable, Use the Control Cabinet Maine and for the the sub-breakers install with breaker plug system on only. | Degree of protection (IP) | Other
| 49 | Electrical Distribution (LV) | Distribution Box and Enclosure | Load Centers | SQUARE D EL C-UNIT 1 PH 2 W+G 18 CCT(MAIN NOT INCLUDE) | 2088481 | SDEL118 | SCHNEIDER ELECTRIC | 4920 | https://pim-kvc.soneparsea.com:3443/PictureServer/default.aspx/schneider-sdel118_Image1.JPG?A3889C9397807479A2A1C7A8BAA5959DB4AAC672C59B95A081768CA49BA4919BB576828FA27E | https://pim-kvc.soneparsea.com:3443/PictureServer/default.aspx/schneider-SDEL118_Datasheet1.pdf?A3889C9397807479A2A1C7A8BAA5959DB4AAC672A57B758081768CA49698A495C3ADB9AAC6685EA4B4AB | SQUARE D EL C-UNIT 1 PH 2 W+G 18 CCT (MAIN NOT INCLUDE) | New design for comfortable, Use the Control Cabinet Maine and for the the sub-breakers install with breaker plug system on only. | Material housing | Plastic
| 49 | Electrical Distribution (LV) | Distribution Box and Enclosure | Load Centers | SQUARE D EL C-UNIT 1 PH 2 W+G 18 CCT(MAIN NOT INCLUDE) | 2088481 | SDEL118 | SCHNEIDER ELECTRIC | 4920 | https://pim-kvc.soneparsea.com:3443/PictureServer/default.aspx/schneider-sdel118_Image1.JPG?A3889C9397807479A2A1C7A8BAA5959DB4AAC672C59B95A081768CA49BA4919BB576828FA27E | https://pim-kvc.soneparsea.com:3443/PictureServer/default.aspx/schneider-SDEL118_Datasheet1.pdf?A3889C9397807479A2A1C7A8BAA5959DB4AAC672A57B758081768CA49698A495C3ADB9AAC6685EA4B4AB | SQUARE D EL C-UNIT 1 PH 2 W+G 18 CCT (MAIN NOT INCLUDE) | New design for comfortable, Use the Control Cabinet Maine and for the the sub-breakers install with breaker plug system on only. | Degree of protection (IP) | Other
| 50 | Electrical Distribution (LV) | Distribution Box and Enclosure | Load Centers | SQUARE D EL C-UNIT 1 PH 2 W+G 4 CCT(MAIN NOT INCLUDE) | 2088483 | SDEL14 | SCHNEIDER ELECTRIC | 3120 | https://pim-kvc.soneparsea.com:3443/PictureServer/default.aspx/schneider-sdel14_Image1.JPG?A3889C9397807479A2A1C7A8BAA5959DB4AAC672C59B95A08179B38EBF98979981739E9599 | https://pim-kvc.soneparsea.com:3443/PictureServer/default.aspx/schneider-SDEL14_Datasheet1.pdf?A3889C9397807479A2A1C7A8BAA5959DB4AAC672A57B75808179B389B3AB91A7B8AAB9B98365A098B6 | SQUARE D EL C-UNIT 1 PH 2 W+G 4 CCT (MAIN NOT INCLUDE) | New design for comfortable, Use the Control Cabinet Maine and for the the sub-breakers install with breaker plug system on only. | Material housing | Plastic
| 50 | Electrical Distribution (LV) | Distribution Box and Enclosure | Load Centers | SQUARE D EL C-UNIT 1 PH 2 W+G 4 CCT(MAIN NOT INCLUDE) | 2088483 | SDEL14 | SCHNEIDER ELECTRIC | 3120 | https://pim-kvc.soneparsea.com:3443/PictureServer/default.aspx/schneider-sdel14_Image1.JPG?A3889C9397807479A2A1C7A8BAA5959DB4AAC672C59B95A08179B38EBF98979981739E9599 | https://pim-kvc.soneparsea.com:3443/PictureServer/default.aspx/schneider-SDEL14_Datasheet1.pdf?A3889C9397807479A2A1C7A8BAA5959DB4AAC672A57B75808179B389B3AB91A7B8AAB9B98365A098B6 | SQUARE D EL C-UNIT 1 PH 2 W+G 4 CCT (MAIN NOT INCLUDE) | New design for comfortable, Use the Control Cabinet Maine and for the the sub-breakers install with breaker plug system on only. | Degree of protection (IP) | Other
| 51 | Electrical Distribution (LV) | Distribution Box and Enclosure | Load Centers | SQUARE D EL C-UNIT 1 PH 2 W+G 6 CCT(MAIN NOT INCLUDE) | 2088486 | SDEL16 | SCHNEIDER ELECTRIC | 3420 | https://pim-kvc.soneparsea.com:3443/PictureServer/default.aspx/schneider-sdel16_Image1.JPG?A3889C9397807479A2A1C7A8BAA5959DB4AAC672C59B95A0817BB38EBF98979981739E9599 | https://pim-kvc.soneparsea.com:3443/PictureServer/default.aspx/schneider-SDEL16_Datasheet1.pdf?A3889C9397807479A2A1C7A8BAA5959DB4AAC672A57B7580817BB389B3AB91A7B8AAB9B98365A098B6 | SQUARE D EL C-UNIT 1 PH 2 W+G 6 CCT (MAIN NOT INCLUDE) | New design for comfortable, Use the Control Cabinet Maine and for the the sub-breakers install with breaker plug system on only. | Material housing | Plastic
| 51 | Electrical Distribution (LV) | Distribution Box and Enclosure | Load Centers | SQUARE D EL C-UNIT 1 PH 2 W+G 6 CCT(MAIN NOT INCLUDE) | 2088486 | SDEL16 | SCHNEIDER ELECTRIC | 3420 | https://pim-kvc.soneparsea.com:3443/PictureServer/default.aspx/schneider-sdel16_Image1.JPG?A3889C9397807479A2A1C7A8BAA5959DB4AAC672C59B95A0817BB38EBF98979981739E9599 | https://pim-kvc.soneparsea.com:3443/PictureServer/default.aspx/schneider-SDEL16_Datasheet1.pdf?A3889C9397807479A2A1C7A8BAA5959DB4AAC672A57B7580817BB389B3AB91A7B8AAB9B98365A098B6 | SQUARE D EL C-UNIT 1 PH 2 W+G 6 CCT (MAIN NOT INCLUDE) | New design for comfortable, Use the Control Cabinet Maine and for the the sub-breakers install with breaker plug system on only. | Degree of protection (IP) | Other
| 52 | Electrical Distribution (LV) | Distribution Box and Enclosure | Load Centers | VISISMART L/C 3P 4W+G BAR 100A MAIN CB 12CCT WITH: | 2088497 | SDVS3100EZ12G/S | SCHNEIDER ELECTRIC | 10600 | https://pim-kvc.soneparsea.com:3443/PictureServer/default.aspx/schneider-SDVS3100EZ12G-S_large.jpg?81788B76AEAA939CBEAABDA9B7A95D87949BA77883676079AA76868C7F8A8FA0B1B7BBAA80A1A09B | https://pim-kvc.soneparsea.com:3443/PictureServer/default.aspx/schneider-SDVS3100EZ12G-S.pdf?81788B76AEAA939CBEAABDA9B7A95D87949BA77883676079AA76868C7F8A5EA4B4AB | VISISMART L/C 3P 4W+G BAR 100A MAIN CB 12CCT WITH: | Square D Load Center are available in 3 phases variant. Branch circuit breaker can be selected from 12 ways up to 48 ways. It eliminates wiring inside the enclosure are specifically designed for accepting Square D QO breakers. The busbar system is tested by ASTA to a system rating of 25kA and incoporate a high standard of safety and quality.Square D Load Center is compliant with IEC 60439, BS5486, Part 12 and TIS 1436-2540. Plug-on circuit breaker provide positive connection to the busbar in one click operation. | Transparent cover/door | no
| 52 | Electrical Distribution (LV) | Distribution Box and Enclosure | Load Centers | VISISMART L/C 3P 4W+G BAR 100A MAIN CB 12CCT WITH: | 2088497 | SDVS3100EZ12G/S | SCHNEIDER ELECTRIC | 10600 | https://pim-kvc.soneparsea.com:3443/PictureServer/default.aspx/schneider-SDVS3100EZ12G-S_large.jpg?81788B76AEAA939CBEAABDA9B7A95D87949BA77883676079AA76868C7F8A8FA0B1B7BBAA80A1A09B | https://pim-kvc.soneparsea.com:3443/PictureServer/default.aspx/schneider-SDVS3100EZ12G-S.pdf?81788B76AEAA939CBEAABDA9B7A95D87949BA77883676079AA76868C7F8A5EA4B4AB | VISISMART L/C 3P 4W+G BAR 100A MAIN CB 12CCT WITH: | Square D Load Center are available in 3 phases variant. Branch circuit breaker can be selected from 12 ways up to 48 ways. It eliminates wiring inside the enclosure are specifically designed for accepting Square D QO breakers. The busbar system is tested by ASTA to a system rating of 25kA and incoporate a high standard of safety and quality.Square D Load Center is compliant with IEC 60439, BS5486, Part 12 and TIS 1436-2540. Plug-on circuit breaker provide positive connection to the busbar in one click operation. | Extension possible | no
| 52 | Electrical Distribution (LV) | Distribution Box and Enclosure | Load Centers | VISISMART L/C 3P 4W+G BAR 100A MAIN CB 12CCT WITH: | 2088497 | SDVS3100EZ12G/S | SCHNEIDER ELECTRIC | 10600 | https://pim-kvc.soneparsea.com:3443/PictureServer/default.aspx/schneider-SDVS3100EZ12G-S_large.jpg?81788B76AEAA939CBEAABDA9B7A95D87949BA77883676079AA76868C7F8A8FA0B1B7BBAA80A1A09B | https://pim-kvc.soneparsea.com:3443/PictureServer/default.aspx/schneider-SDVS3100EZ12G-S.pdf?81788B76AEAA939CBEAABDA9B7A95D87949BA77883676079AA76868C7F8A5EA4B4AB | VISISMART L/C 3P 4W+G BAR 100A MAIN CB 12CCT WITH: | Square D Load Center are available in 3 phases variant. Branch circuit breaker can be selected from 12 ways up to 48 ways. It eliminates wiring inside the enclosure are specifically designed for accepting Square D QO breakers. The busbar system is tested by ASTA to a system rating of 25kA and incoporate a high standard of safety and quality.Square D Load Center is compliant with IEC 60439, BS5486, Part 12 and TIS 1436-2540. Plug-on circuit breaker provide positive connection to the busbar in one click operation. | Colour | White
| 53 | Electrical Distribution (LV) | Distribution Box and Enclosure | Load Centers | VISISMART L/C 3P 4W+G BAR 100A MAIN CB 30CCT WITH: | 2088500 | SDVS3100EZ30G/S | SCHNEIDER ELECTRIC | 14600 | https://pim-kvc.soneparsea.com:3443/PictureServer/default.aspx/schneider-sdvs3100ez30g-s_Image1.jpg?A3889C9397807479A2A1C7A8BAA5959DB4AAC672C59BA6A783768475B7B16364B772C7A49BA4919BB57682AFC29E | https://pim-kvc.soneparsea.com:3443/PictureServer/default.aspx/schneider-SDVS3100EZ30G-S.pdf?81788B76AEAA939CBEAABDA9B7A95D87949BA77883676079AA78848C7F8A5EA4B4AB | VISISMART L/C 3P 4W+G BAR 100A MAIN CB 30CCT WITH: | Square D Load Center are available in 3 phases variant. Branch circuit breaker can be selected from 12 ways up to 48 ways. It eliminates wiring inside the enclosure are specifically designed for accepting Square D QO breakers. The busbar system is tested by ASTA to a system rating of 25kA and incoporate a high standard of safety and quality.Square D Load Center is compliant with IEC 60439, BS5486, Part 12 and TIS 1436-2540. Plug-on circuit breaker provide positive connection to the busbar in one click operation. | Transparent cover/door | no
| 53 | Electrical Distribution (LV) | Distribution Box and Enclosure | Load Centers | VISISMART L/C 3P 4W+G BAR 100A MAIN CB 30CCT WITH: | 2088500 | SDVS3100EZ30G/S | SCHNEIDER ELECTRIC | 14600 | https://pim-kvc.soneparsea.com:3443/PictureServer/default.aspx/schneider-sdvs3100ez30g-s_Image1.jpg?A3889C9397807479A2A1C7A8BAA5959DB4AAC672C59BA6A783768475B7B16364B772C7A49BA4919BB57682AFC29E | https://pim-kvc.soneparsea.com:3443/PictureServer/default.aspx/schneider-SDVS3100EZ30G-S.pdf?81788B76AEAA939CBEAABDA9B7A95D87949BA77883676079AA78848C7F8A5EA4B4AB | VISISMART L/C 3P 4W+G BAR 100A MAIN CB 30CCT WITH: | Square D Load Center are available in 3 phases variant. Branch circuit breaker can be selected from 12 ways up to 48 ways. It eliminates wiring inside the enclosure are specifically designed for accepting Square D QO breakers. The busbar system is tested by ASTA to a system rating of 25kA and incoporate a high standard of safety and quality.Square D Load Center is compliant with IEC 60439, BS5486, Part 12 and TIS 1436-2540. Plug-on circuit breaker provide positive connection to the busbar in one click operation. | Extension possible | no
| 53 | Electrical Distribution (LV) | Distribution Box and Enclosure | Load Centers | VISISMART L/C 3P 4W+G BAR 100A MAIN CB 30CCT WITH: | 2088500 | SDVS3100EZ30G/S | SCHNEIDER ELECTRIC | 14600 | https://pim-kvc.soneparsea.com:3443/PictureServer/default.aspx/schneider-sdvs3100ez30g-s_Image1.jpg?A3889C9397807479A2A1C7A8BAA5959DB4AAC672C59BA6A783768475B7B16364B772C7A49BA4919BB57682AFC29E | https://pim-kvc.soneparsea.com:3443/PictureServer/default.aspx/schneider-SDVS3100EZ30G-S.pdf?81788B76AEAA939CBEAABDA9B7A95D87949BA77883676079AA78848C7F8A5EA4B4AB | VISISMART L/C 3P 4W+G BAR 100A MAIN CB 30CCT WITH: | Square D Load Center are available in 3 phases variant. Branch circuit breaker can be selected from 12 ways up to 48 ways. It eliminates wiring inside the enclosure are specifically designed for accepting Square D QO breakers. The busbar system is tested by ASTA to a system rating of 25kA and incoporate a high standard of safety and quality.Square D Load Center is compliant with IEC 60439, BS5486, Part 12 and TIS 1436-2540. Plug-on circuit breaker provide positive connection to the busbar in one click operation. | Colour | White