## CableAndWires (2)
ImportTicket-xlsx-zsx22ii8k1q&Tx | ลำดับ | รายละเอียดสินค้า
|  | ชื่อหมวดหมู่ชั้นที่ 1 | ชื่อหมวดหมู่ชั้นที่ 2 | ชื่อหมวดหมู่ชั้นที่ 3 | ชื่อสินค้า | รหัสสินค้า | MPN | Brand | ราคาสินค้า | Picture | Datasheet | รายละเอียดย่อ | รายละเอียดเต็ม | หัวข้อฟีเจอร์ | รายละเอียดฟีเจอร์
Example > | 0 | Product Category 1 | Product Sub 1 | Product Sub-sec 1 | Example Product | P0001 | N/A | Brand 1 | 100000 | https://soneparthailand.com/th/_content_images/product/A4BF5596-06F7-632A-0C7B-5BEB6E7DB749.jpg | https://www.quotewerks.com/download/printlayouts/Samples/QuotationSample_A.pdf | เอ๋เวิลด์ เปราะบางโลโก้มอนสเตอร์รากหญ้าพูล เชอร์รี่ไฮเปอร์ตรวจสอบรันเวย์ฟลอร์ เซรามิก | สเปกแอ็กชั่น มหภาคเทรดคอร์ปมหาอุปราชาเฉิ่ม แป๋วมาร์เก็ตเดบิตแมนชั่น โกลด์วีซ่าเซอร์วิส เฟิร์มสไปเดอร์ ออร์เดอร์เช็ก ฮันนีมูนแชมป์กระดี๊กระด๊ารีวิวดยุค ฟินิกซ์ตื้บสมาพันธ์ซัพพลายเออร์โรแมนติก หลวงปู่บู๊ฮาลาลแซ็กโซโฟน ป๋าแอสเตอร์แดรี่ภคันทลาพาธ บอกซ์เยนโหลนเมคอัพ รูบิก จูเนียร์ไอติมเคลียร์ฟลุทมอคคา ทอม แฟกซ์รวมมิตรฟอยล์ แซนด์วิชลอร์ดสคริปต์ยากูซ่า สแล็กผ้าห่มรีสอร์ตแดรี่ สเตย์ธรรมา เที่ยงคืนแอปเปิ้ล คำสาปแคมปัสท็อปบูต สัมนาศิลปากรพาร์บ๊วยอมาตยาธิปไตย แจ๊สไงจัมโบ้ดั๊มพ์ วิว เกจิเคลียร์ ว้อดก้ามั้งคอมพ์ แหม็บโยเกิร์ตซัมเมอร์ ป่าไม้นิวละติน เทคโนแครตเวิร์กช็อปฮาราคีรี แคนยอนแกรนด์ โปรเจ็กต์ เต๊ะแบคโฮเหี่ยวย่นละอ่อนคาปูชิโน วันเวย์ ครูเสดแตงโมฟีเวอร์เจ๊คอลเล็กชั่น ดั๊มพ์วิลเลจกับดัก ชัตเตอร์โบว์ ออเดอร์แชมป์ อุปทานมาร์จินฮิบรูโทรโข่ง จูน แดรี่โยโย่ บุ๋น เอ็นเตอร์เทนดีพาร์ทเมนต์ลีเมอร์ สต็อกเซาท์ มายาคติโกเต็กซ์ไวอากร้าลิมูซีน ออร์เดอร์โมเดิร์นวอล์กร็อคไฮไลต์ ซีเนียร์ริกเตอร์สมาพันธ์ เจ๊วาฟเฟิลฟลุกฮิตคัตเอาต์ คูลเลอร์ยากูซ่า ราสเบอร์รีไฟแนนซ์แคนู ยาวี แม่ค้าชีสเซี้ยว อิกัวนาแมมโบ้ ซีเรียสกุมภาพันธ์ ซัพพลายเออร์ฟลุท เป่ายิ้งฉุบโลโก้หลวงพี่ กีวีตุ๊กตุ๊กเซ็กส์อาร์ติสต์ อริยสงฆ์บาบูนไฮไลท์ซาร์ดีน เมเปิลปาสกาลแรงใจ ปาร์ตี้มาร์กเซนเซอร์แคมเปญ เบอร์รีแพทยสภาวาฟเฟิลแบคโฮแมกกาซีน ชีสสังโฆวิน เซ่นไหว้จิ๊กโก๋กฤษณ์บูติคจอหงวน โคโยตีจังโก้บัลลาสต์คอลเล็กชั่น โปรเจ็ครีเสิร์ช แชมเปญ โปรโมเตอร์แกรนด์สตรอว์เบอร์รีแพกเกจ จีดีพีคลาสสิกแทคติค ฮัมซามูไรเคอร์ฟิวแมชชีน เทเลกราฟแอปเปิ้ลวิลล์ แฟรนไชส์ต่อยอดรีสอร์ต ออร์เดอร์ฟอยล์อ่อนด้อยช็อป รันเวย์ชีสแจ็กพอตอาว์มาราธอน ไตรมาสจอหงวน รอยัลตี้เมจิคชัตเตอร์ ชาร์จแมชีนก๋ากั่นเซฟตี้ ง่าวแมคเคอเรล หม่านโถวโยเกิร์ต แช่แข็งอันตรกิริยา แจ็กพ็อตมะกันล็อบบี้ซิมแผดเผา คาร์ดีพาร์ตเมนต์บลูเบอร์รีโคโยตี้เครป ฮันนีมูนเจลรวมมิตรเซี้ยว | Feature Name 1 | This is feature detail.
| 172 | Cables and Wires | Low Voltage Cables | Single Core | H07V-K FLEXIBLE CABLE 50MM² BLACK | 2368980 | PR9051012601 | PRYSMIAN | 0 | https://pim-kvc.soneparsea.com:3443/PictureServer/default.aspx/PRYSMIAN-PR9051012601_Image1.jpg?A097AD989F807182AC95A69EA58479759E72A4978B6765658076867B82688F7DBDA6BBAA83659AA4B7 | https://pim-kvc.soneparsea.com:3443/PictureServer/default.aspx/prysmian-h07v-k-series_Datasheet1.pdf?A097AD989F807182ACB5C6BEC5A49995BE72BC7589AD5D9F7DB8B9B7BB9CA39394A6C8A6C59F9599C47682B5B69D | H07V-K FLEXIBLE CABLE 50MM² BLACK | Used in control panels and electrical equipments, on and under plaster as laid in conduit. When this cable is used in fixed installations with mechanically protected switchgear and control panels, the rated voltage is 600/1000 V. | Nominal cross section conductor | 50mm²
| 172 | Cables and Wires | Low Voltage Cables | Single Core | H07V-K FLEXIBLE CABLE 50MM² BLACK | 2368980 | PR9051012601 | PRYSMIAN | 0 | https://pim-kvc.soneparsea.com:3443/PictureServer/default.aspx/PRYSMIAN-PR9051012601_Image1.jpg?A097AD989F807182AC95A69EA58479759E72A4978B6765658076867B82688F7DBDA6BBAA83659AA4B7 | https://pim-kvc.soneparsea.com:3443/PictureServer/default.aspx/prysmian-h07v-k-series_Datasheet1.pdf?A097AD989F807182ACB5C6BEC5A49995BE72BC7589AD5D9F7DB8B9B7BB9CA39394A6C8A6C59F9599C47682B5B69D | H07V-K FLEXIBLE CABLE 50MM² BLACK | Used in control panels and electrical equipments, on and under plaster as laid in conduit. When this cable is used in fixed installations with mechanically protected switchgear and control panels, the rated voltage is 600/1000 V. | Conductor category | Class 5 = flexible
| 172 | Cables and Wires | Low Voltage Cables | Single Core | H07V-K FLEXIBLE CABLE 50MM² BLACK | 2368980 | PR9051012601 | PRYSMIAN | 0 | https://pim-kvc.soneparsea.com:3443/PictureServer/default.aspx/PRYSMIAN-PR9051012601_Image1.jpg?A097AD989F807182AC95A69EA58479759E72A4978B6765658076867B82688F7DBDA6BBAA83659AA4B7 | https://pim-kvc.soneparsea.com:3443/PictureServer/default.aspx/prysmian-h07v-k-series_Datasheet1.pdf?A097AD989F807182ACB5C6BEC5A49995BE72BC7589AD5D9F7DB8B9B7BB9CA39394A6C8A6C59F9599C47682B5B69D | H07V-K FLEXIBLE CABLE 50MM² BLACK | Used in control panels and electrical equipments, on and under plaster as laid in conduit. When this cable is used in fixed installations with mechanically protected switchgear and control panels, the rated voltage is 600/1000 V. | Number of cores | 1
| 172 | Cables and Wires | Low Voltage Cables | Single Core | H07V-K FLEXIBLE CABLE 50MM² BLACK | 2368980 | PR9051012601 | PRYSMIAN | 0 | https://pim-kvc.soneparsea.com:3443/PictureServer/default.aspx/PRYSMIAN-PR9051012601_Image1.jpg?A097AD989F807182AC95A69EA58479759E72A4978B6765658076867B82688F7DBDA6BBAA83659AA4B7 | https://pim-kvc.soneparsea.com:3443/PictureServer/default.aspx/prysmian-h07v-k-series_Datasheet1.pdf?A097AD989F807182ACB5C6BEC5A49995BE72BC7589AD5D9F7DB8B9B7BB9CA39394A6C8A6C59F9599C47682B5B69D | H07V-K FLEXIBLE CABLE 50MM² BLACK | Used in control panels and electrical equipments, on and under plaster as laid in conduit. When this cable is used in fixed installations with mechanically protected switchgear and control panels, the rated voltage is 600/1000 V. | Material outer sheath | Polyvinyl chloride (PVC)
| 172 | Cables and Wires | Low Voltage Cables | Single Core | H07V-K FLEXIBLE CABLE 50MM² BLACK | 2368980 | PR9051012601 | PRYSMIAN | 0 | https://pim-kvc.soneparsea.com:3443/PictureServer/default.aspx/PRYSMIAN-PR9051012601_Image1.jpg?A097AD989F807182AC95A69EA58479759E72A4978B6765658076867B82688F7DBDA6BBAA83659AA4B7 | https://pim-kvc.soneparsea.com:3443/PictureServer/default.aspx/prysmian-h07v-k-series_Datasheet1.pdf?A097AD989F807182ACB5C6BEC5A49995BE72BC7589AD5D9F7DB8B9B7BB9CA39394A6C8A6C59F9599C47682B5B69D | H07V-K FLEXIBLE CABLE 50MM² BLACK | Used in control panels and electrical equipments, on and under plaster as laid in conduit. When this cable is used in fixed installations with mechanically protected switchgear and control panels, the rated voltage is 600/1000 V. | Colour outer sheath | Black
| 172 | Cables and Wires | Low Voltage Cables | Single Core | H07V-K FLEXIBLE CABLE 50MM² BLACK | 2368980 | PR9051012601 | PRYSMIAN | 0 | https://pim-kvc.soneparsea.com:3443/PictureServer/default.aspx/PRYSMIAN-PR9051012601_Image1.jpg?A097AD989F807182AC95A69EA58479759E72A4978B6765658076867B82688F7DBDA6BBAA83659AA4B7 | https://pim-kvc.soneparsea.com:3443/PictureServer/default.aspx/prysmian-h07v-k-series_Datasheet1.pdf?A097AD989F807182ACB5C6BEC5A49995BE72BC7589AD5D9F7DB8B9B7BB9CA39394A6C8A6C59F9599C47682B5B69D | H07V-K FLEXIBLE CABLE 50MM² BLACK | Used in control panels and electrical equipments, on and under plaster as laid in conduit. When this cable is used in fixed installations with mechanically protected switchgear and control panels, the rated voltage is 600/1000 V. | Cable geometry | Round
| 172 | Cables and Wires | Low Voltage Cables | Single Core | H07V-K FLEXIBLE CABLE 50MM² BLACK | 2368980 | PR9051012601 | PRYSMIAN | 0 | https://pim-kvc.soneparsea.com:3443/PictureServer/default.aspx/PRYSMIAN-PR9051012601_Image1.jpg?A097AD989F807182AC95A69EA58479759E72A4978B6765658076867B82688F7DBDA6BBAA83659AA4B7 | https://pim-kvc.soneparsea.com:3443/PictureServer/default.aspx/prysmian-h07v-k-series_Datasheet1.pdf?A097AD989F807182ACB5C6BEC5A49995BE72BC7589AD5D9F7DB8B9B7BB9CA39394A6C8A6C59F9599C47682B5B69D | H07V-K FLEXIBLE CABLE 50MM² BLACK | Used in control panels and electrical equipments, on and under plaster as laid in conduit. When this cable is used in fixed installations with mechanically protected switchgear and control panels, the rated voltage is 600/1000 V. | Nominal voltage U0 | 450V
| 172 | Cables and Wires | Low Voltage Cables | Single Core | H07V-K FLEXIBLE CABLE 50MM² BLACK | 2368980 | PR9051012601 | PRYSMIAN | 0 | https://pim-kvc.soneparsea.com:3443/PictureServer/default.aspx/PRYSMIAN-PR9051012601_Image1.jpg?A097AD989F807182AC95A69EA58479759E72A4978B6765658076867B82688F7DBDA6BBAA83659AA4B7 | https://pim-kvc.soneparsea.com:3443/PictureServer/default.aspx/prysmian-h07v-k-series_Datasheet1.pdf?A097AD989F807182ACB5C6BEC5A49995BE72BC7589AD5D9F7DB8B9B7BB9CA39394A6C8A6C59F9599C47682B5B69D | H07V-K FLEXIBLE CABLE 50MM² BLACK | Used in control panels and electrical equipments, on and under plaster as laid in conduit. When this cable is used in fixed installations with mechanically protected switchgear and control panels, the rated voltage is 600/1000 V. | Nominal voltage U | 750V
| 172 | Cables and Wires | Low Voltage Cables | Single Core | H07V-K FLEXIBLE CABLE 50MM² BLACK | 2368980 | PR9051012601 | PRYSMIAN | 0 | https://pim-kvc.soneparsea.com:3443/PictureServer/default.aspx/PRYSMIAN-PR9051012601_Image1.jpg?A097AD989F807182AC95A69EA58479759E72A4978B6765658076867B82688F7DBDA6BBAA83659AA4B7 | https://pim-kvc.soneparsea.com:3443/PictureServer/default.aspx/prysmian-h07v-k-series_Datasheet1.pdf?A097AD989F807182ACB5C6BEC5A49995BE72BC7589AD5D9F7DB8B9B7BB9CA39394A6C8A6C59F9599C47682B5B69D | H07V-K FLEXIBLE CABLE 50MM² BLACK | Used in control panels and electrical equipments, on and under plaster as laid in conduit. When this cable is used in fixed installations with mechanically protected switchgear and control panels, the rated voltage is 600/1000 V. | Shape of conductor | Round
| 173 | Cables and Wires | Low Voltage Cables | Single Core | H07V-K FLEXIBLE CABLE 70MM² BLACK | 2368984 | PR9051012701 | PRYSMIAN | 0 | https://pim-kvc.soneparsea.com:3443/PictureServer/default.aspx/PRYSMIAN-PR9051012701_Image1.jpg?A097AD989F807182AC95A69EA58479759E72A4978B6765658076867C82688F7DBDA6BBAA83659AA4B7 | https://pim-kvc.soneparsea.com:3443/PictureServer/default.aspx/prysmian-h07v-k-series_Datasheet1.pdf?A097AD989F807182ACB5C6BEC5A49995BE72BC7589AD5D9F7DB8B9B7BB9CA39394A6C8A6C59F9599C47682B5B69D | H07V-K FLEXIBLE CABLE 70MM² BLACK | Used in control panels and electrical equipments, on and under plaster as laid in conduit. When this cable is used in fixed installations with mechanically protected switchgear and control panels, the rated voltage is 600/1000 V. | Conductor material | Copper
| 173 | Cables and Wires | Low Voltage Cables | Single Core | H07V-K FLEXIBLE CABLE 70MM² BLACK | 2368984 | PR9051012701 | PRYSMIAN | 0 | https://pim-kvc.soneparsea.com:3443/PictureServer/default.aspx/PRYSMIAN-PR9051012701_Image1.jpg?A097AD989F807182AC95A69EA58479759E72A4978B6765658076867C82688F7DBDA6BBAA83659AA4B7 | https://pim-kvc.soneparsea.com:3443/PictureServer/default.aspx/prysmian-h07v-k-series_Datasheet1.pdf?A097AD989F807182ACB5C6BEC5A49995BE72BC7589AD5D9F7DB8B9B7BB9CA39394A6C8A6C59F9599C47682B5B69D | H07V-K FLEXIBLE CABLE 70MM² BLACK | Used in control panels and electrical equipments, on and under plaster as laid in conduit. When this cable is used in fixed installations with mechanically protected switchgear and control panels, the rated voltage is 600/1000 V. | Nominal cross section conductor | 70mm²
| 173 | Cables and Wires | Low Voltage Cables | Single Core | H07V-K FLEXIBLE CABLE 70MM² BLACK | 2368984 | PR9051012701 | PRYSMIAN | 0 | https://pim-kvc.soneparsea.com:3443/PictureServer/default.aspx/PRYSMIAN-PR9051012701_Image1.jpg?A097AD989F807182AC95A69EA58479759E72A4978B6765658076867C82688F7DBDA6BBAA83659AA4B7 | https://pim-kvc.soneparsea.com:3443/PictureServer/default.aspx/prysmian-h07v-k-series_Datasheet1.pdf?A097AD989F807182ACB5C6BEC5A49995BE72BC7589AD5D9F7DB8B9B7BB9CA39394A6C8A6C59F9599C47682B5B69D | H07V-K FLEXIBLE CABLE 70MM² BLACK | Used in control panels and electrical equipments, on and under plaster as laid in conduit. When this cable is used in fixed installations with mechanically protected switchgear and control panels, the rated voltage is 600/1000 V. | Conductor category | Class 5 = flexible
| 173 | Cables and Wires | Low Voltage Cables | Single Core | H07V-K FLEXIBLE CABLE 70MM² BLACK | 2368984 | PR9051012701 | PRYSMIAN | 0 | https://pim-kvc.soneparsea.com:3443/PictureServer/default.aspx/PRYSMIAN-PR9051012701_Image1.jpg?A097AD989F807182AC95A69EA58479759E72A4978B6765658076867C82688F7DBDA6BBAA83659AA4B7 | https://pim-kvc.soneparsea.com:3443/PictureServer/default.aspx/prysmian-h07v-k-series_Datasheet1.pdf?A097AD989F807182ACB5C6BEC5A49995BE72BC7589AD5D9F7DB8B9B7BB9CA39394A6C8A6C59F9599C47682B5B69D | H07V-K FLEXIBLE CABLE 70MM² BLACK | Used in control panels and electrical equipments, on and under plaster as laid in conduit. When this cable is used in fixed installations with mechanically protected switchgear and control panels, the rated voltage is 600/1000 V. | Number of cores | 1
| 173 | Cables and Wires | Low Voltage Cables | Single Core | H07V-K FLEXIBLE CABLE 70MM² BLACK | 2368984 | PR9051012701 | PRYSMIAN | 0 | https://pim-kvc.soneparsea.com:3443/PictureServer/default.aspx/PRYSMIAN-PR9051012701_Image1.jpg?A097AD989F807182AC95A69EA58479759E72A4978B6765658076867C82688F7DBDA6BBAA83659AA4B7 | https://pim-kvc.soneparsea.com:3443/PictureServer/default.aspx/prysmian-h07v-k-series_Datasheet1.pdf?A097AD989F807182ACB5C6BEC5A49995BE72BC7589AD5D9F7DB8B9B7BB9CA39394A6C8A6C59F9599C47682B5B69D | H07V-K FLEXIBLE CABLE 70MM² BLACK | Used in control panels and electrical equipments, on and under plaster as laid in conduit. When this cable is used in fixed installations with mechanically protected switchgear and control panels, the rated voltage is 600/1000 V. | Material outer sheath | Polyvinyl chloride (PVC)
| 173 | Cables and Wires | Low Voltage Cables | Single Core | H07V-K FLEXIBLE CABLE 70MM² BLACK | 2368984 | PR9051012701 | PRYSMIAN | 0 | https://pim-kvc.soneparsea.com:3443/PictureServer/default.aspx/PRYSMIAN-PR9051012701_Image1.jpg?A097AD989F807182AC95A69EA58479759E72A4978B6765658076867C82688F7DBDA6BBAA83659AA4B7 | https://pim-kvc.soneparsea.com:3443/PictureServer/default.aspx/prysmian-h07v-k-series_Datasheet1.pdf?A097AD989F807182ACB5C6BEC5A49995BE72BC7589AD5D9F7DB8B9B7BB9CA39394A6C8A6C59F9599C47682B5B69D | H07V-K FLEXIBLE CABLE 70MM² BLACK | Used in control panels and electrical equipments, on and under plaster as laid in conduit. When this cable is used in fixed installations with mechanically protected switchgear and control panels, the rated voltage is 600/1000 V. | Colour outer sheath | Black
| 173 | Cables and Wires | Low Voltage Cables | Single Core | H07V-K FLEXIBLE CABLE 70MM² BLACK | 2368984 | PR9051012701 | PRYSMIAN | 0 | https://pim-kvc.soneparsea.com:3443/PictureServer/default.aspx/PRYSMIAN-PR9051012701_Image1.jpg?A097AD989F807182AC95A69EA58479759E72A4978B6765658076867C82688F7DBDA6BBAA83659AA4B7 | https://pim-kvc.soneparsea.com:3443/PictureServer/default.aspx/prysmian-h07v-k-series_Datasheet1.pdf?A097AD989F807182ACB5C6BEC5A49995BE72BC7589AD5D9F7DB8B9B7BB9CA39394A6C8A6C59F9599C47682B5B69D | H07V-K FLEXIBLE CABLE 70MM² BLACK | Used in control panels and electrical equipments, on and under plaster as laid in conduit. When this cable is used in fixed installations with mechanically protected switchgear and control panels, the rated voltage is 600/1000 V. | Cable geometry | Round
| 173 | Cables and Wires | Low Voltage Cables | Single Core | H07V-K FLEXIBLE CABLE 70MM² BLACK | 2368984 | PR9051012701 | PRYSMIAN | 0 | https://pim-kvc.soneparsea.com:3443/PictureServer/default.aspx/PRYSMIAN-PR9051012701_Image1.jpg?A097AD989F807182AC95A69EA58479759E72A4978B6765658076867C82688F7DBDA6BBAA83659AA4B7 | https://pim-kvc.soneparsea.com:3443/PictureServer/default.aspx/prysmian-h07v-k-series_Datasheet1.pdf?A097AD989F807182ACB5C6BEC5A49995BE72BC7589AD5D9F7DB8B9B7BB9CA39394A6C8A6C59F9599C47682B5B69D | H07V-K FLEXIBLE CABLE 70MM² BLACK | Used in control panels and electrical equipments, on and under plaster as laid in conduit. When this cable is used in fixed installations with mechanically protected switchgear and control panels, the rated voltage is 600/1000 V. | Nominal voltage U0 | 450V
| 173 | Cables and Wires | Low Voltage Cables | Single Core | H07V-K FLEXIBLE CABLE 70MM² BLACK | 2368984 | PR9051012701 | PRYSMIAN | 0 | https://pim-kvc.soneparsea.com:3443/PictureServer/default.aspx/PRYSMIAN-PR9051012701_Image1.jpg?A097AD989F807182AC95A69EA58479759E72A4978B6765658076867C82688F7DBDA6BBAA83659AA4B7 | https://pim-kvc.soneparsea.com:3443/PictureServer/default.aspx/prysmian-h07v-k-series_Datasheet1.pdf?A097AD989F807182ACB5C6BEC5A49995BE72BC7589AD5D9F7DB8B9B7BB9CA39394A6C8A6C59F9599C47682B5B69D | H07V-K FLEXIBLE CABLE 70MM² BLACK | Used in control panels and electrical equipments, on and under plaster as laid in conduit. When this cable is used in fixed installations with mechanically protected switchgear and control panels, the rated voltage is 600/1000 V. | Nominal voltage U | 750V
| 173 | Cables and Wires | Low Voltage Cables | Single Core | H07V-K FLEXIBLE CABLE 70MM² BLACK | 2368984 | PR9051012701 | PRYSMIAN | 0 | https://pim-kvc.soneparsea.com:3443/PictureServer/default.aspx/PRYSMIAN-PR9051012701_Image1.jpg?A097AD989F807182AC95A69EA58479759E72A4978B6765658076867C82688F7DBDA6BBAA83659AA4B7 | https://pim-kvc.soneparsea.com:3443/PictureServer/default.aspx/prysmian-h07v-k-series_Datasheet1.pdf?A097AD989F807182ACB5C6BEC5A49995BE72BC7589AD5D9F7DB8B9B7BB9CA39394A6C8A6C59F9599C47682B5B69D | H07V-K FLEXIBLE CABLE 70MM² BLACK | Used in control panels and electrical equipments, on and under plaster as laid in conduit. When this cable is used in fixed installations with mechanically protected switchgear and control panels, the rated voltage is 600/1000 V. | Shape of conductor | Round
| 174 | Cables and Wires | Low Voltage Cables | Single Core | H07V-K FLEXIBLE CABLE 70MM² GREEN/YELLOW | 2368986 | PR9051012706 | PRYSMIAN | 0 | https://pim-kvc.soneparsea.com:3443/PictureServer/default.aspx/PRYSMIAN_PR9051012706_Image1.jpg?A097AD989F807182AC95A69EA58479759EA4A4978B6765658076867C826D8F7DBDA6BBAA83659AA4B7 | https://pim-kvc.soneparsea.com:3443/PictureServer/default.aspx/prysmian-h07v-k-series_Datasheet1.pdf?A097AD989F807182ACB5C6BEC5A49995BE72BC7589AD5D9F7DB8B9B7BB9CA39394A6C8A6C59F9599C47682B5B69D | H07V-K FLEXIBLE CABLE 70MM² GREEN/YELLOW | Used in control panels and electrical equipments, on and under plaster as laid in conduit. When this cable is used in fixed installations with mechanically protected switchgear and control panels, the rated voltage is 600/1000 V. | Conductor material | Copper
| 174 | Cables and Wires | Low Voltage Cables | Single Core | H07V-K FLEXIBLE CABLE 70MM² GREEN/YELLOW | 2368986 | PR9051012706 | PRYSMIAN | 0 | https://pim-kvc.soneparsea.com:3443/PictureServer/default.aspx/PRYSMIAN_PR9051012706_Image1.jpg?A097AD989F807182AC95A69EA58479759EA4A4978B6765658076867C826D8F7DBDA6BBAA83659AA4B7 | https://pim-kvc.soneparsea.com:3443/PictureServer/default.aspx/prysmian-h07v-k-series_Datasheet1.pdf?A097AD989F807182ACB5C6BEC5A49995BE72BC7589AD5D9F7DB8B9B7BB9CA39394A6C8A6C59F9599C47682B5B69D | H07V-K FLEXIBLE CABLE 70MM² GREEN/YELLOW | Used in control panels and electrical equipments, on and under plaster as laid in conduit. When this cable is used in fixed installations with mechanically protected switchgear and control panels, the rated voltage is 600/1000 V. | Nominal cross section conductor | 70mm²
| 174 | Cables and Wires | Low Voltage Cables | Single Core | H07V-K FLEXIBLE CABLE 70MM² GREEN/YELLOW | 2368986 | PR9051012706 | PRYSMIAN | 0 | https://pim-kvc.soneparsea.com:3443/PictureServer/default.aspx/PRYSMIAN_PR9051012706_Image1.jpg?A097AD989F807182AC95A69EA58479759EA4A4978B6765658076867C826D8F7DBDA6BBAA83659AA4B7 | https://pim-kvc.soneparsea.com:3443/PictureServer/default.aspx/prysmian-h07v-k-series_Datasheet1.pdf?A097AD989F807182ACB5C6BEC5A49995BE72BC7589AD5D9F7DB8B9B7BB9CA39394A6C8A6C59F9599C47682B5B69D | H07V-K FLEXIBLE CABLE 70MM² GREEN/YELLOW | Used in control panels and electrical equipments, on and under plaster as laid in conduit. When this cable is used in fixed installations with mechanically protected switchgear and control panels, the rated voltage is 600/1000 V. | Conductor category | Class 5 = flexible
| 174 | Cables and Wires | Low Voltage Cables | Single Core | H07V-K FLEXIBLE CABLE 70MM² GREEN/YELLOW | 2368986 | PR9051012706 | PRYSMIAN | 0 | https://pim-kvc.soneparsea.com:3443/PictureServer/default.aspx/PRYSMIAN_PR9051012706_Image1.jpg?A097AD989F807182AC95A69EA58479759EA4A4978B6765658076867C826D8F7DBDA6BBAA83659AA4B7 | https://pim-kvc.soneparsea.com:3443/PictureServer/default.aspx/prysmian-h07v-k-series_Datasheet1.pdf?A097AD989F807182ACB5C6BEC5A49995BE72BC7589AD5D9F7DB8B9B7BB9CA39394A6C8A6C59F9599C47682B5B69D | H07V-K FLEXIBLE CABLE 70MM² GREEN/YELLOW | Used in control panels and electrical equipments, on and under plaster as laid in conduit. When this cable is used in fixed installations with mechanically protected switchgear and control panels, the rated voltage is 600/1000 V. | Number of cores | 1
| 174 | Cables and Wires | Low Voltage Cables | Single Core | H07V-K FLEXIBLE CABLE 70MM² GREEN/YELLOW | 2368986 | PR9051012706 | PRYSMIAN | 0 | https://pim-kvc.soneparsea.com:3443/PictureServer/default.aspx/PRYSMIAN_PR9051012706_Image1.jpg?A097AD989F807182AC95A69EA58479759EA4A4978B6765658076867C826D8F7DBDA6BBAA83659AA4B7 | https://pim-kvc.soneparsea.com:3443/PictureServer/default.aspx/prysmian-h07v-k-series_Datasheet1.pdf?A097AD989F807182ACB5C6BEC5A49995BE72BC7589AD5D9F7DB8B9B7BB9CA39394A6C8A6C59F9599C47682B5B69D | H07V-K FLEXIBLE CABLE 70MM² GREEN/YELLOW | Used in control panels and electrical equipments, on and under plaster as laid in conduit. When this cable is used in fixed installations with mechanically protected switchgear and control panels, the rated voltage is 600/1000 V. | Material outer sheath | Polyvinyl chloride (PVC)
| 174 | Cables and Wires | Low Voltage Cables | Single Core | H07V-K FLEXIBLE CABLE 70MM² GREEN/YELLOW | 2368986 | PR9051012706 | PRYSMIAN | 0 | https://pim-kvc.soneparsea.com:3443/PictureServer/default.aspx/PRYSMIAN_PR9051012706_Image1.jpg?A097AD989F807182AC95A69EA58479759EA4A4978B6765658076867C826D8F7DBDA6BBAA83659AA4B7 | https://pim-kvc.soneparsea.com:3443/PictureServer/default.aspx/prysmian-h07v-k-series_Datasheet1.pdf?A097AD989F807182ACB5C6BEC5A49995BE72BC7589AD5D9F7DB8B9B7BB9CA39394A6C8A6C59F9599C47682B5B69D | H07V-K FLEXIBLE CABLE 70MM² GREEN/YELLOW | Used in control panels and electrical equipments, on and under plaster as laid in conduit. When this cable is used in fixed installations with mechanically protected switchgear and control panels, the rated voltage is 600/1000 V. | Colour outer sheath | Multi-coloured
| 174 | Cables and Wires | Low Voltage Cables | Single Core | H07V-K FLEXIBLE CABLE 70MM² GREEN/YELLOW | 2368986 | PR9051012706 | PRYSMIAN | 0 | https://pim-kvc.soneparsea.com:3443/PictureServer/default.aspx/PRYSMIAN_PR9051012706_Image1.jpg?A097AD989F807182AC95A69EA58479759EA4A4978B6765658076867C826D8F7DBDA6BBAA83659AA4B7 | https://pim-kvc.soneparsea.com:3443/PictureServer/default.aspx/prysmian-h07v-k-series_Datasheet1.pdf?A097AD989F807182ACB5C6BEC5A49995BE72BC7589AD5D9F7DB8B9B7BB9CA39394A6C8A6C59F9599C47682B5B69D | H07V-K FLEXIBLE CABLE 70MM² GREEN/YELLOW | Used in control panels and electrical equipments, on and under plaster as laid in conduit. When this cable is used in fixed installations with mechanically protected switchgear and control panels, the rated voltage is 600/1000 V. | Cable geometry | Round
| 174 | Cables and Wires | Low Voltage Cables | Single Core | H07V-K FLEXIBLE CABLE 70MM² GREEN/YELLOW | 2368986 | PR9051012706 | PRYSMIAN | 0 | https://pim-kvc.soneparsea.com:3443/PictureServer/default.aspx/PRYSMIAN_PR9051012706_Image1.jpg?A097AD989F807182AC95A69EA58479759EA4A4978B6765658076867C826D8F7DBDA6BBAA83659AA4B7 | https://pim-kvc.soneparsea.com:3443/PictureServer/default.aspx/prysmian-h07v-k-series_Datasheet1.pdf?A097AD989F807182ACB5C6BEC5A49995BE72BC7589AD5D9F7DB8B9B7BB9CA39394A6C8A6C59F9599C47682B5B69D | H07V-K FLEXIBLE CABLE 70MM² GREEN/YELLOW | Used in control panels and electrical equipments, on and under plaster as laid in conduit. When this cable is used in fixed installations with mechanically protected switchgear and control panels, the rated voltage is 600/1000 V. | Nominal voltage U0 | 450V
| 174 | Cables and Wires | Low Voltage Cables | Single Core | H07V-K FLEXIBLE CABLE 70MM² GREEN/YELLOW | 2368986 | PR9051012706 | PRYSMIAN | 0 | https://pim-kvc.soneparsea.com:3443/PictureServer/default.aspx/PRYSMIAN_PR9051012706_Image1.jpg?A097AD989F807182AC95A69EA58479759EA4A4978B6765658076867C826D8F7DBDA6BBAA83659AA4B7 | https://pim-kvc.soneparsea.com:3443/PictureServer/default.aspx/prysmian-h07v-k-series_Datasheet1.pdf?A097AD989F807182ACB5C6BEC5A49995BE72BC7589AD5D9F7DB8B9B7BB9CA39394A6C8A6C59F9599C47682B5B69D | H07V-K FLEXIBLE CABLE 70MM² GREEN/YELLOW | Used in control panels and electrical equipments, on and under plaster as laid in conduit. When this cable is used in fixed installations with mechanically protected switchgear and control panels, the rated voltage is 600/1000 V. | Nominal voltage U | 750V
| 174 | Cables and Wires | Low Voltage Cables | Single Core | H07V-K FLEXIBLE CABLE 70MM² GREEN/YELLOW | 2368986 | PR9051012706 | PRYSMIAN | 0 | https://pim-kvc.soneparsea.com:3443/PictureServer/default.aspx/PRYSMIAN_PR9051012706_Image1.jpg?A097AD989F807182AC95A69EA58479759EA4A4978B6765658076867C826D8F7DBDA6BBAA83659AA4B7 | https://pim-kvc.soneparsea.com:3443/PictureServer/default.aspx/prysmian-h07v-k-series_Datasheet1.pdf?A097AD989F807182ACB5C6BEC5A49995BE72BC7589AD5D9F7DB8B9B7BB9CA39394A6C8A6C59F9599C47682B5B69D | H07V-K FLEXIBLE CABLE 70MM² GREEN/YELLOW | Used in control panels and electrical equipments, on and under plaster as laid in conduit. When this cable is used in fixed installations with mechanically protected switchgear and control panels, the rated voltage is 600/1000 V. | Shape of conductor | Round
| 175 | Cables and Wires | Low Voltage Cables | Single Core | H07V-K FLEXIBLE CABLE 95MM² BLACK | 2368987 | PR9051012801 | PRYSMIAN | 0 | https://pim-kvc.soneparsea.com:3443/PictureServer/default.aspx/PRYSMIAN-PR9051012801_Image1.jpg?A097AD989F807182AC95A69EA58479759E72A4978B6765658076867D82688F7DBDA6BBAA83659AA4B7 | https://pim-kvc.soneparsea.com:3443/PictureServer/default.aspx/prysmian-h07v-k-series_Datasheet1.pdf?A097AD989F807182ACB5C6BEC5A49995BE72BC7589AD5D9F7DB8B9B7BB9CA39394A6C8A6C59F9599C47682B5B69D | H07V-K FLEXIBLE CABLE 95MM² BLACK | Used in control panels and electrical equipments, on and under plaster as laid in conduit. When this cable is used in fixed installations with mechanically protected switchgear and control panels, the rated voltage is 600/1000 V. | Conductor material | Copper
| 175 | Cables and Wires | Low Voltage Cables | Single Core | H07V-K FLEXIBLE CABLE 95MM² BLACK | 2368987 | PR9051012801 | PRYSMIAN | 0 | https://pim-kvc.soneparsea.com:3443/PictureServer/default.aspx/PRYSMIAN-PR9051012801_Image1.jpg?A097AD989F807182AC95A69EA58479759E72A4978B6765658076867D82688F7DBDA6BBAA83659AA4B7 | https://pim-kvc.soneparsea.com:3443/PictureServer/default.aspx/prysmian-h07v-k-series_Datasheet1.pdf?A097AD989F807182ACB5C6BEC5A49995BE72BC7589AD5D9F7DB8B9B7BB9CA39394A6C8A6C59F9599C47682B5B69D | H07V-K FLEXIBLE CABLE 95MM² BLACK | Used in control panels and electrical equipments, on and under plaster as laid in conduit. When this cable is used in fixed installations with mechanically protected switchgear and control panels, the rated voltage is 600/1000 V. | Nominal cross section conductor | 95mm²
| 175 | Cables and Wires | Low Voltage Cables | Single Core | H07V-K FLEXIBLE CABLE 95MM² BLACK | 2368987 | PR9051012801 | PRYSMIAN | 0 | https://pim-kvc.soneparsea.com:3443/PictureServer/default.aspx/PRYSMIAN-PR9051012801_Image1.jpg?A097AD989F807182AC95A69EA58479759E72A4978B6765658076867D82688F7DBDA6BBAA83659AA4B7 | https://pim-kvc.soneparsea.com:3443/PictureServer/default.aspx/prysmian-h07v-k-series_Datasheet1.pdf?A097AD989F807182ACB5C6BEC5A49995BE72BC7589AD5D9F7DB8B9B7BB9CA39394A6C8A6C59F9599C47682B5B69D | H07V-K FLEXIBLE CABLE 95MM² BLACK | Used in control panels and electrical equipments, on and under plaster as laid in conduit. When this cable is used in fixed installations with mechanically protected switchgear and control panels, the rated voltage is 600/1000 V. | Conductor category | Class 5 = flexible
| 175 | Cables and Wires | Low Voltage Cables | Single Core | H07V-K FLEXIBLE CABLE 95MM² BLACK | 2368987 | PR9051012801 | PRYSMIAN | 0 | https://pim-kvc.soneparsea.com:3443/PictureServer/default.aspx/PRYSMIAN-PR9051012801_Image1.jpg?A097AD989F807182AC95A69EA58479759E72A4978B6765658076867D82688F7DBDA6BBAA83659AA4B7 | https://pim-kvc.soneparsea.com:3443/PictureServer/default.aspx/prysmian-h07v-k-series_Datasheet1.pdf?A097AD989F807182ACB5C6BEC5A49995BE72BC7589AD5D9F7DB8B9B7BB9CA39394A6C8A6C59F9599C47682B5B69D | H07V-K FLEXIBLE CABLE 95MM² BLACK | Used in control panels and electrical equipments, on and under plaster as laid in conduit. When this cable is used in fixed installations with mechanically protected switchgear and control panels, the rated voltage is 600/1000 V. | Number of cores | 1
| 175 | Cables and Wires | Low Voltage Cables | Single Core | H07V-K FLEXIBLE CABLE 95MM² BLACK | 2368987 | PR9051012801 | PRYSMIAN | 0 | https://pim-kvc.soneparsea.com:3443/PictureServer/default.aspx/PRYSMIAN-PR9051012801_Image1.jpg?A097AD989F807182AC95A69EA58479759E72A4978B6765658076867D82688F7DBDA6BBAA83659AA4B7 | https://pim-kvc.soneparsea.com:3443/PictureServer/default.aspx/prysmian-h07v-k-series_Datasheet1.pdf?A097AD989F807182ACB5C6BEC5A49995BE72BC7589AD5D9F7DB8B9B7BB9CA39394A6C8A6C59F9599C47682B5B69D | H07V-K FLEXIBLE CABLE 95MM² BLACK | Used in control panels and electrical equipments, on and under plaster as laid in conduit. When this cable is used in fixed installations with mechanically protected switchgear and control panels, the rated voltage is 600/1000 V. | Material outer sheath | Polyvinyl chloride (PVC)
| 175 | Cables and Wires | Low Voltage Cables | Single Core | H07V-K FLEXIBLE CABLE 95MM² BLACK | 2368987 | PR9051012801 | PRYSMIAN | 0 | https://pim-kvc.soneparsea.com:3443/PictureServer/default.aspx/PRYSMIAN-PR9051012801_Image1.jpg?A097AD989F807182AC95A69EA58479759E72A4978B6765658076867D82688F7DBDA6BBAA83659AA4B7 | https://pim-kvc.soneparsea.com:3443/PictureServer/default.aspx/prysmian-h07v-k-series_Datasheet1.pdf?A097AD989F807182ACB5C6BEC5A49995BE72BC7589AD5D9F7DB8B9B7BB9CA39394A6C8A6C59F9599C47682B5B69D | H07V-K FLEXIBLE CABLE 95MM² BLACK | Used in control panels and electrical equipments, on and under plaster as laid in conduit. When this cable is used in fixed installations with mechanically protected switchgear and control panels, the rated voltage is 600/1000 V. | Colour outer sheath | Black
| 175 | Cables and Wires | Low Voltage Cables | Single Core | H07V-K FLEXIBLE CABLE 95MM² BLACK | 2368987 | PR9051012801 | PRYSMIAN | 0 | https://pim-kvc.soneparsea.com:3443/PictureServer/default.aspx/PRYSMIAN-PR9051012801_Image1.jpg?A097AD989F807182AC95A69EA58479759E72A4978B6765658076867D82688F7DBDA6BBAA83659AA4B7 | https://pim-kvc.soneparsea.com:3443/PictureServer/default.aspx/prysmian-h07v-k-series_Datasheet1.pdf?A097AD989F807182ACB5C6BEC5A49995BE72BC7589AD5D9F7DB8B9B7BB9CA39394A6C8A6C59F9599C47682B5B69D | H07V-K FLEXIBLE CABLE 95MM² BLACK | Used in control panels and electrical equipments, on and under plaster as laid in conduit. When this cable is used in fixed installations with mechanically protected switchgear and control panels, the rated voltage is 600/1000 V. | Cable geometry | Round
| 175 | Cables and Wires | Low Voltage Cables | Single Core | H07V-K FLEXIBLE CABLE 95MM² BLACK | 2368987 | PR9051012801 | PRYSMIAN | 0 | https://pim-kvc.soneparsea.com:3443/PictureServer/default.aspx/PRYSMIAN-PR9051012801_Image1.jpg?A097AD989F807182AC95A69EA58479759E72A4978B6765658076867D82688F7DBDA6BBAA83659AA4B7 | https://pim-kvc.soneparsea.com:3443/PictureServer/default.aspx/prysmian-h07v-k-series_Datasheet1.pdf?A097AD989F807182ACB5C6BEC5A49995BE72BC7589AD5D9F7DB8B9B7BB9CA39394A6C8A6C59F9599C47682B5B69D | H07V-K FLEXIBLE CABLE 95MM² BLACK | Used in control panels and electrical equipments, on and under plaster as laid in conduit. When this cable is used in fixed installations with mechanically protected switchgear and control panels, the rated voltage is 600/1000 V. | Nominal voltage U0 | 450V
| 175 | Cables and Wires | Low Voltage Cables | Single Core | H07V-K FLEXIBLE CABLE 95MM² BLACK | 2368987 | PR9051012801 | PRYSMIAN | 0 | https://pim-kvc.soneparsea.com:3443/PictureServer/default.aspx/PRYSMIAN-PR9051012801_Image1.jpg?A097AD989F807182AC95A69EA58479759E72A4978B6765658076867D82688F7DBDA6BBAA83659AA4B7 | https://pim-kvc.soneparsea.com:3443/PictureServer/default.aspx/prysmian-h07v-k-series_Datasheet1.pdf?A097AD989F807182ACB5C6BEC5A49995BE72BC7589AD5D9F7DB8B9B7BB9CA39394A6C8A6C59F9599C47682B5B69D | H07V-K FLEXIBLE CABLE 95MM² BLACK | Used in control panels and electrical equipments, on and under plaster as laid in conduit. When this cable is used in fixed installations with mechanically protected switchgear and control panels, the rated voltage is 600/1000 V. | Nominal voltage U | 750V
| 175 | Cables and Wires | Low Voltage Cables | Single Core | H07V-K FLEXIBLE CABLE 95MM² BLACK | 2368987 | PR9051012801 | PRYSMIAN | 0 | https://pim-kvc.soneparsea.com:3443/PictureServer/default.aspx/PRYSMIAN-PR9051012801_Image1.jpg?A097AD989F807182AC95A69EA58479759E72A4978B6765658076867D82688F7DBDA6BBAA83659AA4B7 | https://pim-kvc.soneparsea.com:3443/PictureServer/default.aspx/prysmian-h07v-k-series_Datasheet1.pdf?A097AD989F807182ACB5C6BEC5A49995BE72BC7589AD5D9F7DB8B9B7BB9CA39394A6C8A6C59F9599C47682B5B69D | H07V-K FLEXIBLE CABLE 95MM² BLACK | Used in control panels and electrical equipments, on and under plaster as laid in conduit. When this cable is used in fixed installations with mechanically protected switchgear and control panels, the rated voltage is 600/1000 V. | Shape of conductor | Round
| 176 | Cables and Wires | Low Voltage Cables | Single Core | H07V-K FLEXIBLE CABLE 120MM² BLACK | 2368990 | PR9051012901 | PRYSMIAN | 0 | https://pim-kvc.soneparsea.com:3443/PictureServer/default.aspx/PRYSMIAN-PR9051012901_Image1.jpg?A097AD989F807182AC95A69EA58479759E72A4978B6765658076867E82688F7DBDA6BBAA83659AA4B7 | https://pim-kvc.soneparsea.com:3443/PictureServer/default.aspx/prysmian-h07v-k-series_Datasheet1.pdf?A097AD989F807182ACB5C6BEC5A49995BE72BC7589AD5D9F7DB8B9B7BB9CA39394A6C8A6C59F9599C47682B5B69D | H07V-K FLEXIBLE CABLE 120MM² BLACK | Used in control panels and electrical equipments, on and under plaster as laid in conduit. When this cable is used in fixed installations with mechanically protected switchgear and control panels, the rated voltage is 600/1000 V. | Conductor material | Copper
| 176 | Cables and Wires | Low Voltage Cables | Single Core | H07V-K FLEXIBLE CABLE 120MM² BLACK | 2368990 | PR9051012901 | PRYSMIAN | 0 | https://pim-kvc.soneparsea.com:3443/PictureServer/default.aspx/PRYSMIAN-PR9051012901_Image1.jpg?A097AD989F807182AC95A69EA58479759E72A4978B6765658076867E82688F7DBDA6BBAA83659AA4B7 | https://pim-kvc.soneparsea.com:3443/PictureServer/default.aspx/prysmian-h07v-k-series_Datasheet1.pdf?A097AD989F807182ACB5C6BEC5A49995BE72BC7589AD5D9F7DB8B9B7BB9CA39394A6C8A6C59F9599C47682B5B69D | H07V-K FLEXIBLE CABLE 120MM² BLACK | Used in control panels and electrical equipments, on and under plaster as laid in conduit. When this cable is used in fixed installations with mechanically protected switchgear and control panels, the rated voltage is 600/1000 V. | Nominal cross section conductor | 120mm²
| 176 | Cables and Wires | Low Voltage Cables | Single Core | H07V-K FLEXIBLE CABLE 120MM² BLACK | 2368990 | PR9051012901 | PRYSMIAN | 0 | https://pim-kvc.soneparsea.com:3443/PictureServer/default.aspx/PRYSMIAN-PR9051012901_Image1.jpg?A097AD989F807182AC95A69EA58479759E72A4978B6765658076867E82688F7DBDA6BBAA83659AA4B7 | https://pim-kvc.soneparsea.com:3443/PictureServer/default.aspx/prysmian-h07v-k-series_Datasheet1.pdf?A097AD989F807182ACB5C6BEC5A49995BE72BC7589AD5D9F7DB8B9B7BB9CA39394A6C8A6C59F9599C47682B5B69D | H07V-K FLEXIBLE CABLE 120MM² BLACK | Used in control panels and electrical equipments, on and under plaster as laid in conduit. When this cable is used in fixed installations with mechanically protected switchgear and control panels, the rated voltage is 600/1000 V. | Conductor category | Class 5 = flexible
| 176 | Cables and Wires | Low Voltage Cables | Single Core | H07V-K FLEXIBLE CABLE 120MM² BLACK | 2368990 | PR9051012901 | PRYSMIAN | 0 | https://pim-kvc.soneparsea.com:3443/PictureServer/default.aspx/PRYSMIAN-PR9051012901_Image1.jpg?A097AD989F807182AC95A69EA58479759E72A4978B6765658076867E82688F7DBDA6BBAA83659AA4B7 | https://pim-kvc.soneparsea.com:3443/PictureServer/default.aspx/prysmian-h07v-k-series_Datasheet1.pdf?A097AD989F807182ACB5C6BEC5A49995BE72BC7589AD5D9F7DB8B9B7BB9CA39394A6C8A6C59F9599C47682B5B69D | H07V-K FLEXIBLE CABLE 120MM² BLACK | Used in control panels and electrical equipments, on and under plaster as laid in conduit. When this cable is used in fixed installations with mechanically protected switchgear and control panels, the rated voltage is 600/1000 V. | Number of cores | 1
| 176 | Cables and Wires | Low Voltage Cables | Single Core | H07V-K FLEXIBLE CABLE 120MM² BLACK | 2368990 | PR9051012901 | PRYSMIAN | 0 | https://pim-kvc.soneparsea.com:3443/PictureServer/default.aspx/PRYSMIAN-PR9051012901_Image1.jpg?A097AD989F807182AC95A69EA58479759E72A4978B6765658076867E82688F7DBDA6BBAA83659AA4B7 | https://pim-kvc.soneparsea.com:3443/PictureServer/default.aspx/prysmian-h07v-k-series_Datasheet1.pdf?A097AD989F807182ACB5C6BEC5A49995BE72BC7589AD5D9F7DB8B9B7BB9CA39394A6C8A6C59F9599C47682B5B69D | H07V-K FLEXIBLE CABLE 120MM² BLACK | Used in control panels and electrical equipments, on and under plaster as laid in conduit. When this cable is used in fixed installations with mechanically protected switchgear and control panels, the rated voltage is 600/1000 V. | Material outer sheath | Polyvinyl chloride (PVC)
| 176 | Cables and Wires | Low Voltage Cables | Single Core | H07V-K FLEXIBLE CABLE 120MM² BLACK | 2368990 | PR9051012901 | PRYSMIAN | 0 | https://pim-kvc.soneparsea.com:3443/PictureServer/default.aspx/PRYSMIAN-PR9051012901_Image1.jpg?A097AD989F807182AC95A69EA58479759E72A4978B6765658076867E82688F7DBDA6BBAA83659AA4B7 | https://pim-kvc.soneparsea.com:3443/PictureServer/default.aspx/prysmian-h07v-k-series_Datasheet1.pdf?A097AD989F807182ACB5C6BEC5A49995BE72BC7589AD5D9F7DB8B9B7BB9CA39394A6C8A6C59F9599C47682B5B69D | H07V-K FLEXIBLE CABLE 120MM² BLACK | Used in control panels and electrical equipments, on and under plaster as laid in conduit. When this cable is used in fixed installations with mechanically protected switchgear and control panels, the rated voltage is 600/1000 V. | Colour outer sheath | Black
| 176 | Cables and Wires | Low Voltage Cables | Single Core | H07V-K FLEXIBLE CABLE 120MM² BLACK | 2368990 | PR9051012901 | PRYSMIAN | 0 | https://pim-kvc.soneparsea.com:3443/PictureServer/default.aspx/PRYSMIAN-PR9051012901_Image1.jpg?A097AD989F807182AC95A69EA58479759E72A4978B6765658076867E82688F7DBDA6BBAA83659AA4B7 | https://pim-kvc.soneparsea.com:3443/PictureServer/default.aspx/prysmian-h07v-k-series_Datasheet1.pdf?A097AD989F807182ACB5C6BEC5A49995BE72BC7589AD5D9F7DB8B9B7BB9CA39394A6C8A6C59F9599C47682B5B69D | H07V-K FLEXIBLE CABLE 120MM² BLACK | Used in control panels and electrical equipments, on and under plaster as laid in conduit. When this cable is used in fixed installations with mechanically protected switchgear and control panels, the rated voltage is 600/1000 V. | Cable geometry | Round
| 176 | Cables and Wires | Low Voltage Cables | Single Core | H07V-K FLEXIBLE CABLE 120MM² BLACK | 2368990 | PR9051012901 | PRYSMIAN | 0 | https://pim-kvc.soneparsea.com:3443/PictureServer/default.aspx/PRYSMIAN-PR9051012901_Image1.jpg?A097AD989F807182AC95A69EA58479759E72A4978B6765658076867E82688F7DBDA6BBAA83659AA4B7 | https://pim-kvc.soneparsea.com:3443/PictureServer/default.aspx/prysmian-h07v-k-series_Datasheet1.pdf?A097AD989F807182ACB5C6BEC5A49995BE72BC7589AD5D9F7DB8B9B7BB9CA39394A6C8A6C59F9599C47682B5B69D | H07V-K FLEXIBLE CABLE 120MM² BLACK | Used in control panels and electrical equipments, on and under plaster as laid in conduit. When this cable is used in fixed installations with mechanically protected switchgear and control panels, the rated voltage is 600/1000 V. | Nominal voltage U0 | 450V
| 176 | Cables and Wires | Low Voltage Cables | Single Core | H07V-K FLEXIBLE CABLE 120MM² BLACK | 2368990 | PR9051012901 | PRYSMIAN | 0 | https://pim-kvc.soneparsea.com:3443/PictureServer/default.aspx/PRYSMIAN-PR9051012901_Image1.jpg?A097AD989F807182AC95A69EA58479759E72A4978B6765658076867E82688F7DBDA6BBAA83659AA4B7 | https://pim-kvc.soneparsea.com:3443/PictureServer/default.aspx/prysmian-h07v-k-series_Datasheet1.pdf?A097AD989F807182ACB5C6BEC5A49995BE72BC7589AD5D9F7DB8B9B7BB9CA39394A6C8A6C59F9599C47682B5B69D | H07V-K FLEXIBLE CABLE 120MM² BLACK | Used in control panels and electrical equipments, on and under plaster as laid in conduit. When this cable is used in fixed installations with mechanically protected switchgear and control panels, the rated voltage is 600/1000 V. | Nominal voltage U | 750V
| 176 | Cables and Wires | Low Voltage Cables | Single Core | H07V-K FLEXIBLE CABLE 120MM² BLACK | 2368990 | PR9051012901 | PRYSMIAN | 0 | https://pim-kvc.soneparsea.com:3443/PictureServer/default.aspx/PRYSMIAN-PR9051012901_Image1.jpg?A097AD989F807182AC95A69EA58479759E72A4978B6765658076867E82688F7DBDA6BBAA83659AA4B7 | https://pim-kvc.soneparsea.com:3443/PictureServer/default.aspx/prysmian-h07v-k-series_Datasheet1.pdf?A097AD989F807182ACB5C6BEC5A49995BE72BC7589AD5D9F7DB8B9B7BB9CA39394A6C8A6C59F9599C47682B5B69D | H07V-K FLEXIBLE CABLE 120MM² BLACK | Used in control panels and electrical equipments, on and under plaster as laid in conduit. When this cable is used in fixed installations with mechanically protected switchgear and control panels, the rated voltage is 600/1000 V. | Shape of conductor | Round
| 177 | Cables and Wires | Low Voltage Cables | Single Core | H07V-K FLEXIBLE CABLE 120MM² GREEN/YELLOW | 2368991 | PR9051012906 | PRYSMIAN | 0 | https://pim-kvc.soneparsea.com:3443/PictureServer/default.aspx/PRYSMIAN_PR9051012906_Image1.jpg?A097AD989F807182AC95A69EA58479759EA4A4978B6765658076867E826D8F7DBDA6BBAA83659AA4B7 | https://pim-kvc.soneparsea.com:3443/PictureServer/default.aspx/prysmian-h07v-k-series_Datasheet1.pdf?A097AD989F807182ACB5C6BEC5A49995BE72BC7589AD5D9F7DB8B9B7BB9CA39394A6C8A6C59F9599C47682B5B69D | H07V-K FLEXIBLE CABLE 120MM² GREEN/YELLOW | Used in control panels and electrical equipments, on and under plaster as laid in conduit. When this cable is used in fixed installations with mechanically protected switchgear and control panels, the rated voltage is 600/1000 V. | Conductor material | Copper
| 177 | Cables and Wires | Low Voltage Cables | Single Core | H07V-K FLEXIBLE CABLE 120MM² GREEN/YELLOW | 2368991 | PR9051012906 | PRYSMIAN | 0 | https://pim-kvc.soneparsea.com:3443/PictureServer/default.aspx/PRYSMIAN_PR9051012906_Image1.jpg?A097AD989F807182AC95A69EA58479759EA4A4978B6765658076867E826D8F7DBDA6BBAA83659AA4B7 | https://pim-kvc.soneparsea.com:3443/PictureServer/default.aspx/prysmian-h07v-k-series_Datasheet1.pdf?A097AD989F807182ACB5C6BEC5A49995BE72BC7589AD5D9F7DB8B9B7BB9CA39394A6C8A6C59F9599C47682B5B69D | H07V-K FLEXIBLE CABLE 120MM² GREEN/YELLOW | Used in control panels and electrical equipments, on and under plaster as laid in conduit. When this cable is used in fixed installations with mechanically protected switchgear and control panels, the rated voltage is 600/1000 V. | Nominal cross section conductor | 120mm²
| 177 | Cables and Wires | Low Voltage Cables | Single Core | H07V-K FLEXIBLE CABLE 120MM² GREEN/YELLOW | 2368991 | PR9051012906 | PRYSMIAN | 0 | https://pim-kvc.soneparsea.com:3443/PictureServer/default.aspx/PRYSMIAN_PR9051012906_Image1.jpg?A097AD989F807182AC95A69EA58479759EA4A4978B6765658076867E826D8F7DBDA6BBAA83659AA4B7 | https://pim-kvc.soneparsea.com:3443/PictureServer/default.aspx/prysmian-h07v-k-series_Datasheet1.pdf?A097AD989F807182ACB5C6BEC5A49995BE72BC7589AD5D9F7DB8B9B7BB9CA39394A6C8A6C59F9599C47682B5B69D | H07V-K FLEXIBLE CABLE 120MM² GREEN/YELLOW | Used in control panels and electrical equipments, on and under plaster as laid in conduit. When this cable is used in fixed installations with mechanically protected switchgear and control panels, the rated voltage is 600/1000 V. | Conductor category | Class 5 = flexible
| 177 | Cables and Wires | Low Voltage Cables | Single Core | H07V-K FLEXIBLE CABLE 120MM² GREEN/YELLOW | 2368991 | PR9051012906 | PRYSMIAN | 0 | https://pim-kvc.soneparsea.com:3443/PictureServer/default.aspx/PRYSMIAN_PR9051012906_Image1.jpg?A097AD989F807182AC95A69EA58479759EA4A4978B6765658076867E826D8F7DBDA6BBAA83659AA4B7 | https://pim-kvc.soneparsea.com:3443/PictureServer/default.aspx/prysmian-h07v-k-series_Datasheet1.pdf?A097AD989F807182ACB5C6BEC5A49995BE72BC7589AD5D9F7DB8B9B7BB9CA39394A6C8A6C59F9599C47682B5B69D | H07V-K FLEXIBLE CABLE 120MM² GREEN/YELLOW | Used in control panels and electrical equipments, on and under plaster as laid in conduit. When this cable is used in fixed installations with mechanically protected switchgear and control panels, the rated voltage is 600/1000 V. | Number of cores | 1
| 177 | Cables and Wires | Low Voltage Cables | Single Core | H07V-K FLEXIBLE CABLE 120MM² GREEN/YELLOW | 2368991 | PR9051012906 | PRYSMIAN | 0 | https://pim-kvc.soneparsea.com:3443/PictureServer/default.aspx/PRYSMIAN_PR9051012906_Image1.jpg?A097AD989F807182AC95A69EA58479759EA4A4978B6765658076867E826D8F7DBDA6BBAA83659AA4B7 | https://pim-kvc.soneparsea.com:3443/PictureServer/default.aspx/prysmian-h07v-k-series_Datasheet1.pdf?A097AD989F807182ACB5C6BEC5A49995BE72BC7589AD5D9F7DB8B9B7BB9CA39394A6C8A6C59F9599C47682B5B69D | H07V-K FLEXIBLE CABLE 120MM² GREEN/YELLOW | Used in control panels and electrical equipments, on and under plaster as laid in conduit. When this cable is used in fixed installations with mechanically protected switchgear and control panels, the rated voltage is 600/1000 V. | Material outer sheath | Polyvinyl chloride (PVC)
| 177 | Cables and Wires | Low Voltage Cables | Single Core | H07V-K FLEXIBLE CABLE 120MM² GREEN/YELLOW | 2368991 | PR9051012906 | PRYSMIAN | 0 | https://pim-kvc.soneparsea.com:3443/PictureServer/default.aspx/PRYSMIAN_PR9051012906_Image1.jpg?A097AD989F807182AC95A69EA58479759EA4A4978B6765658076867E826D8F7DBDA6BBAA83659AA4B7 | https://pim-kvc.soneparsea.com:3443/PictureServer/default.aspx/prysmian-h07v-k-series_Datasheet1.pdf?A097AD989F807182ACB5C6BEC5A49995BE72BC7589AD5D9F7DB8B9B7BB9CA39394A6C8A6C59F9599C47682B5B69D | H07V-K FLEXIBLE CABLE 120MM² GREEN/YELLOW | Used in control panels and electrical equipments, on and under plaster as laid in conduit. When this cable is used in fixed installations with mechanically protected switchgear and control panels, the rated voltage is 600/1000 V. | Colour outer sheath | Multi-coloured
| 177 | Cables and Wires | Low Voltage Cables | Single Core | H07V-K FLEXIBLE CABLE 120MM² GREEN/YELLOW | 2368991 | PR9051012906 | PRYSMIAN | 0 | https://pim-kvc.soneparsea.com:3443/PictureServer/default.aspx/PRYSMIAN_PR9051012906_Image1.jpg?A097AD989F807182AC95A69EA58479759EA4A4978B6765658076867E826D8F7DBDA6BBAA83659AA4B7 | https://pim-kvc.soneparsea.com:3443/PictureServer/default.aspx/prysmian-h07v-k-series_Datasheet1.pdf?A097AD989F807182ACB5C6BEC5A49995BE72BC7589AD5D9F7DB8B9B7BB9CA39394A6C8A6C59F9599C47682B5B69D | H07V-K FLEXIBLE CABLE 120MM² GREEN/YELLOW | Used in control panels and electrical equipments, on and under plaster as laid in conduit. When this cable is used in fixed installations with mechanically protected switchgear and control panels, the rated voltage is 600/1000 V. | Cable geometry | Round
| 177 | Cables and Wires | Low Voltage Cables | Single Core | H07V-K FLEXIBLE CABLE 120MM² GREEN/YELLOW | 2368991 | PR9051012906 | PRYSMIAN | 0 | https://pim-kvc.soneparsea.com:3443/PictureServer/default.aspx/PRYSMIAN_PR9051012906_Image1.jpg?A097AD989F807182AC95A69EA58479759EA4A4978B6765658076867E826D8F7DBDA6BBAA83659AA4B7 | https://pim-kvc.soneparsea.com:3443/PictureServer/default.aspx/prysmian-h07v-k-series_Datasheet1.pdf?A097AD989F807182ACB5C6BEC5A49995BE72BC7589AD5D9F7DB8B9B7BB9CA39394A6C8A6C59F9599C47682B5B69D | H07V-K FLEXIBLE CABLE 120MM² GREEN/YELLOW | Used in control panels and electrical equipments, on and under plaster as laid in conduit. When this cable is used in fixed installations with mechanically protected switchgear and control panels, the rated voltage is 600/1000 V. | Nominal voltage U0 | 450V
| 177 | Cables and Wires | Low Voltage Cables | Single Core | H07V-K FLEXIBLE CABLE 120MM² GREEN/YELLOW | 2368991 | PR9051012906 | PRYSMIAN | 0 | https://pim-kvc.soneparsea.com:3443/PictureServer/default.aspx/PRYSMIAN_PR9051012906_Image1.jpg?A097AD989F807182AC95A69EA58479759EA4A4978B6765658076867E826D8F7DBDA6BBAA83659AA4B7 | https://pim-kvc.soneparsea.com:3443/PictureServer/default.aspx/prysmian-h07v-k-series_Datasheet1.pdf?A097AD989F807182ACB5C6BEC5A49995BE72BC7589AD5D9F7DB8B9B7BB9CA39394A6C8A6C59F9599C47682B5B69D | H07V-K FLEXIBLE CABLE 120MM² GREEN/YELLOW | Used in control panels and electrical equipments, on and under plaster as laid in conduit. When this cable is used in fixed installations with mechanically protected switchgear and control panels, the rated voltage is 600/1000 V. | Nominal voltage U | 750V
| 177 | Cables and Wires | Low Voltage Cables | Single Core | H07V-K FLEXIBLE CABLE 120MM² GREEN/YELLOW | 2368991 | PR9051012906 | PRYSMIAN | 0 | https://pim-kvc.soneparsea.com:3443/PictureServer/default.aspx/PRYSMIAN_PR9051012906_Image1.jpg?A097AD989F807182AC95A69EA58479759EA4A4978B6765658076867E826D8F7DBDA6BBAA83659AA4B7 | https://pim-kvc.soneparsea.com:3443/PictureServer/default.aspx/prysmian-h07v-k-series_Datasheet1.pdf?A097AD989F807182ACB5C6BEC5A49995BE72BC7589AD5D9F7DB8B9B7BB9CA39394A6C8A6C59F9599C47682B5B69D | H07V-K FLEXIBLE CABLE 120MM² GREEN/YELLOW | Used in control panels and electrical equipments, on and under plaster as laid in conduit. When this cable is used in fixed installations with mechanically protected switchgear and control panels, the rated voltage is 600/1000 V. | Shape of conductor | Round
| 178 | Cables and Wires | Low Voltage Cables | Single Core | H07V-K FLEXIBLE CABLE 150MM² BLACK | 2368992 | PR9051013001 | PRYSMIAN | 0 | https://pim-kvc.soneparsea.com:3443/PictureServer/default.aspx/PRYSMIAN-PR9051013001_Image1.jpg?A097AD989F807182AC95A69EA58479759E72A4978B6765658076877582688F7DBDA6BBAA83659AA4B7 | https://pim-kvc.soneparsea.com:3443/PictureServer/default.aspx/prysmian-h07v-k-series_Datasheet1.pdf?A097AD989F807182ACB5C6BEC5A49995BE72BC7589AD5D9F7DB8B9B7BB9CA39394A6C8A6C59F9599C47682B5B69D | H07V-K FLEXIBLE CABLE 150MM² BLACK | Used in control panels and electrical equipments, on and under plaster as laid in conduit. When this cable is used in fixed installations with mechanically protected switchgear and control panels, the rated voltage is 600/1000 V. | Conductor material | Copper
| 178 | Cables and Wires | Low Voltage Cables | Single Core | H07V-K FLEXIBLE CABLE 150MM² BLACK | 2368992 | PR9051013001 | PRYSMIAN | 0 | https://pim-kvc.soneparsea.com:3443/PictureServer/default.aspx/PRYSMIAN-PR9051013001_Image1.jpg?A097AD989F807182AC95A69EA58479759E72A4978B6765658076877582688F7DBDA6BBAA83659AA4B7 | https://pim-kvc.soneparsea.com:3443/PictureServer/default.aspx/prysmian-h07v-k-series_Datasheet1.pdf?A097AD989F807182ACB5C6BEC5A49995BE72BC7589AD5D9F7DB8B9B7BB9CA39394A6C8A6C59F9599C47682B5B69D | H07V-K FLEXIBLE CABLE 150MM² BLACK | Used in control panels and electrical equipments, on and under plaster as laid in conduit. When this cable is used in fixed installations with mechanically protected switchgear and control panels, the rated voltage is 600/1000 V. | Nominal cross section conductor | 150mm²
| 178 | Cables and Wires | Low Voltage Cables | Single Core | H07V-K FLEXIBLE CABLE 150MM² BLACK | 2368992 | PR9051013001 | PRYSMIAN | 0 | https://pim-kvc.soneparsea.com:3443/PictureServer/default.aspx/PRYSMIAN-PR9051013001_Image1.jpg?A097AD989F807182AC95A69EA58479759E72A4978B6765658076877582688F7DBDA6BBAA83659AA4B7 | https://pim-kvc.soneparsea.com:3443/PictureServer/default.aspx/prysmian-h07v-k-series_Datasheet1.pdf?A097AD989F807182ACB5C6BEC5A49995BE72BC7589AD5D9F7DB8B9B7BB9CA39394A6C8A6C59F9599C47682B5B69D | H07V-K FLEXIBLE CABLE 150MM² BLACK | Used in control panels and electrical equipments, on and under plaster as laid in conduit. When this cable is used in fixed installations with mechanically protected switchgear and control panels, the rated voltage is 600/1000 V. | Conductor category | Class 5 = flexible
| 178 | Cables and Wires | Low Voltage Cables | Single Core | H07V-K FLEXIBLE CABLE 150MM² BLACK | 2368992 | PR9051013001 | PRYSMIAN | 0 | https://pim-kvc.soneparsea.com:3443/PictureServer/default.aspx/PRYSMIAN-PR9051013001_Image1.jpg?A097AD989F807182AC95A69EA58479759E72A4978B6765658076877582688F7DBDA6BBAA83659AA4B7 | https://pim-kvc.soneparsea.com:3443/PictureServer/default.aspx/prysmian-h07v-k-series_Datasheet1.pdf?A097AD989F807182ACB5C6BEC5A49995BE72BC7589AD5D9F7DB8B9B7BB9CA39394A6C8A6C59F9599C47682B5B69D | H07V-K FLEXIBLE CABLE 150MM² BLACK | Used in control panels and electrical equipments, on and under plaster as laid in conduit. When this cable is used in fixed installations with mechanically protected switchgear and control panels, the rated voltage is 600/1000 V. | Number of cores | 1
| 178 | Cables and Wires | Low Voltage Cables | Single Core | H07V-K FLEXIBLE CABLE 150MM² BLACK | 2368992 | PR9051013001 | PRYSMIAN | 0 | https://pim-kvc.soneparsea.com:3443/PictureServer/default.aspx/PRYSMIAN-PR9051013001_Image1.jpg?A097AD989F807182AC95A69EA58479759E72A4978B6765658076877582688F7DBDA6BBAA83659AA4B7 | https://pim-kvc.soneparsea.com:3443/PictureServer/default.aspx/prysmian-h07v-k-series_Datasheet1.pdf?A097AD989F807182ACB5C6BEC5A49995BE72BC7589AD5D9F7DB8B9B7BB9CA39394A6C8A6C59F9599C47682B5B69D | H07V-K FLEXIBLE CABLE 150MM² BLACK | Used in control panels and electrical equipments, on and under plaster as laid in conduit. When this cable is used in fixed installations with mechanically protected switchgear and control panels, the rated voltage is 600/1000 V. | Material outer sheath | Polyvinyl chloride (PVC)
| 178 | Cables and Wires | Low Voltage Cables | Single Core | H07V-K FLEXIBLE CABLE 150MM² BLACK | 2368992 | PR9051013001 | PRYSMIAN | 0 | https://pim-kvc.soneparsea.com:3443/PictureServer/default.aspx/PRYSMIAN-PR9051013001_Image1.jpg?A097AD989F807182AC95A69EA58479759E72A4978B6765658076877582688F7DBDA6BBAA83659AA4B7 | https://pim-kvc.soneparsea.com:3443/PictureServer/default.aspx/prysmian-h07v-k-series_Datasheet1.pdf?A097AD989F807182ACB5C6BEC5A49995BE72BC7589AD5D9F7DB8B9B7BB9CA39394A6C8A6C59F9599C47682B5B69D | H07V-K FLEXIBLE CABLE 150MM² BLACK | Used in control panels and electrical equipments, on and under plaster as laid in conduit. When this cable is used in fixed installations with mechanically protected switchgear and control panels, the rated voltage is 600/1000 V. | Colour outer sheath | Black
| 178 | Cables and Wires | Low Voltage Cables | Single Core | H07V-K FLEXIBLE CABLE 150MM² BLACK | 2368992 | PR9051013001 | PRYSMIAN | 0 | https://pim-kvc.soneparsea.com:3443/PictureServer/default.aspx/PRYSMIAN-PR9051013001_Image1.jpg?A097AD989F807182AC95A69EA58479759E72A4978B6765658076877582688F7DBDA6BBAA83659AA4B7 | https://pim-kvc.soneparsea.com:3443/PictureServer/default.aspx/prysmian-h07v-k-series_Datasheet1.pdf?A097AD989F807182ACB5C6BEC5A49995BE72BC7589AD5D9F7DB8B9B7BB9CA39394A6C8A6C59F9599C47682B5B69D | H07V-K FLEXIBLE CABLE 150MM² BLACK | Used in control panels and electrical equipments, on and under plaster as laid in conduit. When this cable is used in fixed installations with mechanically protected switchgear and control panels, the rated voltage is 600/1000 V. | Cable geometry | Round
| 178 | Cables and Wires | Low Voltage Cables | Single Core | H07V-K FLEXIBLE CABLE 150MM² BLACK | 2368992 | PR9051013001 | PRYSMIAN | 0 | https://pim-kvc.soneparsea.com:3443/PictureServer/default.aspx/PRYSMIAN-PR9051013001_Image1.jpg?A097AD989F807182AC95A69EA58479759E72A4978B6765658076877582688F7DBDA6BBAA83659AA4B7 | https://pim-kvc.soneparsea.com:3443/PictureServer/default.aspx/prysmian-h07v-k-series_Datasheet1.pdf?A097AD989F807182ACB5C6BEC5A49995BE72BC7589AD5D9F7DB8B9B7BB9CA39394A6C8A6C59F9599C47682B5B69D | H07V-K FLEXIBLE CABLE 150MM² BLACK | Used in control panels and electrical equipments, on and under plaster as laid in conduit. When this cable is used in fixed installations with mechanically protected switchgear and control panels, the rated voltage is 600/1000 V. | Nominal voltage U0 | 450V
| 178 | Cables and Wires | Low Voltage Cables | Single Core | H07V-K FLEXIBLE CABLE 150MM² BLACK | 2368992 | PR9051013001 | PRYSMIAN | 0 | https://pim-kvc.soneparsea.com:3443/PictureServer/default.aspx/PRYSMIAN-PR9051013001_Image1.jpg?A097AD989F807182AC95A69EA58479759E72A4978B6765658076877582688F7DBDA6BBAA83659AA4B7 | https://pim-kvc.soneparsea.com:3443/PictureServer/default.aspx/prysmian-h07v-k-series_Datasheet1.pdf?A097AD989F807182ACB5C6BEC5A49995BE72BC7589AD5D9F7DB8B9B7BB9CA39394A6C8A6C59F9599C47682B5B69D | H07V-K FLEXIBLE CABLE 150MM² BLACK | Used in control panels and electrical equipments, on and under plaster as laid in conduit. When this cable is used in fixed installations with mechanically protected switchgear and control panels, the rated voltage is 600/1000 V. | Nominal voltage U | 750V
| 178 | Cables and Wires | Low Voltage Cables | Single Core | H07V-K FLEXIBLE CABLE 150MM² BLACK | 2368992 | PR9051013001 | PRYSMIAN | 0 | https://pim-kvc.soneparsea.com:3443/PictureServer/default.aspx/PRYSMIAN-PR9051013001_Image1.jpg?A097AD989F807182AC95A69EA58479759E72A4978B6765658076877582688F7DBDA6BBAA83659AA4B7 | https://pim-kvc.soneparsea.com:3443/PictureServer/default.aspx/prysmian-h07v-k-series_Datasheet1.pdf?A097AD989F807182ACB5C6BEC5A49995BE72BC7589AD5D9F7DB8B9B7BB9CA39394A6C8A6C59F9599C47682B5B69D | H07V-K FLEXIBLE CABLE 150MM² BLACK | Used in control panels and electrical equipments, on and under plaster as laid in conduit. When this cable is used in fixed installations with mechanically protected switchgear and control panels, the rated voltage is 600/1000 V. | Shape of conductor | Round
| 179 | Cables and Wires | Low Voltage Cables | Single Core | H07V-K FLEXIBLE CABLE 150MM² GREEN/YELLOW | 2368993 | PR9051013006 | PRYSMIAN | 0 | https://pim-kvc.soneparsea.com:3443/PictureServer/default.aspx/PRYSMIAN_PR9051013006_Image1.jpg?A097AD989F807182AC95A69EA58479759EA4A4978B67656580768775826D8F7DBDA6BBAA83659AA4B7 | https://pim-kvc.soneparsea.com:3443/PictureServer/default.aspx/prysmian-h07v-k-series_Datasheet1.pdf?A097AD989F807182ACB5C6BEC5A49995BE72BC7589AD5D9F7DB8B9B7BB9CA39394A6C8A6C59F9599C47682B5B69D | H07V-K FLEXIBLE CABLE 150MM² GREEN/YELLOW | Used in control panels and electrical equipments, on and under plaster as laid in conduit. When this cable is used in fixed installations with mechanically protected switchgear and control panels, the rated voltage is 600/1000 V. | Conductor material | Copper
| 179 | Cables and Wires | Low Voltage Cables | Single Core | H07V-K FLEXIBLE CABLE 150MM² GREEN/YELLOW | 2368993 | PR9051013006 | PRYSMIAN | 0 | https://pim-kvc.soneparsea.com:3443/PictureServer/default.aspx/PRYSMIAN_PR9051013006_Image1.jpg?A097AD989F807182AC95A69EA58479759EA4A4978B67656580768775826D8F7DBDA6BBAA83659AA4B7 | https://pim-kvc.soneparsea.com:3443/PictureServer/default.aspx/prysmian-h07v-k-series_Datasheet1.pdf?A097AD989F807182ACB5C6BEC5A49995BE72BC7589AD5D9F7DB8B9B7BB9CA39394A6C8A6C59F9599C47682B5B69D | H07V-K FLEXIBLE CABLE 150MM² GREEN/YELLOW | Used in control panels and electrical equipments, on and under plaster as laid in conduit. When this cable is used in fixed installations with mechanically protected switchgear and control panels, the rated voltage is 600/1000 V. | Nominal cross section conductor | 150mm²
| 179 | Cables and Wires | Low Voltage Cables | Single Core | H07V-K FLEXIBLE CABLE 150MM² GREEN/YELLOW | 2368993 | PR9051013006 | PRYSMIAN | 0 | https://pim-kvc.soneparsea.com:3443/PictureServer/default.aspx/PRYSMIAN_PR9051013006_Image1.jpg?A097AD989F807182AC95A69EA58479759EA4A4978B67656580768775826D8F7DBDA6BBAA83659AA4B7 | https://pim-kvc.soneparsea.com:3443/PictureServer/default.aspx/prysmian-h07v-k-series_Datasheet1.pdf?A097AD989F807182ACB5C6BEC5A49995BE72BC7589AD5D9F7DB8B9B7BB9CA39394A6C8A6C59F9599C47682B5B69D | H07V-K FLEXIBLE CABLE 150MM² GREEN/YELLOW | Used in control panels and electrical equipments, on and under plaster as laid in conduit. When this cable is used in fixed installations with mechanically protected switchgear and control panels, the rated voltage is 600/1000 V. | Conductor category | Class 5 = flexible
| 179 | Cables and Wires | Low Voltage Cables | Single Core | H07V-K FLEXIBLE CABLE 150MM² GREEN/YELLOW | 2368993 | PR9051013006 | PRYSMIAN | 0 | https://pim-kvc.soneparsea.com:3443/PictureServer/default.aspx/PRYSMIAN_PR9051013006_Image1.jpg?A097AD989F807182AC95A69EA58479759EA4A4978B67656580768775826D8F7DBDA6BBAA83659AA4B7 | https://pim-kvc.soneparsea.com:3443/PictureServer/default.aspx/prysmian-h07v-k-series_Datasheet1.pdf?A097AD989F807182ACB5C6BEC5A49995BE72BC7589AD5D9F7DB8B9B7BB9CA39394A6C8A6C59F9599C47682B5B69D | H07V-K FLEXIBLE CABLE 150MM² GREEN/YELLOW | Used in control panels and electrical equipments, on and under plaster as laid in conduit. When this cable is used in fixed installations with mechanically protected switchgear and control panels, the rated voltage is 600/1000 V. | Number of cores | 1
| 179 | Cables and Wires | Low Voltage Cables | Single Core | H07V-K FLEXIBLE CABLE 150MM² GREEN/YELLOW | 2368993 | PR9051013006 | PRYSMIAN | 0 | https://pim-kvc.soneparsea.com:3443/PictureServer/default.aspx/PRYSMIAN_PR9051013006_Image1.jpg?A097AD989F807182AC95A69EA58479759EA4A4978B67656580768775826D8F7DBDA6BBAA83659AA4B7 | https://pim-kvc.soneparsea.com:3443/PictureServer/default.aspx/prysmian-h07v-k-series_Datasheet1.pdf?A097AD989F807182ACB5C6BEC5A49995BE72BC7589AD5D9F7DB8B9B7BB9CA39394A6C8A6C59F9599C47682B5B69D | H07V-K FLEXIBLE CABLE 150MM² GREEN/YELLOW | Used in control panels and electrical equipments, on and under plaster as laid in conduit. When this cable is used in fixed installations with mechanically protected switchgear and control panels, the rated voltage is 600/1000 V. | Material outer sheath | Polyvinyl chloride (PVC)
| 179 | Cables and Wires | Low Voltage Cables | Single Core | H07V-K FLEXIBLE CABLE 150MM² GREEN/YELLOW | 2368993 | PR9051013006 | PRYSMIAN | 0 | https://pim-kvc.soneparsea.com:3443/PictureServer/default.aspx/PRYSMIAN_PR9051013006_Image1.jpg?A097AD989F807182AC95A69EA58479759EA4A4978B67656580768775826D8F7DBDA6BBAA83659AA4B7 | https://pim-kvc.soneparsea.com:3443/PictureServer/default.aspx/prysmian-h07v-k-series_Datasheet1.pdf?A097AD989F807182ACB5C6BEC5A49995BE72BC7589AD5D9F7DB8B9B7BB9CA39394A6C8A6C59F9599C47682B5B69D | H07V-K FLEXIBLE CABLE 150MM² GREEN/YELLOW | Used in control panels and electrical equipments, on and under plaster as laid in conduit. When this cable is used in fixed installations with mechanically protected switchgear and control panels, the rated voltage is 600/1000 V. | Colour outer sheath | Multi-coloured
| 179 | Cables and Wires | Low Voltage Cables | Single Core | H07V-K FLEXIBLE CABLE 150MM² GREEN/YELLOW | 2368993 | PR9051013006 | PRYSMIAN | 0 | https://pim-kvc.soneparsea.com:3443/PictureServer/default.aspx/PRYSMIAN_PR9051013006_Image1.jpg?A097AD989F807182AC95A69EA58479759EA4A4978B67656580768775826D8F7DBDA6BBAA83659AA4B7 | https://pim-kvc.soneparsea.com:3443/PictureServer/default.aspx/prysmian-h07v-k-series_Datasheet1.pdf?A097AD989F807182ACB5C6BEC5A49995BE72BC7589AD5D9F7DB8B9B7BB9CA39394A6C8A6C59F9599C47682B5B69D | H07V-K FLEXIBLE CABLE 150MM² GREEN/YELLOW | Used in control panels and electrical equipments, on and under plaster as laid in conduit. When this cable is used in fixed installations with mechanically protected switchgear and control panels, the rated voltage is 600/1000 V. | Cable geometry | Round
| 179 | Cables and Wires | Low Voltage Cables | Single Core | H07V-K FLEXIBLE CABLE 150MM² GREEN/YELLOW | 2368993 | PR9051013006 | PRYSMIAN | 0 | https://pim-kvc.soneparsea.com:3443/PictureServer/default.aspx/PRYSMIAN_PR9051013006_Image1.jpg?A097AD989F807182AC95A69EA58479759EA4A4978B67656580768775826D8F7DBDA6BBAA83659AA4B7 | https://pim-kvc.soneparsea.com:3443/PictureServer/default.aspx/prysmian-h07v-k-series_Datasheet1.pdf?A097AD989F807182ACB5C6BEC5A49995BE72BC7589AD5D9F7DB8B9B7BB9CA39394A6C8A6C59F9599C47682B5B69D | H07V-K FLEXIBLE CABLE 150MM² GREEN/YELLOW | Used in control panels and electrical equipments, on and under plaster as laid in conduit. When this cable is used in fixed installations with mechanically protected switchgear and control panels, the rated voltage is 600/1000 V. | Nominal voltage U0 | 450V
| 179 | Cables and Wires | Low Voltage Cables | Single Core | H07V-K FLEXIBLE CABLE 150MM² GREEN/YELLOW | 2368993 | PR9051013006 | PRYSMIAN | 0 | https://pim-kvc.soneparsea.com:3443/PictureServer/default.aspx/PRYSMIAN_PR9051013006_Image1.jpg?A097AD989F807182AC95A69EA58479759EA4A4978B67656580768775826D8F7DBDA6BBAA83659AA4B7 | https://pim-kvc.soneparsea.com:3443/PictureServer/default.aspx/prysmian-h07v-k-series_Datasheet1.pdf?A097AD989F807182ACB5C6BEC5A49995BE72BC7589AD5D9F7DB8B9B7BB9CA39394A6C8A6C59F9599C47682B5B69D | H07V-K FLEXIBLE CABLE 150MM² GREEN/YELLOW | Used in control panels and electrical equipments, on and under plaster as laid in conduit. When this cable is used in fixed installations with mechanically protected switchgear and control panels, the rated voltage is 600/1000 V. | Nominal voltage U | 750V
| 179 | Cables and Wires | Low Voltage Cables | Single Core | H07V-K FLEXIBLE CABLE 150MM² GREEN/YELLOW | 2368993 | PR9051013006 | PRYSMIAN | 0 | https://pim-kvc.soneparsea.com:3443/PictureServer/default.aspx/PRYSMIAN_PR9051013006_Image1.jpg?A097AD989F807182AC95A69EA58479759EA4A4978B67656580768775826D8F7DBDA6BBAA83659AA4B7 | https://pim-kvc.soneparsea.com:3443/PictureServer/default.aspx/prysmian-h07v-k-series_Datasheet1.pdf?A097AD989F807182ACB5C6BEC5A49995BE72BC7589AD5D9F7DB8B9B7BB9CA39394A6C8A6C59F9599C47682B5B69D | H07V-K FLEXIBLE CABLE 150MM² GREEN/YELLOW | Used in control panels and electrical equipments, on and under plaster as laid in conduit. When this cable is used in fixed installations with mechanically protected switchgear and control panels, the rated voltage is 600/1000 V. | Shape of conductor | Round
| 180 | Cables and Wires | Low Voltage Cables | Single Core | H07V-K FLEXIBLE CABLE 185MM² BLACK | 2368994 | PR9051013101 | PRYSMIAN | 0 | https://pim-kvc.soneparsea.com:3443/PictureServer/default.aspx/PRYSMIAN-PR9051013101_Image1.jpg?A097AD989F807182AC95A69EA58479759E72A4978B6765658076877682688F7DBDA6BBAA83659AA4B7 | https://pim-kvc.soneparsea.com:3443/PictureServer/default.aspx/prysmian-h07v-k-series_Datasheet1.pdf?A097AD989F807182ACB5C6BEC5A49995BE72BC7589AD5D9F7DB8B9B7BB9CA39394A6C8A6C59F9599C47682B5B69D | H07V-K FLEXIBLE CABLE 185MM² BLACK | Used in control panels and electrical equipments, on and under plaster as laid in conduit. When this cable is used in fixed installations with mechanically protected switchgear and control panels, the rated voltage is 600/1000 V. | Conductor material | Copper
| 180 | Cables and Wires | Low Voltage Cables | Single Core | H07V-K FLEXIBLE CABLE 185MM² BLACK | 2368994 | PR9051013101 | PRYSMIAN | 0 | https://pim-kvc.soneparsea.com:3443/PictureServer/default.aspx/PRYSMIAN-PR9051013101_Image1.jpg?A097AD989F807182AC95A69EA58479759E72A4978B6765658076877682688F7DBDA6BBAA83659AA4B7 | https://pim-kvc.soneparsea.com:3443/PictureServer/default.aspx/prysmian-h07v-k-series_Datasheet1.pdf?A097AD989F807182ACB5C6BEC5A49995BE72BC7589AD5D9F7DB8B9B7BB9CA39394A6C8A6C59F9599C47682B5B69D | H07V-K FLEXIBLE CABLE 185MM² BLACK | Used in control panels and electrical equipments, on and under plaster as laid in conduit. When this cable is used in fixed installations with mechanically protected switchgear and control panels, the rated voltage is 600/1000 V. | Nominal cross section conductor | 185mm²
| 180 | Cables and Wires | Low Voltage Cables | Single Core | H07V-K FLEXIBLE CABLE 185MM² BLACK | 2368994 | PR9051013101 | PRYSMIAN | 0 | https://pim-kvc.soneparsea.com:3443/PictureServer/default.aspx/PRYSMIAN-PR9051013101_Image1.jpg?A097AD989F807182AC95A69EA58479759E72A4978B6765658076877682688F7DBDA6BBAA83659AA4B7 | https://pim-kvc.soneparsea.com:3443/PictureServer/default.aspx/prysmian-h07v-k-series_Datasheet1.pdf?A097AD989F807182ACB5C6BEC5A49995BE72BC7589AD5D9F7DB8B9B7BB9CA39394A6C8A6C59F9599C47682B5B69D | H07V-K FLEXIBLE CABLE 185MM² BLACK | Used in control panels and electrical equipments, on and under plaster as laid in conduit. When this cable is used in fixed installations with mechanically protected switchgear and control panels, the rated voltage is 600/1000 V. | Conductor category | Class 5 = flexible
| 180 | Cables and Wires | Low Voltage Cables | Single Core | H07V-K FLEXIBLE CABLE 185MM² BLACK | 2368994 | PR9051013101 | PRYSMIAN | 0 | https://pim-kvc.soneparsea.com:3443/PictureServer/default.aspx/PRYSMIAN-PR9051013101_Image1.jpg?A097AD989F807182AC95A69EA58479759E72A4978B6765658076877682688F7DBDA6BBAA83659AA4B7 | https://pim-kvc.soneparsea.com:3443/PictureServer/default.aspx/prysmian-h07v-k-series_Datasheet1.pdf?A097AD989F807182ACB5C6BEC5A49995BE72BC7589AD5D9F7DB8B9B7BB9CA39394A6C8A6C59F9599C47682B5B69D | H07V-K FLEXIBLE CABLE 185MM² BLACK | Used in control panels and electrical equipments, on and under plaster as laid in conduit. When this cable is used in fixed installations with mechanically protected switchgear and control panels, the rated voltage is 600/1000 V. | Number of cores | 1
| 180 | Cables and Wires | Low Voltage Cables | Single Core | H07V-K FLEXIBLE CABLE 185MM² BLACK | 2368994 | PR9051013101 | PRYSMIAN | 0 | https://pim-kvc.soneparsea.com:3443/PictureServer/default.aspx/PRYSMIAN-PR9051013101_Image1.jpg?A097AD989F807182AC95A69EA58479759E72A4978B6765658076877682688F7DBDA6BBAA83659AA4B7 | https://pim-kvc.soneparsea.com:3443/PictureServer/default.aspx/prysmian-h07v-k-series_Datasheet1.pdf?A097AD989F807182ACB5C6BEC5A49995BE72BC7589AD5D9F7DB8B9B7BB9CA39394A6C8A6C59F9599C47682B5B69D | H07V-K FLEXIBLE CABLE 185MM² BLACK | Used in control panels and electrical equipments, on and under plaster as laid in conduit. When this cable is used in fixed installations with mechanically protected switchgear and control panels, the rated voltage is 600/1000 V. | Material outer sheath | Polyvinyl chloride (PVC)
| 180 | Cables and Wires | Low Voltage Cables | Single Core | H07V-K FLEXIBLE CABLE 185MM² BLACK | 2368994 | PR9051013101 | PRYSMIAN | 0 | https://pim-kvc.soneparsea.com:3443/PictureServer/default.aspx/PRYSMIAN-PR9051013101_Image1.jpg?A097AD989F807182AC95A69EA58479759E72A4978B6765658076877682688F7DBDA6BBAA83659AA4B7 | https://pim-kvc.soneparsea.com:3443/PictureServer/default.aspx/prysmian-h07v-k-series_Datasheet1.pdf?A097AD989F807182ACB5C6BEC5A49995BE72BC7589AD5D9F7DB8B9B7BB9CA39394A6C8A6C59F9599C47682B5B69D | H07V-K FLEXIBLE CABLE 185MM² BLACK | Used in control panels and electrical equipments, on and under plaster as laid in conduit. When this cable is used in fixed installations with mechanically protected switchgear and control panels, the rated voltage is 600/1000 V. | Colour outer sheath | Black
| 180 | Cables and Wires | Low Voltage Cables | Single Core | H07V-K FLEXIBLE CABLE 185MM² BLACK | 2368994 | PR9051013101 | PRYSMIAN | 0 | https://pim-kvc.soneparsea.com:3443/PictureServer/default.aspx/PRYSMIAN-PR9051013101_Image1.jpg?A097AD989F807182AC95A69EA58479759E72A4978B6765658076877682688F7DBDA6BBAA83659AA4B7 | https://pim-kvc.soneparsea.com:3443/PictureServer/default.aspx/prysmian-h07v-k-series_Datasheet1.pdf?A097AD989F807182ACB5C6BEC5A49995BE72BC7589AD5D9F7DB8B9B7BB9CA39394A6C8A6C59F9599C47682B5B69D | H07V-K FLEXIBLE CABLE 185MM² BLACK | Used in control panels and electrical equipments, on and under plaster as laid in conduit. When this cable is used in fixed installations with mechanically protected switchgear and control panels, the rated voltage is 600/1000 V. | Cable geometry | Round
| 180 | Cables and Wires | Low Voltage Cables | Single Core | H07V-K FLEXIBLE CABLE 185MM² BLACK | 2368994 | PR9051013101 | PRYSMIAN | 0 | https://pim-kvc.soneparsea.com:3443/PictureServer/default.aspx/PRYSMIAN-PR9051013101_Image1.jpg?A097AD989F807182AC95A69EA58479759E72A4978B6765658076877682688F7DBDA6BBAA83659AA4B7 | https://pim-kvc.soneparsea.com:3443/PictureServer/default.aspx/prysmian-h07v-k-series_Datasheet1.pdf?A097AD989F807182ACB5C6BEC5A49995BE72BC7589AD5D9F7DB8B9B7BB9CA39394A6C8A6C59F9599C47682B5B69D | H07V-K FLEXIBLE CABLE 185MM² BLACK | Used in control panels and electrical equipments, on and under plaster as laid in conduit. When this cable is used in fixed installations with mechanically protected switchgear and control panels, the rated voltage is 600/1000 V. | Nominal voltage U0 | 450V
| 180 | Cables and Wires | Low Voltage Cables | Single Core | H07V-K FLEXIBLE CABLE 185MM² BLACK | 2368994 | PR9051013101 | PRYSMIAN | 0 | https://pim-kvc.soneparsea.com:3443/PictureServer/default.aspx/PRYSMIAN-PR9051013101_Image1.jpg?A097AD989F807182AC95A69EA58479759E72A4978B6765658076877682688F7DBDA6BBAA83659AA4B7 | https://pim-kvc.soneparsea.com:3443/PictureServer/default.aspx/prysmian-h07v-k-series_Datasheet1.pdf?A097AD989F807182ACB5C6BEC5A49995BE72BC7589AD5D9F7DB8B9B7BB9CA39394A6C8A6C59F9599C47682B5B69D | H07V-K FLEXIBLE CABLE 185MM² BLACK | Used in control panels and electrical equipments, on and under plaster as laid in conduit. When this cable is used in fixed installations with mechanically protected switchgear and control panels, the rated voltage is 600/1000 V. | Nominal voltage U | 750V
| 180 | Cables and Wires | Low Voltage Cables | Single Core | H07V-K FLEXIBLE CABLE 185MM² BLACK | 2368994 | PR9051013101 | PRYSMIAN | 0 | https://pim-kvc.soneparsea.com:3443/PictureServer/default.aspx/PRYSMIAN-PR9051013101_Image1.jpg?A097AD989F807182AC95A69EA58479759E72A4978B6765658076877682688F7DBDA6BBAA83659AA4B7 | https://pim-kvc.soneparsea.com:3443/PictureServer/default.aspx/prysmian-h07v-k-series_Datasheet1.pdf?A097AD989F807182ACB5C6BEC5A49995BE72BC7589AD5D9F7DB8B9B7BB9CA39394A6C8A6C59F9599C47682B5B69D | H07V-K FLEXIBLE CABLE 185MM² BLACK | Used in control panels and electrical equipments, on and under plaster as laid in conduit. When this cable is used in fixed installations with mechanically protected switchgear and control panels, the rated voltage is 600/1000 V. | Shape of conductor | Round
| 181 | Cables and Wires | Low Voltage Cables | Single Core | H07V-K FLEXIBLE CABLE 16MM² GREEN/YELLOW | 2368999 | PR9051012306 | PRYSMIAN | 0 | https://pim-kvc.soneparsea.com:3443/PictureServer/default.aspx/PRYSMIAN_PR9051012306_Image1.jpg?A097AD989F807182AC95A69EA58479759EA4A4978B67656580768678826D8F7DBDA6BBAA83659AA4B7 | https://pim-kvc.soneparsea.com:3443/PictureServer/default.aspx/prysmian-h07v-k-series_Datasheet1.pdf?A097AD989F807182ACB5C6BEC5A49995BE72BC7589AD5D9F7DB8B9B7BB9CA39394A6C8A6C59F9599C47682B5B69D | H07V-K FLEXIBLE CABLE 16MM² GREEN/YELLOW | Used in control panels and electrical equipments, on and under plaster as laid in conduit. When this cable is used in fixed installations with mechanically protected switchgear and control panels, the rated voltage is 600/1000 V. | Conductor material | Copper
| 181 | Cables and Wires | Low Voltage Cables | Single Core | H07V-K FLEXIBLE CABLE 16MM² GREEN/YELLOW | 2368999 | PR9051012306 | PRYSMIAN | 0 | https://pim-kvc.soneparsea.com:3443/PictureServer/default.aspx/PRYSMIAN_PR9051012306_Image1.jpg?A097AD989F807182AC95A69EA58479759EA4A4978B67656580768678826D8F7DBDA6BBAA83659AA4B7 | https://pim-kvc.soneparsea.com:3443/PictureServer/default.aspx/prysmian-h07v-k-series_Datasheet1.pdf?A097AD989F807182ACB5C6BEC5A49995BE72BC7589AD5D9F7DB8B9B7BB9CA39394A6C8A6C59F9599C47682B5B69D | H07V-K FLEXIBLE CABLE 16MM² GREEN/YELLOW | Used in control panels and electrical equipments, on and under plaster as laid in conduit. When this cable is used in fixed installations with mechanically protected switchgear and control panels, the rated voltage is 600/1000 V. | Nominal cross section conductor | 16mm²
| 181 | Cables and Wires | Low Voltage Cables | Single Core | H07V-K FLEXIBLE CABLE 16MM² GREEN/YELLOW | 2368999 | PR9051012306 | PRYSMIAN | 0 | https://pim-kvc.soneparsea.com:3443/PictureServer/default.aspx/PRYSMIAN_PR9051012306_Image1.jpg?A097AD989F807182AC95A69EA58479759EA4A4978B67656580768678826D8F7DBDA6BBAA83659AA4B7 | https://pim-kvc.soneparsea.com:3443/PictureServer/default.aspx/prysmian-h07v-k-series_Datasheet1.pdf?A097AD989F807182ACB5C6BEC5A49995BE72BC7589AD5D9F7DB8B9B7BB9CA39394A6C8A6C59F9599C47682B5B69D | H07V-K FLEXIBLE CABLE 16MM² GREEN/YELLOW | Used in control panels and electrical equipments, on and under plaster as laid in conduit. When this cable is used in fixed installations with mechanically protected switchgear and control panels, the rated voltage is 600/1000 V. | Conductor category | Class 5 = flexible
| 181 | Cables and Wires | Low Voltage Cables | Single Core | H07V-K FLEXIBLE CABLE 16MM² GREEN/YELLOW | 2368999 | PR9051012306 | PRYSMIAN | 0 | https://pim-kvc.soneparsea.com:3443/PictureServer/default.aspx/PRYSMIAN_PR9051012306_Image1.jpg?A097AD989F807182AC95A69EA58479759EA4A4978B67656580768678826D8F7DBDA6BBAA83659AA4B7 | https://pim-kvc.soneparsea.com:3443/PictureServer/default.aspx/prysmian-h07v-k-series_Datasheet1.pdf?A097AD989F807182ACB5C6BEC5A49995BE72BC7589AD5D9F7DB8B9B7BB9CA39394A6C8A6C59F9599C47682B5B69D | H07V-K FLEXIBLE CABLE 16MM² GREEN/YELLOW | Used in control panels and electrical equipments, on and under plaster as laid in conduit. When this cable is used in fixed installations with mechanically protected switchgear and control panels, the rated voltage is 600/1000 V. | Number of cores | 1
| 181 | Cables and Wires | Low Voltage Cables | Single Core | H07V-K FLEXIBLE CABLE 16MM² GREEN/YELLOW | 2368999 | PR9051012306 | PRYSMIAN | 0 | https://pim-kvc.soneparsea.com:3443/PictureServer/default.aspx/PRYSMIAN_PR9051012306_Image1.jpg?A097AD989F807182AC95A69EA58479759EA4A4978B67656580768678826D8F7DBDA6BBAA83659AA4B7 | https://pim-kvc.soneparsea.com:3443/PictureServer/default.aspx/prysmian-h07v-k-series_Datasheet1.pdf?A097AD989F807182ACB5C6BEC5A49995BE72BC7589AD5D9F7DB8B9B7BB9CA39394A6C8A6C59F9599C47682B5B69D | H07V-K FLEXIBLE CABLE 16MM² GREEN/YELLOW | Used in control panels and electrical equipments, on and under plaster as laid in conduit. When this cable is used in fixed installations with mechanically protected switchgear and control panels, the rated voltage is 600/1000 V. | Material outer sheath | Polyvinyl chloride (PVC)
| 181 | Cables and Wires | Low Voltage Cables | Single Core | H07V-K FLEXIBLE CABLE 16MM² GREEN/YELLOW | 2368999 | PR9051012306 | PRYSMIAN | 0 | https://pim-kvc.soneparsea.com:3443/PictureServer/default.aspx/PRYSMIAN_PR9051012306_Image1.jpg?A097AD989F807182AC95A69EA58479759EA4A4978B67656580768678826D8F7DBDA6BBAA83659AA4B7 | https://pim-kvc.soneparsea.com:3443/PictureServer/default.aspx/prysmian-h07v-k-series_Datasheet1.pdf?A097AD989F807182ACB5C6BEC5A49995BE72BC7589AD5D9F7DB8B9B7BB9CA39394A6C8A6C59F9599C47682B5B69D | H07V-K FLEXIBLE CABLE 16MM² GREEN/YELLOW | Used in control panels and electrical equipments, on and under plaster as laid in conduit. When this cable is used in fixed installations with mechanically protected switchgear and control panels, the rated voltage is 600/1000 V. | Colour outer sheath | Multi-coloured
| 181 | Cables and Wires | Low Voltage Cables | Single Core | H07V-K FLEXIBLE CABLE 16MM² GREEN/YELLOW | 2368999 | PR9051012306 | PRYSMIAN | 0 | https://pim-kvc.soneparsea.com:3443/PictureServer/default.aspx/PRYSMIAN_PR9051012306_Image1.jpg?A097AD989F807182AC95A69EA58479759EA4A4978B67656580768678826D8F7DBDA6BBAA83659AA4B7 | https://pim-kvc.soneparsea.com:3443/PictureServer/default.aspx/prysmian-h07v-k-series_Datasheet1.pdf?A097AD989F807182ACB5C6BEC5A49995BE72BC7589AD5D9F7DB8B9B7BB9CA39394A6C8A6C59F9599C47682B5B69D | H07V-K FLEXIBLE CABLE 16MM² GREEN/YELLOW | Used in control panels and electrical equipments, on and under plaster as laid in conduit. When this cable is used in fixed installations with mechanically protected switchgear and control panels, the rated voltage is 600/1000 V. | Cable geometry | Round
| 181 | Cables and Wires | Low Voltage Cables | Single Core | H07V-K FLEXIBLE CABLE 16MM² GREEN/YELLOW | 2368999 | PR9051012306 | PRYSMIAN | 0 | https://pim-kvc.soneparsea.com:3443/PictureServer/default.aspx/PRYSMIAN_PR9051012306_Image1.jpg?A097AD989F807182AC95A69EA58479759EA4A4978B67656580768678826D8F7DBDA6BBAA83659AA4B7 | https://pim-kvc.soneparsea.com:3443/PictureServer/default.aspx/prysmian-h07v-k-series_Datasheet1.pdf?A097AD989F807182ACB5C6BEC5A49995BE72BC7589AD5D9F7DB8B9B7BB9CA39394A6C8A6C59F9599C47682B5B69D | H07V-K FLEXIBLE CABLE 16MM² GREEN/YELLOW | Used in control panels and electrical equipments, on and under plaster as laid in conduit. When this cable is used in fixed installations with mechanically protected switchgear and control panels, the rated voltage is 600/1000 V. | Nominal voltage U0 | 450V
| 181 | Cables and Wires | Low Voltage Cables | Single Core | H07V-K FLEXIBLE CABLE 16MM² GREEN/YELLOW | 2368999 | PR9051012306 | PRYSMIAN | 0 | https://pim-kvc.soneparsea.com:3443/PictureServer/default.aspx/PRYSMIAN_PR9051012306_Image1.jpg?A097AD989F807182AC95A69EA58479759EA4A4978B67656580768678826D8F7DBDA6BBAA83659AA4B7 | https://pim-kvc.soneparsea.com:3443/PictureServer/default.aspx/prysmian-h07v-k-series_Datasheet1.pdf?A097AD989F807182ACB5C6BEC5A49995BE72BC7589AD5D9F7DB8B9B7BB9CA39394A6C8A6C59F9599C47682B5B69D | H07V-K FLEXIBLE CABLE 16MM² GREEN/YELLOW | Used in control panels and electrical equipments, on and under plaster as laid in conduit. When this cable is used in fixed installations with mechanically protected switchgear and control panels, the rated voltage is 600/1000 V. | Nominal voltage U | 750V
| 181 | Cables and Wires | Low Voltage Cables | Single Core | H07V-K FLEXIBLE CABLE 16MM² GREEN/YELLOW | 2368999 | PR9051012306 | PRYSMIAN | 0 | https://pim-kvc.soneparsea.com:3443/PictureServer/default.aspx/PRYSMIAN_PR9051012306_Image1.jpg?A097AD989F807182AC95A69EA58479759EA4A4978B67656580768678826D8F7DBDA6BBAA83659AA4B7 | https://pim-kvc.soneparsea.com:3443/PictureServer/default.aspx/prysmian-h07v-k-series_Datasheet1.pdf?A097AD989F807182ACB5C6BEC5A49995BE72BC7589AD5D9F7DB8B9B7BB9CA39394A6C8A6C59F9599C47682B5B69D | H07V-K FLEXIBLE CABLE 16MM² GREEN/YELLOW | Used in control panels and electrical equipments, on and under plaster as laid in conduit. When this cable is used in fixed installations with mechanically protected switchgear and control panels, the rated voltage is 600/1000 V. | Shape of conductor | Round
| 182 | Cables and Wires | Low Voltage Cables | Single Core | H07V-K FLEXIBLE CABLE 16MM² RED | 2369002 | PR9051012310 | PRYSMIAN | 0 | https://pim-kvc.soneparsea.com:3443/PictureServer/default.aspx/PRYSMIAN-PR9051012310_Image1.jpg?A097AD989F807182AC95A69EA58479759E72A4978B6765658076867883678F7DBDA6BBAA83659AA4B7 | https://pim-kvc.soneparsea.com:3443/PictureServer/default.aspx/prysmian-h07v-k-series_Datasheet1.pdf?A097AD989F807182ACB5C6BEC5A49995BE72BC7589AD5D9F7DB8B9B7BB9CA39394A6C8A6C59F9599C47682B5B69D | H07V-K FLEXIBLE CABLE 16MM² RED | Used in control panels and electrical equipments, on and under plaster as laid in conduit. When this cable is used in fixed installations with mechanically protected switchgear and control panels, the rated voltage is 600/1000 V. | Conductor material | Copper
| 182 | Cables and Wires | Low Voltage Cables | Single Core | H07V-K FLEXIBLE CABLE 16MM² RED | 2369002 | PR9051012310 | PRYSMIAN | 0 | https://pim-kvc.soneparsea.com:3443/PictureServer/default.aspx/PRYSMIAN-PR9051012310_Image1.jpg?A097AD989F807182AC95A69EA58479759E72A4978B6765658076867883678F7DBDA6BBAA83659AA4B7 | https://pim-kvc.soneparsea.com:3443/PictureServer/default.aspx/prysmian-h07v-k-series_Datasheet1.pdf?A097AD989F807182ACB5C6BEC5A49995BE72BC7589AD5D9F7DB8B9B7BB9CA39394A6C8A6C59F9599C47682B5B69D | H07V-K FLEXIBLE CABLE 16MM² RED | Used in control panels and electrical equipments, on and under plaster as laid in conduit. When this cable is used in fixed installations with mechanically protected switchgear and control panels, the rated voltage is 600/1000 V. | Nominal cross section conductor | 16mm²
| 182 | Cables and Wires | Low Voltage Cables | Single Core | H07V-K FLEXIBLE CABLE 16MM² RED | 2369002 | PR9051012310 | PRYSMIAN | 0 | https://pim-kvc.soneparsea.com:3443/PictureServer/default.aspx/PRYSMIAN-PR9051012310_Image1.jpg?A097AD989F807182AC95A69EA58479759E72A4978B6765658076867883678F7DBDA6BBAA83659AA4B7 | https://pim-kvc.soneparsea.com:3443/PictureServer/default.aspx/prysmian-h07v-k-series_Datasheet1.pdf?A097AD989F807182ACB5C6BEC5A49995BE72BC7589AD5D9F7DB8B9B7BB9CA39394A6C8A6C59F9599C47682B5B69D | H07V-K FLEXIBLE CABLE 16MM² RED | Used in control panels and electrical equipments, on and under plaster as laid in conduit. When this cable is used in fixed installations with mechanically protected switchgear and control panels, the rated voltage is 600/1000 V. | Conductor category | Class 5 = flexible
| 182 | Cables and Wires | Low Voltage Cables | Single Core | H07V-K FLEXIBLE CABLE 16MM² RED | 2369002 | PR9051012310 | PRYSMIAN | 0 | https://pim-kvc.soneparsea.com:3443/PictureServer/default.aspx/PRYSMIAN-PR9051012310_Image1.jpg?A097AD989F807182AC95A69EA58479759E72A4978B6765658076867883678F7DBDA6BBAA83659AA4B7 | https://pim-kvc.soneparsea.com:3443/PictureServer/default.aspx/prysmian-h07v-k-series_Datasheet1.pdf?A097AD989F807182ACB5C6BEC5A49995BE72BC7589AD5D9F7DB8B9B7BB9CA39394A6C8A6C59F9599C47682B5B69D | H07V-K FLEXIBLE CABLE 16MM² RED | Used in control panels and electrical equipments, on and under plaster as laid in conduit. When this cable is used in fixed installations with mechanically protected switchgear and control panels, the rated voltage is 600/1000 V. | Number of cores | 1
| 182 | Cables and Wires | Low Voltage Cables | Single Core | H07V-K FLEXIBLE CABLE 16MM² RED | 2369002 | PR9051012310 | PRYSMIAN | 0 | https://pim-kvc.soneparsea.com:3443/PictureServer/default.aspx/PRYSMIAN-PR9051012310_Image1.jpg?A097AD989F807182AC95A69EA58479759E72A4978B6765658076867883678F7DBDA6BBAA83659AA4B7 | https://pim-kvc.soneparsea.com:3443/PictureServer/default.aspx/prysmian-h07v-k-series_Datasheet1.pdf?A097AD989F807182ACB5C6BEC5A49995BE72BC7589AD5D9F7DB8B9B7BB9CA39394A6C8A6C59F9599C47682B5B69D | H07V-K FLEXIBLE CABLE 16MM² RED | Used in control panels and electrical equipments, on and under plaster as laid in conduit. When this cable is used in fixed installations with mechanically protected switchgear and control panels, the rated voltage is 600/1000 V. | Material outer sheath | Polyvinyl chloride (PVC)
| 182 | Cables and Wires | Low Voltage Cables | Single Core | H07V-K FLEXIBLE CABLE 16MM² RED | 2369002 | PR9051012310 | PRYSMIAN | 0 | https://pim-kvc.soneparsea.com:3443/PictureServer/default.aspx/PRYSMIAN-PR9051012310_Image1.jpg?A097AD989F807182AC95A69EA58479759E72A4978B6765658076867883678F7DBDA6BBAA83659AA4B7 | https://pim-kvc.soneparsea.com:3443/PictureServer/default.aspx/prysmian-h07v-k-series_Datasheet1.pdf?A097AD989F807182ACB5C6BEC5A49995BE72BC7589AD5D9F7DB8B9B7BB9CA39394A6C8A6C59F9599C47682B5B69D | H07V-K FLEXIBLE CABLE 16MM² RED | Used in control panels and electrical equipments, on and under plaster as laid in conduit. When this cable is used in fixed installations with mechanically protected switchgear and control panels, the rated voltage is 600/1000 V. | Colour outer sheath | Red
| 182 | Cables and Wires | Low Voltage Cables | Single Core | H07V-K FLEXIBLE CABLE 16MM² RED | 2369002 | PR9051012310 | PRYSMIAN | 0 | https://pim-kvc.soneparsea.com:3443/PictureServer/default.aspx/PRYSMIAN-PR9051012310_Image1.jpg?A097AD989F807182AC95A69EA58479759E72A4978B6765658076867883678F7DBDA6BBAA83659AA4B7 | https://pim-kvc.soneparsea.com:3443/PictureServer/default.aspx/prysmian-h07v-k-series_Datasheet1.pdf?A097AD989F807182ACB5C6BEC5A49995BE72BC7589AD5D9F7DB8B9B7BB9CA39394A6C8A6C59F9599C47682B5B69D | H07V-K FLEXIBLE CABLE 16MM² RED | Used in control panels and electrical equipments, on and under plaster as laid in conduit. When this cable is used in fixed installations with mechanically protected switchgear and control panels, the rated voltage is 600/1000 V. | Cable geometry | Round
| 182 | Cables and Wires | Low Voltage Cables | Single Core | H07V-K FLEXIBLE CABLE 16MM² RED | 2369002 | PR9051012310 | PRYSMIAN | 0 | https://pim-kvc.soneparsea.com:3443/PictureServer/default.aspx/PRYSMIAN-PR9051012310_Image1.jpg?A097AD989F807182AC95A69EA58479759E72A4978B6765658076867883678F7DBDA6BBAA83659AA4B7 | https://pim-kvc.soneparsea.com:3443/PictureServer/default.aspx/prysmian-h07v-k-series_Datasheet1.pdf?A097AD989F807182ACB5C6BEC5A49995BE72BC7589AD5D9F7DB8B9B7BB9CA39394A6C8A6C59F9599C47682B5B69D | H07V-K FLEXIBLE CABLE 16MM² RED | Used in control panels and electrical equipments, on and under plaster as laid in conduit. When this cable is used in fixed installations with mechanically protected switchgear and control panels, the rated voltage is 600/1000 V. | Nominal voltage U0 | 450V
| 182 | Cables and Wires | Low Voltage Cables | Single Core | H07V-K FLEXIBLE CABLE 16MM² RED | 2369002 | PR9051012310 | PRYSMIAN | 0 | https://pim-kvc.soneparsea.com:3443/PictureServer/default.aspx/PRYSMIAN-PR9051012310_Image1.jpg?A097AD989F807182AC95A69EA58479759E72A4978B6765658076867883678F7DBDA6BBAA83659AA4B7 | https://pim-kvc.soneparsea.com:3443/PictureServer/default.aspx/prysmian-h07v-k-series_Datasheet1.pdf?A097AD989F807182ACB5C6BEC5A49995BE72BC7589AD5D9F7DB8B9B7BB9CA39394A6C8A6C59F9599C47682B5B69D | H07V-K FLEXIBLE CABLE 16MM² RED | Used in control panels and electrical equipments, on and under plaster as laid in conduit. When this cable is used in fixed installations with mechanically protected switchgear and control panels, the rated voltage is 600/1000 V. | Nominal voltage U | 750V
| 182 | Cables and Wires | Low Voltage Cables | Single Core | H07V-K FLEXIBLE CABLE 16MM² RED | 2369002 | PR9051012310 | PRYSMIAN | 0 | https://pim-kvc.soneparsea.com:3443/PictureServer/default.aspx/PRYSMIAN-PR9051012310_Image1.jpg?A097AD989F807182AC95A69EA58479759E72A4978B6765658076867883678F7DBDA6BBAA83659AA4B7 | https://pim-kvc.soneparsea.com:3443/PictureServer/default.aspx/prysmian-h07v-k-series_Datasheet1.pdf?A097AD989F807182ACB5C6BEC5A49995BE72BC7589AD5D9F7DB8B9B7BB9CA39394A6C8A6C59F9599C47682B5B69D | H07V-K FLEXIBLE CABLE 16MM² RED | Used in control panels and electrical equipments, on and under plaster as laid in conduit. When this cable is used in fixed installations with mechanically protected switchgear and control panels, the rated voltage is 600/1000 V. | Shape of conductor | Round
| 183 | Cables and Wires | Low Voltage Cables | Single Core | H07V-K FLEXIBLE CABLE 25MM² GREEN/YELLOW | 2369008 | PR9051012406 | PRYSMIAN | 0 | https://pim-kvc.soneparsea.com:3443/PictureServer/default.aspx/PRYSMIAN_PR9051012406_Image1.jpg?A097AD989F807182AC95A69EA58479759EA4A4978B67656580768679826D8F7DBDA6BBAA83659AA4B7 | https://pim-kvc.soneparsea.com:3443/PictureServer/default.aspx/prysmian-h07v-k-series_Datasheet1.pdf?A097AD989F807182ACB5C6BEC5A49995BE72BC7589AD5D9F7DB8B9B7BB9CA39394A6C8A6C59F9599C47682B5B69D | H07V-K FLEXIBLE CABLE 25MM² GREEN/YELLOW | Used in control panels and electrical equipments, on and under plaster as laid in conduit. When this cable is used in fixed installations with mechanically protected switchgear and control panels, the rated voltage is 600/1000 V. | Conductor material | Copper
| 183 | Cables and Wires | Low Voltage Cables | Single Core | H07V-K FLEXIBLE CABLE 25MM² GREEN/YELLOW | 2369008 | PR9051012406 | PRYSMIAN | 0 | https://pim-kvc.soneparsea.com:3443/PictureServer/default.aspx/PRYSMIAN_PR9051012406_Image1.jpg?A097AD989F807182AC95A69EA58479759EA4A4978B67656580768679826D8F7DBDA6BBAA83659AA4B7 | https://pim-kvc.soneparsea.com:3443/PictureServer/default.aspx/prysmian-h07v-k-series_Datasheet1.pdf?A097AD989F807182ACB5C6BEC5A49995BE72BC7589AD5D9F7DB8B9B7BB9CA39394A6C8A6C59F9599C47682B5B69D | H07V-K FLEXIBLE CABLE 25MM² GREEN/YELLOW | Used in control panels and electrical equipments, on and under plaster as laid in conduit. When this cable is used in fixed installations with mechanically protected switchgear and control panels, the rated voltage is 600/1000 V. | Nominal cross section conductor | 25mm²
| 183 | Cables and Wires | Low Voltage Cables | Single Core | H07V-K FLEXIBLE CABLE 25MM² GREEN/YELLOW | 2369008 | PR9051012406 | PRYSMIAN | 0 | https://pim-kvc.soneparsea.com:3443/PictureServer/default.aspx/PRYSMIAN_PR9051012406_Image1.jpg?A097AD989F807182AC95A69EA58479759EA4A4978B67656580768679826D8F7DBDA6BBAA83659AA4B7 | https://pim-kvc.soneparsea.com:3443/PictureServer/default.aspx/prysmian-h07v-k-series_Datasheet1.pdf?A097AD989F807182ACB5C6BEC5A49995BE72BC7589AD5D9F7DB8B9B7BB9CA39394A6C8A6C59F9599C47682B5B69D | H07V-K FLEXIBLE CABLE 25MM² GREEN/YELLOW | Used in control panels and electrical equipments, on and under plaster as laid in conduit. When this cable is used in fixed installations with mechanically protected switchgear and control panels, the rated voltage is 600/1000 V. | Conductor category | Class 5 = flexible
| 183 | Cables and Wires | Low Voltage Cables | Single Core | H07V-K FLEXIBLE CABLE 25MM² GREEN/YELLOW | 2369008 | PR9051012406 | PRYSMIAN | 0 | https://pim-kvc.soneparsea.com:3443/PictureServer/default.aspx/PRYSMIAN_PR9051012406_Image1.jpg?A097AD989F807182AC95A69EA58479759EA4A4978B67656580768679826D8F7DBDA6BBAA83659AA4B7 | https://pim-kvc.soneparsea.com:3443/PictureServer/default.aspx/prysmian-h07v-k-series_Datasheet1.pdf?A097AD989F807182ACB5C6BEC5A49995BE72BC7589AD5D9F7DB8B9B7BB9CA39394A6C8A6C59F9599C47682B5B69D | H07V-K FLEXIBLE CABLE 25MM² GREEN/YELLOW | Used in control panels and electrical equipments, on and under plaster as laid in conduit. When this cable is used in fixed installations with mechanically protected switchgear and control panels, the rated voltage is 600/1000 V. | Number of cores | 1
| 183 | Cables and Wires | Low Voltage Cables | Single Core | H07V-K FLEXIBLE CABLE 25MM² GREEN/YELLOW | 2369008 | PR9051012406 | PRYSMIAN | 0 | https://pim-kvc.soneparsea.com:3443/PictureServer/default.aspx/PRYSMIAN_PR9051012406_Image1.jpg?A097AD989F807182AC95A69EA58479759EA4A4978B67656580768679826D8F7DBDA6BBAA83659AA4B7 | https://pim-kvc.soneparsea.com:3443/PictureServer/default.aspx/prysmian-h07v-k-series_Datasheet1.pdf?A097AD989F807182ACB5C6BEC5A49995BE72BC7589AD5D9F7DB8B9B7BB9CA39394A6C8A6C59F9599C47682B5B69D | H07V-K FLEXIBLE CABLE 25MM² GREEN/YELLOW | Used in control panels and electrical equipments, on and under plaster as laid in conduit. When this cable is used in fixed installations with mechanically protected switchgear and control panels, the rated voltage is 600/1000 V. | Material outer sheath | Polyvinyl chloride (PVC)
| 183 | Cables and Wires | Low Voltage Cables | Single Core | H07V-K FLEXIBLE CABLE 25MM² GREEN/YELLOW | 2369008 | PR9051012406 | PRYSMIAN | 0 | https://pim-kvc.soneparsea.com:3443/PictureServer/default.aspx/PRYSMIAN_PR9051012406_Image1.jpg?A097AD989F807182AC95A69EA58479759EA4A4978B67656580768679826D8F7DBDA6BBAA83659AA4B7 | https://pim-kvc.soneparsea.com:3443/PictureServer/default.aspx/prysmian-h07v-k-series_Datasheet1.pdf?A097AD989F807182ACB5C6BEC5A49995BE72BC7589AD5D9F7DB8B9B7BB9CA39394A6C8A6C59F9599C47682B5B69D | H07V-K FLEXIBLE CABLE 25MM² GREEN/YELLOW | Used in control panels and electrical equipments, on and under plaster as laid in conduit. When this cable is used in fixed installations with mechanically protected switchgear and control panels, the rated voltage is 600/1000 V. | Colour outer sheath | Multi-coloured
| 183 | Cables and Wires | Low Voltage Cables | Single Core | H07V-K FLEXIBLE CABLE 25MM² GREEN/YELLOW | 2369008 | PR9051012406 | PRYSMIAN | 0 | https://pim-kvc.soneparsea.com:3443/PictureServer/default.aspx/PRYSMIAN_PR9051012406_Image1.jpg?A097AD989F807182AC95A69EA58479759EA4A4978B67656580768679826D8F7DBDA6BBAA83659AA4B7 | https://pim-kvc.soneparsea.com:3443/PictureServer/default.aspx/prysmian-h07v-k-series_Datasheet1.pdf?A097AD989F807182ACB5C6BEC5A49995BE72BC7589AD5D9F7DB8B9B7BB9CA39394A6C8A6C59F9599C47682B5B69D | H07V-K FLEXIBLE CABLE 25MM² GREEN/YELLOW | Used in control panels and electrical equipments, on and under plaster as laid in conduit. When this cable is used in fixed installations with mechanically protected switchgear and control panels, the rated voltage is 600/1000 V. | Cable geometry | Round
| 183 | Cables and Wires | Low Voltage Cables | Single Core | H07V-K FLEXIBLE CABLE 25MM² GREEN/YELLOW | 2369008 | PR9051012406 | PRYSMIAN | 0 | https://pim-kvc.soneparsea.com:3443/PictureServer/default.aspx/PRYSMIAN_PR9051012406_Image1.jpg?A097AD989F807182AC95A69EA58479759EA4A4978B67656580768679826D8F7DBDA6BBAA83659AA4B7 | https://pim-kvc.soneparsea.com:3443/PictureServer/default.aspx/prysmian-h07v-k-series_Datasheet1.pdf?A097AD989F807182ACB5C6BEC5A49995BE72BC7589AD5D9F7DB8B9B7BB9CA39394A6C8A6C59F9599C47682B5B69D | H07V-K FLEXIBLE CABLE 25MM² GREEN/YELLOW | Used in control panels and electrical equipments, on and under plaster as laid in conduit. When this cable is used in fixed installations with mechanically protected switchgear and control panels, the rated voltage is 600/1000 V. | Nominal voltage U0 | 450V
| 183 | Cables and Wires | Low Voltage Cables | Single Core | H07V-K FLEXIBLE CABLE 25MM² GREEN/YELLOW | 2369008 | PR9051012406 | PRYSMIAN | 0 | https://pim-kvc.soneparsea.com:3443/PictureServer/default.aspx/PRYSMIAN_PR9051012406_Image1.jpg?A097AD989F807182AC95A69EA58479759EA4A4978B67656580768679826D8F7DBDA6BBAA83659AA4B7 | https://pim-kvc.soneparsea.com:3443/PictureServer/default.aspx/prysmian-h07v-k-series_Datasheet1.pdf?A097AD989F807182ACB5C6BEC5A49995BE72BC7589AD5D9F7DB8B9B7BB9CA39394A6C8A6C59F9599C47682B5B69D | H07V-K FLEXIBLE CABLE 25MM² GREEN/YELLOW | Used in control panels and electrical equipments, on and under plaster as laid in conduit. When this cable is used in fixed installations with mechanically protected switchgear and control panels, the rated voltage is 600/1000 V. | Nominal voltage U | 750V
| 183 | Cables and Wires | Low Voltage Cables | Single Core | H07V-K FLEXIBLE CABLE 25MM² GREEN/YELLOW | 2369008 | PR9051012406 | PRYSMIAN | 0 | https://pim-kvc.soneparsea.com:3443/PictureServer/default.aspx/PRYSMIAN_PR9051012406_Image1.jpg?A097AD989F807182AC95A69EA58479759EA4A4978B67656580768679826D8F7DBDA6BBAA83659AA4B7 | https://pim-kvc.soneparsea.com:3443/PictureServer/default.aspx/prysmian-h07v-k-series_Datasheet1.pdf?A097AD989F807182ACB5C6BEC5A49995BE72BC7589AD5D9F7DB8B9B7BB9CA39394A6C8A6C59F9599C47682B5B69D | H07V-K FLEXIBLE CABLE 25MM² GREEN/YELLOW | Used in control panels and electrical equipments, on and under plaster as laid in conduit. When this cable is used in fixed installations with mechanically protected switchgear and control panels, the rated voltage is 600/1000 V. | Shape of conductor | Round
| 184 | Cables and Wires | Low Voltage Cables | Single Core | H07V-K FLEXIBLE CABLE 2.5MM² RED | 2369017 | PR9051011710 | PRYSMIAN | 0 | https://pim-kvc.soneparsea.com:3443/PictureServer/default.aspx/PRYSMIAN-PR9051011710_Image1.jpg?A097AD989F807182AC95A69EA58479759E72A4978B6765658076857C83678F7DBDA6BBAA83659AA4B7 | https://pim-kvc.soneparsea.com:3443/PictureServer/default.aspx/prysmian-h07v-k-series_Datasheet1.pdf?A097AD989F807182ACB5C6BEC5A49995BE72BC7589AD5D9F7DB8B9B7BB9CA39394A6C8A6C59F9599C47682B5B69D | H07V-K FLEXIBLE CABLE 2.5MM² RED | Used in control panels and electrical equipments, on and under plaster as laid in conduit. When this cable is used in fixed installations with mechanically protected switchgear and control panels, the rated voltage is 600/1000 V. | Conductor material | Copper
| 184 | Cables and Wires | Low Voltage Cables | Single Core | H07V-K FLEXIBLE CABLE 2.5MM² RED | 2369017 | PR9051011710 | PRYSMIAN | 0 | https://pim-kvc.soneparsea.com:3443/PictureServer/default.aspx/PRYSMIAN-PR9051011710_Image1.jpg?A097AD989F807182AC95A69EA58479759E72A4978B6765658076857C83678F7DBDA6BBAA83659AA4B7 | https://pim-kvc.soneparsea.com:3443/PictureServer/default.aspx/prysmian-h07v-k-series_Datasheet1.pdf?A097AD989F807182ACB5C6BEC5A49995BE72BC7589AD5D9F7DB8B9B7BB9CA39394A6C8A6C59F9599C47682B5B69D | H07V-K FLEXIBLE CABLE 2.5MM² RED | Used in control panels and electrical equipments, on and under plaster as laid in conduit. When this cable is used in fixed installations with mechanically protected switchgear and control panels, the rated voltage is 600/1000 V. | Nominal cross section conductor | 2.5mm²
| 184 | Cables and Wires | Low Voltage Cables | Single Core | H07V-K FLEXIBLE CABLE 2.5MM² RED | 2369017 | PR9051011710 | PRYSMIAN | 0 | https://pim-kvc.soneparsea.com:3443/PictureServer/default.aspx/PRYSMIAN-PR9051011710_Image1.jpg?A097AD989F807182AC95A69EA58479759E72A4978B6765658076857C83678F7DBDA6BBAA83659AA4B7 | https://pim-kvc.soneparsea.com:3443/PictureServer/default.aspx/prysmian-h07v-k-series_Datasheet1.pdf?A097AD989F807182ACB5C6BEC5A49995BE72BC7589AD5D9F7DB8B9B7BB9CA39394A6C8A6C59F9599C47682B5B69D | H07V-K FLEXIBLE CABLE 2.5MM² RED | Used in control panels and electrical equipments, on and under plaster as laid in conduit. When this cable is used in fixed installations with mechanically protected switchgear and control panels, the rated voltage is 600/1000 V. | Conductor category | Class 5 = flexible
| 184 | Cables and Wires | Low Voltage Cables | Single Core | H07V-K FLEXIBLE CABLE 2.5MM² RED | 2369017 | PR9051011710 | PRYSMIAN | 0 | https://pim-kvc.soneparsea.com:3443/PictureServer/default.aspx/PRYSMIAN-PR9051011710_Image1.jpg?A097AD989F807182AC95A69EA58479759E72A4978B6765658076857C83678F7DBDA6BBAA83659AA4B7 | https://pim-kvc.soneparsea.com:3443/PictureServer/default.aspx/prysmian-h07v-k-series_Datasheet1.pdf?A097AD989F807182ACB5C6BEC5A49995BE72BC7589AD5D9F7DB8B9B7BB9CA39394A6C8A6C59F9599C47682B5B69D | H07V-K FLEXIBLE CABLE 2.5MM² RED | Used in control panels and electrical equipments, on and under plaster as laid in conduit. When this cable is used in fixed installations with mechanically protected switchgear and control panels, the rated voltage is 600/1000 V. | Number of cores | 1
| 184 | Cables and Wires | Low Voltage Cables | Single Core | H07V-K FLEXIBLE CABLE 2.5MM² RED | 2369017 | PR9051011710 | PRYSMIAN | 0 | https://pim-kvc.soneparsea.com:3443/PictureServer/default.aspx/PRYSMIAN-PR9051011710_Image1.jpg?A097AD989F807182AC95A69EA58479759E72A4978B6765658076857C83678F7DBDA6BBAA83659AA4B7 | https://pim-kvc.soneparsea.com:3443/PictureServer/default.aspx/prysmian-h07v-k-series_Datasheet1.pdf?A097AD989F807182ACB5C6BEC5A49995BE72BC7589AD5D9F7DB8B9B7BB9CA39394A6C8A6C59F9599C47682B5B69D | H07V-K FLEXIBLE CABLE 2.5MM² RED | Used in control panels and electrical equipments, on and under plaster as laid in conduit. When this cable is used in fixed installations with mechanically protected switchgear and control panels, the rated voltage is 600/1000 V. | Material outer sheath | Polyvinyl chloride (PVC)
| 184 | Cables and Wires | Low Voltage Cables | Single Core | H07V-K FLEXIBLE CABLE 2.5MM² RED | 2369017 | PR9051011710 | PRYSMIAN | 0 | https://pim-kvc.soneparsea.com:3443/PictureServer/default.aspx/PRYSMIAN-PR9051011710_Image1.jpg?A097AD989F807182AC95A69EA58479759E72A4978B6765658076857C83678F7DBDA6BBAA83659AA4B7 | https://pim-kvc.soneparsea.com:3443/PictureServer/default.aspx/prysmian-h07v-k-series_Datasheet1.pdf?A097AD989F807182ACB5C6BEC5A49995BE72BC7589AD5D9F7DB8B9B7BB9CA39394A6C8A6C59F9599C47682B5B69D | H07V-K FLEXIBLE CABLE 2.5MM² RED | Used in control panels and electrical equipments, on and under plaster as laid in conduit. When this cable is used in fixed installations with mechanically protected switchgear and control panels, the rated voltage is 600/1000 V. | Colour outer sheath | Red
| 184 | Cables and Wires | Low Voltage Cables | Single Core | H07V-K FLEXIBLE CABLE 2.5MM² RED | 2369017 | PR9051011710 | PRYSMIAN | 0 | https://pim-kvc.soneparsea.com:3443/PictureServer/default.aspx/PRYSMIAN-PR9051011710_Image1.jpg?A097AD989F807182AC95A69EA58479759E72A4978B6765658076857C83678F7DBDA6BBAA83659AA4B7 | https://pim-kvc.soneparsea.com:3443/PictureServer/default.aspx/prysmian-h07v-k-series_Datasheet1.pdf?A097AD989F807182ACB5C6BEC5A49995BE72BC7589AD5D9F7DB8B9B7BB9CA39394A6C8A6C59F9599C47682B5B69D | H07V-K FLEXIBLE CABLE 2.5MM² RED | Used in control panels and electrical equipments, on and under plaster as laid in conduit. When this cable is used in fixed installations with mechanically protected switchgear and control panels, the rated voltage is 600/1000 V. | Cable geometry | Round
| 184 | Cables and Wires | Low Voltage Cables | Single Core | H07V-K FLEXIBLE CABLE 2.5MM² RED | 2369017 | PR9051011710 | PRYSMIAN | 0 | https://pim-kvc.soneparsea.com:3443/PictureServer/default.aspx/PRYSMIAN-PR9051011710_Image1.jpg?A097AD989F807182AC95A69EA58479759E72A4978B6765658076857C83678F7DBDA6BBAA83659AA4B7 | https://pim-kvc.soneparsea.com:3443/PictureServer/default.aspx/prysmian-h07v-k-series_Datasheet1.pdf?A097AD989F807182ACB5C6BEC5A49995BE72BC7589AD5D9F7DB8B9B7BB9CA39394A6C8A6C59F9599C47682B5B69D | H07V-K FLEXIBLE CABLE 2.5MM² RED | Used in control panels and electrical equipments, on and under plaster as laid in conduit. When this cable is used in fixed installations with mechanically protected switchgear and control panels, the rated voltage is 600/1000 V. | Nominal voltage U0 | 450V
| 184 | Cables and Wires | Low Voltage Cables | Single Core | H07V-K FLEXIBLE CABLE 2.5MM² RED | 2369017 | PR9051011710 | PRYSMIAN | 0 | https://pim-kvc.soneparsea.com:3443/PictureServer/default.aspx/PRYSMIAN-PR9051011710_Image1.jpg?A097AD989F807182AC95A69EA58479759E72A4978B6765658076857C83678F7DBDA6BBAA83659AA4B7 | https://pim-kvc.soneparsea.com:3443/PictureServer/default.aspx/prysmian-h07v-k-series_Datasheet1.pdf?A097AD989F807182ACB5C6BEC5A49995BE72BC7589AD5D9F7DB8B9B7BB9CA39394A6C8A6C59F9599C47682B5B69D | H07V-K FLEXIBLE CABLE 2.5MM² RED | Used in control panels and electrical equipments, on and under plaster as laid in conduit. When this cable is used in fixed installations with mechanically protected switchgear and control panels, the rated voltage is 600/1000 V. | Nominal voltage U | 750V
| 184 | Cables and Wires | Low Voltage Cables | Single Core | H07V-K FLEXIBLE CABLE 2.5MM² RED | 2369017 | PR9051011710 | PRYSMIAN | 0 | https://pim-kvc.soneparsea.com:3443/PictureServer/default.aspx/PRYSMIAN-PR9051011710_Image1.jpg?A097AD989F807182AC95A69EA58479759E72A4978B6765658076857C83678F7DBDA6BBAA83659AA4B7 | https://pim-kvc.soneparsea.com:3443/PictureServer/default.aspx/prysmian-h07v-k-series_Datasheet1.pdf?A097AD989F807182ACB5C6BEC5A49995BE72BC7589AD5D9F7DB8B9B7BB9CA39394A6C8A6C59F9599C47682B5B69D | H07V-K FLEXIBLE CABLE 2.5MM² RED | Used in control panels and electrical equipments, on and under plaster as laid in conduit. When this cable is used in fixed installations with mechanically protected switchgear and control panels, the rated voltage is 600/1000 V. | Shape of conductor | Round
| 185 | Cables and Wires | Low Voltage Cables | Single Core | H07V-K FLEXIBLE CABLE 2.5MM² WHITE | 2369019 | PR9051011714 | PRYSMIAN | 0 | https://pim-kvc.soneparsea.com:3443/PictureServer/default.aspx/PRYSMIAN-PR9051011714_Image1.jpg?A097AD989F807182AC95A69EA58479759E72A4978B6765658076857C836B8F7DBDA6BBAA83659AA4B7 | https://pim-kvc.soneparsea.com:3443/PictureServer/default.aspx/prysmian-h07v-k-series_Datasheet1.pdf?A097AD989F807182ACB5C6BEC5A49995BE72BC7589AD5D9F7DB8B9B7BB9CA39394A6C8A6C59F9599C47682B5B69D | H07V-K FLEXIBLE CABLE 2.5MM² WHITE | Used in control panels and electrical equipments, on and under plaster as laid in conduit. When this cable is used in fixed installations with mechanically protected switchgear and control panels, the rated voltage is 600/1000 V. | Conductor material | Copper
| 185 | Cables and Wires | Low Voltage Cables | Single Core | H07V-K FLEXIBLE CABLE 2.5MM² WHITE | 2369019 | PR9051011714 | PRYSMIAN | 0 | https://pim-kvc.soneparsea.com:3443/PictureServer/default.aspx/PRYSMIAN-PR9051011714_Image1.jpg?A097AD989F807182AC95A69EA58479759E72A4978B6765658076857C836B8F7DBDA6BBAA83659AA4B7 | https://pim-kvc.soneparsea.com:3443/PictureServer/default.aspx/prysmian-h07v-k-series_Datasheet1.pdf?A097AD989F807182ACB5C6BEC5A49995BE72BC7589AD5D9F7DB8B9B7BB9CA39394A6C8A6C59F9599C47682B5B69D | H07V-K FLEXIBLE CABLE 2.5MM² WHITE | Used in control panels and electrical equipments, on and under plaster as laid in conduit. When this cable is used in fixed installations with mechanically protected switchgear and control panels, the rated voltage is 600/1000 V. | Nominal cross section conductor | 2.5mm²
| 185 | Cables and Wires | Low Voltage Cables | Single Core | H07V-K FLEXIBLE CABLE 2.5MM² WHITE | 2369019 | PR9051011714 | PRYSMIAN | 0 | https://pim-kvc.soneparsea.com:3443/PictureServer/default.aspx/PRYSMIAN-PR9051011714_Image1.jpg?A097AD989F807182AC95A69EA58479759E72A4978B6765658076857C836B8F7DBDA6BBAA83659AA4B7 | https://pim-kvc.soneparsea.com:3443/PictureServer/default.aspx/prysmian-h07v-k-series_Datasheet1.pdf?A097AD989F807182ACB5C6BEC5A49995BE72BC7589AD5D9F7DB8B9B7BB9CA39394A6C8A6C59F9599C47682B5B69D | H07V-K FLEXIBLE CABLE 2.5MM² WHITE | Used in control panels and electrical equipments, on and under plaster as laid in conduit. When this cable is used in fixed installations with mechanically protected switchgear and control panels, the rated voltage is 600/1000 V. | Conductor category | Class 5 = flexible
| 185 | Cables and Wires | Low Voltage Cables | Single Core | H07V-K FLEXIBLE CABLE 2.5MM² WHITE | 2369019 | PR9051011714 | PRYSMIAN | 0 | https://pim-kvc.soneparsea.com:3443/PictureServer/default.aspx/PRYSMIAN-PR9051011714_Image1.jpg?A097AD989F807182AC95A69EA58479759E72A4978B6765658076857C836B8F7DBDA6BBAA83659AA4B7 | https://pim-kvc.soneparsea.com:3443/PictureServer/default.aspx/prysmian-h07v-k-series_Datasheet1.pdf?A097AD989F807182ACB5C6BEC5A49995BE72BC7589AD5D9F7DB8B9B7BB9CA39394A6C8A6C59F9599C47682B5B69D | H07V-K FLEXIBLE CABLE 2.5MM² WHITE | Used in control panels and electrical equipments, on and under plaster as laid in conduit. When this cable is used in fixed installations with mechanically protected switchgear and control panels, the rated voltage is 600/1000 V. | Number of cores | 1
| 185 | Cables and Wires | Low Voltage Cables | Single Core | H07V-K FLEXIBLE CABLE 2.5MM² WHITE | 2369019 | PR9051011714 | PRYSMIAN | 0 | https://pim-kvc.soneparsea.com:3443/PictureServer/default.aspx/PRYSMIAN-PR9051011714_Image1.jpg?A097AD989F807182AC95A69EA58479759E72A4978B6765658076857C836B8F7DBDA6BBAA83659AA4B7 | https://pim-kvc.soneparsea.com:3443/PictureServer/default.aspx/prysmian-h07v-k-series_Datasheet1.pdf?A097AD989F807182ACB5C6BEC5A49995BE72BC7589AD5D9F7DB8B9B7BB9CA39394A6C8A6C59F9599C47682B5B69D | H07V-K FLEXIBLE CABLE 2.5MM² WHITE | Used in control panels and electrical equipments, on and under plaster as laid in conduit. When this cable is used in fixed installations with mechanically protected switchgear and control panels, the rated voltage is 600/1000 V. | Material outer sheath | Polyvinyl chloride (PVC)
| 185 | Cables and Wires | Low Voltage Cables | Single Core | H07V-K FLEXIBLE CABLE 2.5MM² WHITE | 2369019 | PR9051011714 | PRYSMIAN | 0 | https://pim-kvc.soneparsea.com:3443/PictureServer/default.aspx/PRYSMIAN-PR9051011714_Image1.jpg?A097AD989F807182AC95A69EA58479759E72A4978B6765658076857C836B8F7DBDA6BBAA83659AA4B7 | https://pim-kvc.soneparsea.com:3443/PictureServer/default.aspx/prysmian-h07v-k-series_Datasheet1.pdf?A097AD989F807182ACB5C6BEC5A49995BE72BC7589AD5D9F7DB8B9B7BB9CA39394A6C8A6C59F9599C47682B5B69D | H07V-K FLEXIBLE CABLE 2.5MM² WHITE | Used in control panels and electrical equipments, on and under plaster as laid in conduit. When this cable is used in fixed installations with mechanically protected switchgear and control panels, the rated voltage is 600/1000 V. | Colour outer sheath | White
| 185 | Cables and Wires | Low Voltage Cables | Single Core | H07V-K FLEXIBLE CABLE 2.5MM² WHITE | 2369019 | PR9051011714 | PRYSMIAN | 0 | https://pim-kvc.soneparsea.com:3443/PictureServer/default.aspx/PRYSMIAN-PR9051011714_Image1.jpg?A097AD989F807182AC95A69EA58479759E72A4978B6765658076857C836B8F7DBDA6BBAA83659AA4B7 | https://pim-kvc.soneparsea.com:3443/PictureServer/default.aspx/prysmian-h07v-k-series_Datasheet1.pdf?A097AD989F807182ACB5C6BEC5A49995BE72BC7589AD5D9F7DB8B9B7BB9CA39394A6C8A6C59F9599C47682B5B69D | H07V-K FLEXIBLE CABLE 2.5MM² WHITE | Used in control panels and electrical equipments, on and under plaster as laid in conduit. When this cable is used in fixed installations with mechanically protected switchgear and control panels, the rated voltage is 600/1000 V. | Cable geometry | Round
| 185 | Cables and Wires | Low Voltage Cables | Single Core | H07V-K FLEXIBLE CABLE 2.5MM² WHITE | 2369019 | PR9051011714 | PRYSMIAN | 0 | https://pim-kvc.soneparsea.com:3443/PictureServer/default.aspx/PRYSMIAN-PR9051011714_Image1.jpg?A097AD989F807182AC95A69EA58479759E72A4978B6765658076857C836B8F7DBDA6BBAA83659AA4B7 | https://pim-kvc.soneparsea.com:3443/PictureServer/default.aspx/prysmian-h07v-k-series_Datasheet1.pdf?A097AD989F807182ACB5C6BEC5A49995BE72BC7589AD5D9F7DB8B9B7BB9CA39394A6C8A6C59F9599C47682B5B69D | H07V-K FLEXIBLE CABLE 2.5MM² WHITE | Used in control panels and electrical equipments, on and under plaster as laid in conduit. When this cable is used in fixed installations with mechanically protected switchgear and control panels, the rated voltage is 600/1000 V. | Nominal voltage U0 | 450V
| 185 | Cables and Wires | Low Voltage Cables | Single Core | H07V-K FLEXIBLE CABLE 2.5MM² WHITE | 2369019 | PR9051011714 | PRYSMIAN | 0 | https://pim-kvc.soneparsea.com:3443/PictureServer/default.aspx/PRYSMIAN-PR9051011714_Image1.jpg?A097AD989F807182AC95A69EA58479759E72A4978B6765658076857C836B8F7DBDA6BBAA83659AA4B7 | https://pim-kvc.soneparsea.com:3443/PictureServer/default.aspx/prysmian-h07v-k-series_Datasheet1.pdf?A097AD989F807182ACB5C6BEC5A49995BE72BC7589AD5D9F7DB8B9B7BB9CA39394A6C8A6C59F9599C47682B5B69D | H07V-K FLEXIBLE CABLE 2.5MM² WHITE | Used in control panels and electrical equipments, on and under plaster as laid in conduit. When this cable is used in fixed installations with mechanically protected switchgear and control panels, the rated voltage is 600/1000 V. | Nominal voltage U | 750V
| 185 | Cables and Wires | Low Voltage Cables | Single Core | H07V-K FLEXIBLE CABLE 2.5MM² WHITE | 2369019 | PR9051011714 | PRYSMIAN | 0 | https://pim-kvc.soneparsea.com:3443/PictureServer/default.aspx/PRYSMIAN-PR9051011714_Image1.jpg?A097AD989F807182AC95A69EA58479759E72A4978B6765658076857C836B8F7DBDA6BBAA83659AA4B7 | https://pim-kvc.soneparsea.com:3443/PictureServer/default.aspx/prysmian-h07v-k-series_Datasheet1.pdf?A097AD989F807182ACB5C6BEC5A49995BE72BC7589AD5D9F7DB8B9B7BB9CA39394A6C8A6C59F9599C47682B5B69D | H07V-K FLEXIBLE CABLE 2.5MM² WHITE | Used in control panels and electrical equipments, on and under plaster as laid in conduit. When this cable is used in fixed installations with mechanically protected switchgear and control panels, the rated voltage is 600/1000 V. | Shape of conductor | Round
| 186 | Cables and Wires | Low Voltage Cables | Single Core | H07V-K FLEXIBLE CABLE 4MM² BROWN | 2369021 | PR9051012003 | PRYSMIAN | 0 | https://pim-kvc.soneparsea.com:3443/PictureServer/default.aspx/PRYSMIAN-PR9051012003_Image1.jpg?A097AD989F807182AC95A69EA58479759E72A4978B67656580768675826A8F7DBDA6BBAA83659AA4B7 | https://pim-kvc.soneparsea.com:3443/PictureServer/default.aspx/prysmian-h07v-k-series_Datasheet1.pdf?A097AD989F807182ACB5C6BEC5A49995BE72BC7589AD5D9F7DB8B9B7BB9CA39394A6C8A6C59F9599C47682B5B69D | H07V-K FLEXIBLE CABLE 4MM² BROWN | Used in control panels and electrical equipments, on and under plaster as laid in conduit. When this cable is used in fixed installations with mechanically protected switchgear and control panels, the rated voltage is 600/1000 V. | Conductor material | Copper
| 186 | Cables and Wires | Low Voltage Cables | Single Core | H07V-K FLEXIBLE CABLE 4MM² BROWN | 2369021 | PR9051012003 | PRYSMIAN | 0 | https://pim-kvc.soneparsea.com:3443/PictureServer/default.aspx/PRYSMIAN-PR9051012003_Image1.jpg?A097AD989F807182AC95A69EA58479759E72A4978B67656580768675826A8F7DBDA6BBAA83659AA4B7 | https://pim-kvc.soneparsea.com:3443/PictureServer/default.aspx/prysmian-h07v-k-series_Datasheet1.pdf?A097AD989F807182ACB5C6BEC5A49995BE72BC7589AD5D9F7DB8B9B7BB9CA39394A6C8A6C59F9599C47682B5B69D | H07V-K FLEXIBLE CABLE 4MM² BROWN | Used in control panels and electrical equipments, on and under plaster as laid in conduit. When this cable is used in fixed installations with mechanically protected switchgear and control panels, the rated voltage is 600/1000 V. | Nominal cross section conductor | 4mm²
| 186 | Cables and Wires | Low Voltage Cables | Single Core | H07V-K FLEXIBLE CABLE 4MM² BROWN | 2369021 | PR9051012003 | PRYSMIAN | 0 | https://pim-kvc.soneparsea.com:3443/PictureServer/default.aspx/PRYSMIAN-PR9051012003_Image1.jpg?A097AD989F807182AC95A69EA58479759E72A4978B67656580768675826A8F7DBDA6BBAA83659AA4B7 | https://pim-kvc.soneparsea.com:3443/PictureServer/default.aspx/prysmian-h07v-k-series_Datasheet1.pdf?A097AD989F807182ACB5C6BEC5A49995BE72BC7589AD5D9F7DB8B9B7BB9CA39394A6C8A6C59F9599C47682B5B69D | H07V-K FLEXIBLE CABLE 4MM² BROWN | Used in control panels and electrical equipments, on and under plaster as laid in conduit. When this cable is used in fixed installations with mechanically protected switchgear and control panels, the rated voltage is 600/1000 V. | Conductor category | Class 5 = flexible
| 186 | Cables and Wires | Low Voltage Cables | Single Core | H07V-K FLEXIBLE CABLE 4MM² BROWN | 2369021 | PR9051012003 | PRYSMIAN | 0 | https://pim-kvc.soneparsea.com:3443/PictureServer/default.aspx/PRYSMIAN-PR9051012003_Image1.jpg?A097AD989F807182AC95A69EA58479759E72A4978B67656580768675826A8F7DBDA6BBAA83659AA4B7 | https://pim-kvc.soneparsea.com:3443/PictureServer/default.aspx/prysmian-h07v-k-series_Datasheet1.pdf?A097AD989F807182ACB5C6BEC5A49995BE72BC7589AD5D9F7DB8B9B7BB9CA39394A6C8A6C59F9599C47682B5B69D | H07V-K FLEXIBLE CABLE 4MM² BROWN | Used in control panels and electrical equipments, on and under plaster as laid in conduit. When this cable is used in fixed installations with mechanically protected switchgear and control panels, the rated voltage is 600/1000 V. | Number of cores | 1
| 186 | Cables and Wires | Low Voltage Cables | Single Core | H07V-K FLEXIBLE CABLE 4MM² BROWN | 2369021 | PR9051012003 | PRYSMIAN | 0 | https://pim-kvc.soneparsea.com:3443/PictureServer/default.aspx/PRYSMIAN-PR9051012003_Image1.jpg?A097AD989F807182AC95A69EA58479759E72A4978B67656580768675826A8F7DBDA6BBAA83659AA4B7 | https://pim-kvc.soneparsea.com:3443/PictureServer/default.aspx/prysmian-h07v-k-series_Datasheet1.pdf?A097AD989F807182ACB5C6BEC5A49995BE72BC7589AD5D9F7DB8B9B7BB9CA39394A6C8A6C59F9599C47682B5B69D | H07V-K FLEXIBLE CABLE 4MM² BROWN | Used in control panels and electrical equipments, on and under plaster as laid in conduit. When this cable is used in fixed installations with mechanically protected switchgear and control panels, the rated voltage is 600/1000 V. | Material outer sheath | Polyvinyl chloride (PVC)
| 186 | Cables and Wires | Low Voltage Cables | Single Core | H07V-K FLEXIBLE CABLE 4MM² BROWN | 2369021 | PR9051012003 | PRYSMIAN | 0 | https://pim-kvc.soneparsea.com:3443/PictureServer/default.aspx/PRYSMIAN-PR9051012003_Image1.jpg?A097AD989F807182AC95A69EA58479759E72A4978B67656580768675826A8F7DBDA6BBAA83659AA4B7 | https://pim-kvc.soneparsea.com:3443/PictureServer/default.aspx/prysmian-h07v-k-series_Datasheet1.pdf?A097AD989F807182ACB5C6BEC5A49995BE72BC7589AD5D9F7DB8B9B7BB9CA39394A6C8A6C59F9599C47682B5B69D | H07V-K FLEXIBLE CABLE 4MM² BROWN | Used in control panels and electrical equipments, on and under plaster as laid in conduit. When this cable is used in fixed installations with mechanically protected switchgear and control panels, the rated voltage is 600/1000 V. | Colour outer sheath | Brown
| 186 | Cables and Wires | Low Voltage Cables | Single Core | H07V-K FLEXIBLE CABLE 4MM² BROWN | 2369021 | PR9051012003 | PRYSMIAN | 0 | https://pim-kvc.soneparsea.com:3443/PictureServer/default.aspx/PRYSMIAN-PR9051012003_Image1.jpg?A097AD989F807182AC95A69EA58479759E72A4978B67656580768675826A8F7DBDA6BBAA83659AA4B7 | https://pim-kvc.soneparsea.com:3443/PictureServer/default.aspx/prysmian-h07v-k-series_Datasheet1.pdf?A097AD989F807182ACB5C6BEC5A49995BE72BC7589AD5D9F7DB8B9B7BB9CA39394A6C8A6C59F9599C47682B5B69D | H07V-K FLEXIBLE CABLE 4MM² BROWN | Used in control panels and electrical equipments, on and under plaster as laid in conduit. When this cable is used in fixed installations with mechanically protected switchgear and control panels, the rated voltage is 600/1000 V. | Cable geometry | Round
| 186 | Cables and Wires | Low Voltage Cables | Single Core | H07V-K FLEXIBLE CABLE 4MM² BROWN | 2369021 | PR9051012003 | PRYSMIAN | 0 | https://pim-kvc.soneparsea.com:3443/PictureServer/default.aspx/PRYSMIAN-PR9051012003_Image1.jpg?A097AD989F807182AC95A69EA58479759E72A4978B67656580768675826A8F7DBDA6BBAA83659AA4B7 | https://pim-kvc.soneparsea.com:3443/PictureServer/default.aspx/prysmian-h07v-k-series_Datasheet1.pdf?A097AD989F807182ACB5C6BEC5A49995BE72BC7589AD5D9F7DB8B9B7BB9CA39394A6C8A6C59F9599C47682B5B69D | H07V-K FLEXIBLE CABLE 4MM² BROWN | Used in control panels and electrical equipments, on and under plaster as laid in conduit. When this cable is used in fixed installations with mechanically protected switchgear and control panels, the rated voltage is 600/1000 V. | Nominal voltage U0 | 450V
| 186 | Cables and Wires | Low Voltage Cables | Single Core | H07V-K FLEXIBLE CABLE 4MM² BROWN | 2369021 | PR9051012003 | PRYSMIAN | 0 | https://pim-kvc.soneparsea.com:3443/PictureServer/default.aspx/PRYSMIAN-PR9051012003_Image1.jpg?A097AD989F807182AC95A69EA58479759E72A4978B67656580768675826A8F7DBDA6BBAA83659AA4B7 | https://pim-kvc.soneparsea.com:3443/PictureServer/default.aspx/prysmian-h07v-k-series_Datasheet1.pdf?A097AD989F807182ACB5C6BEC5A49995BE72BC7589AD5D9F7DB8B9B7BB9CA39394A6C8A6C59F9599C47682B5B69D | H07V-K FLEXIBLE CABLE 4MM² BROWN | Used in control panels and electrical equipments, on and under plaster as laid in conduit. When this cable is used in fixed installations with mechanically protected switchgear and control panels, the rated voltage is 600/1000 V. | Nominal voltage U | 750V
| 186 | Cables and Wires | Low Voltage Cables | Single Core | H07V-K FLEXIBLE CABLE 4MM² BROWN | 2369021 | PR9051012003 | PRYSMIAN | 0 | https://pim-kvc.soneparsea.com:3443/PictureServer/default.aspx/PRYSMIAN-PR9051012003_Image1.jpg?A097AD989F807182AC95A69EA58479759E72A4978B67656580768675826A8F7DBDA6BBAA83659AA4B7 | https://pim-kvc.soneparsea.com:3443/PictureServer/default.aspx/prysmian-h07v-k-series_Datasheet1.pdf?A097AD989F807182ACB5C6BEC5A49995BE72BC7589AD5D9F7DB8B9B7BB9CA39394A6C8A6C59F9599C47682B5B69D | H07V-K FLEXIBLE CABLE 4MM² BROWN | Used in control panels and electrical equipments, on and under plaster as laid in conduit. When this cable is used in fixed installations with mechanically protected switchgear and control panels, the rated voltage is 600/1000 V. | Shape of conductor | Round
| 187 | Cables and Wires | Low Voltage Cables | Single Core | H07V-K FLEXIBLE CABLE 4MM² GREY | 2369022 | PR9051012007 | PRYSMIAN | 0 | https://pim-kvc.soneparsea.com:3443/PictureServer/default.aspx/PRYSMIAN-PR9051012007_Image1.jpg?A097AD989F807182AC95A69EA58479759E72A4978B67656580768675826E8F7DBDA6BBAA83659AA4B7 | https://pim-kvc.soneparsea.com:3443/PictureServer/default.aspx/prysmian-h07v-k-series_Datasheet1.pdf?A097AD989F807182ACB5C6BEC5A49995BE72BC7589AD5D9F7DB8B9B7BB9CA39394A6C8A6C59F9599C47682B5B69D | H07V-K FLEXIBLE CABLE 4MM² GREY | Used in control panels and electrical equipments, on and under plaster as laid in conduit. When this cable is used in fixed installations with mechanically protected switchgear and control panels, the rated voltage is 600/1000 V. | Conductor material | Copper
| 187 | Cables and Wires | Low Voltage Cables | Single Core | H07V-K FLEXIBLE CABLE 4MM² GREY | 2369022 | PR9051012007 | PRYSMIAN | 0 | https://pim-kvc.soneparsea.com:3443/PictureServer/default.aspx/PRYSMIAN-PR9051012007_Image1.jpg?A097AD989F807182AC95A69EA58479759E72A4978B67656580768675826E8F7DBDA6BBAA83659AA4B7 | https://pim-kvc.soneparsea.com:3443/PictureServer/default.aspx/prysmian-h07v-k-series_Datasheet1.pdf?A097AD989F807182ACB5C6BEC5A49995BE72BC7589AD5D9F7DB8B9B7BB9CA39394A6C8A6C59F9599C47682B5B69D | H07V-K FLEXIBLE CABLE 4MM² GREY | Used in control panels and electrical equipments, on and under plaster as laid in conduit. When this cable is used in fixed installations with mechanically protected switchgear and control panels, the rated voltage is 600/1000 V. | Nominal cross section conductor | 4mm²
| 187 | Cables and Wires | Low Voltage Cables | Single Core | H07V-K FLEXIBLE CABLE 4MM² GREY | 2369022 | PR9051012007 | PRYSMIAN | 0 | https://pim-kvc.soneparsea.com:3443/PictureServer/default.aspx/PRYSMIAN-PR9051012007_Image1.jpg?A097AD989F807182AC95A69EA58479759E72A4978B67656580768675826E8F7DBDA6BBAA83659AA4B7 | https://pim-kvc.soneparsea.com:3443/PictureServer/default.aspx/prysmian-h07v-k-series_Datasheet1.pdf?A097AD989F807182ACB5C6BEC5A49995BE72BC7589AD5D9F7DB8B9B7BB9CA39394A6C8A6C59F9599C47682B5B69D | H07V-K FLEXIBLE CABLE 4MM² GREY | Used in control panels and electrical equipments, on and under plaster as laid in conduit. When this cable is used in fixed installations with mechanically protected switchgear and control panels, the rated voltage is 600/1000 V. | Conductor category | Class 5 = flexible
| 187 | Cables and Wires | Low Voltage Cables | Single Core | H07V-K FLEXIBLE CABLE 4MM² GREY | 2369022 | PR9051012007 | PRYSMIAN | 0 | https://pim-kvc.soneparsea.com:3443/PictureServer/default.aspx/PRYSMIAN-PR9051012007_Image1.jpg?A097AD989F807182AC95A69EA58479759E72A4978B67656580768675826E8F7DBDA6BBAA83659AA4B7 | https://pim-kvc.soneparsea.com:3443/PictureServer/default.aspx/prysmian-h07v-k-series_Datasheet1.pdf?A097AD989F807182ACB5C6BEC5A49995BE72BC7589AD5D9F7DB8B9B7BB9CA39394A6C8A6C59F9599C47682B5B69D | H07V-K FLEXIBLE CABLE 4MM² GREY | Used in control panels and electrical equipments, on and under plaster as laid in conduit. When this cable is used in fixed installations with mechanically protected switchgear and control panels, the rated voltage is 600/1000 V. | Number of cores | 1
| 187 | Cables and Wires | Low Voltage Cables | Single Core | H07V-K FLEXIBLE CABLE 4MM² GREY | 2369022 | PR9051012007 | PRYSMIAN | 0 | https://pim-kvc.soneparsea.com:3443/PictureServer/default.aspx/PRYSMIAN-PR9051012007_Image1.jpg?A097AD989F807182AC95A69EA58479759E72A4978B67656580768675826E8F7DBDA6BBAA83659AA4B7 | https://pim-kvc.soneparsea.com:3443/PictureServer/default.aspx/prysmian-h07v-k-series_Datasheet1.pdf?A097AD989F807182ACB5C6BEC5A49995BE72BC7589AD5D9F7DB8B9B7BB9CA39394A6C8A6C59F9599C47682B5B69D | H07V-K FLEXIBLE CABLE 4MM² GREY | Used in control panels and electrical equipments, on and under plaster as laid in conduit. When this cable is used in fixed installations with mechanically protected switchgear and control panels, the rated voltage is 600/1000 V. | Material outer sheath | Polyvinyl chloride (PVC)
| 187 | Cables and Wires | Low Voltage Cables | Single Core | H07V-K FLEXIBLE CABLE 4MM² GREY | 2369022 | PR9051012007 | PRYSMIAN | 0 | https://pim-kvc.soneparsea.com:3443/PictureServer/default.aspx/PRYSMIAN-PR9051012007_Image1.jpg?A097AD989F807182AC95A69EA58479759E72A4978B67656580768675826E8F7DBDA6BBAA83659AA4B7 | https://pim-kvc.soneparsea.com:3443/PictureServer/default.aspx/prysmian-h07v-k-series_Datasheet1.pdf?A097AD989F807182ACB5C6BEC5A49995BE72BC7589AD5D9F7DB8B9B7BB9CA39394A6C8A6C59F9599C47682B5B69D | H07V-K FLEXIBLE CABLE 4MM² GREY | Used in control panels and electrical equipments, on and under plaster as laid in conduit. When this cable is used in fixed installations with mechanically protected switchgear and control panels, the rated voltage is 600/1000 V. | Colour outer sheath | Grey
| 187 | Cables and Wires | Low Voltage Cables | Single Core | H07V-K FLEXIBLE CABLE 4MM² GREY | 2369022 | PR9051012007 | PRYSMIAN | 0 | https://pim-kvc.soneparsea.com:3443/PictureServer/default.aspx/PRYSMIAN-PR9051012007_Image1.jpg?A097AD989F807182AC95A69EA58479759E72A4978B67656580768675826E8F7DBDA6BBAA83659AA4B7 | https://pim-kvc.soneparsea.com:3443/PictureServer/default.aspx/prysmian-h07v-k-series_Datasheet1.pdf?A097AD989F807182ACB5C6BEC5A49995BE72BC7589AD5D9F7DB8B9B7BB9CA39394A6C8A6C59F9599C47682B5B69D | H07V-K FLEXIBLE CABLE 4MM² GREY | Used in control panels and electrical equipments, on and under plaster as laid in conduit. When this cable is used in fixed installations with mechanically protected switchgear and control panels, the rated voltage is 600/1000 V. | Cable geometry | Round
| 187 | Cables and Wires | Low Voltage Cables | Single Core | H07V-K FLEXIBLE CABLE 4MM² GREY | 2369022 | PR9051012007 | PRYSMIAN | 0 | https://pim-kvc.soneparsea.com:3443/PictureServer/default.aspx/PRYSMIAN-PR9051012007_Image1.jpg?A097AD989F807182AC95A69EA58479759E72A4978B67656580768675826E8F7DBDA6BBAA83659AA4B7 | https://pim-kvc.soneparsea.com:3443/PictureServer/default.aspx/prysmian-h07v-k-series_Datasheet1.pdf?A097AD989F807182ACB5C6BEC5A49995BE72BC7589AD5D9F7DB8B9B7BB9CA39394A6C8A6C59F9599C47682B5B69D | H07V-K FLEXIBLE CABLE 4MM² GREY | Used in control panels and electrical equipments, on and under plaster as laid in conduit. When this cable is used in fixed installations with mechanically protected switchgear and control panels, the rated voltage is 600/1000 V. | Nominal voltage U0 | 450V
| 187 | Cables and Wires | Low Voltage Cables | Single Core | H07V-K FLEXIBLE CABLE 4MM² GREY | 2369022 | PR9051012007 | PRYSMIAN | 0 | https://pim-kvc.soneparsea.com:3443/PictureServer/default.aspx/PRYSMIAN-PR9051012007_Image1.jpg?A097AD989F807182AC95A69EA58479759E72A4978B67656580768675826E8F7DBDA6BBAA83659AA4B7 | https://pim-kvc.soneparsea.com:3443/PictureServer/default.aspx/prysmian-h07v-k-series_Datasheet1.pdf?A097AD989F807182ACB5C6BEC5A49995BE72BC7589AD5D9F7DB8B9B7BB9CA39394A6C8A6C59F9599C47682B5B69D | H07V-K FLEXIBLE CABLE 4MM² GREY | Used in control panels and electrical equipments, on and under plaster as laid in conduit. When this cable is used in fixed installations with mechanically protected switchgear and control panels, the rated voltage is 600/1000 V. | Nominal voltage U | 750V
| 187 | Cables and Wires | Low Voltage Cables | Single Core | H07V-K FLEXIBLE CABLE 4MM² GREY | 2369022 | PR9051012007 | PRYSMIAN | 0 | https://pim-kvc.soneparsea.com:3443/PictureServer/default.aspx/PRYSMIAN-PR9051012007_Image1.jpg?A097AD989F807182AC95A69EA58479759E72A4978B67656580768675826E8F7DBDA6BBAA83659AA4B7 | https://pim-kvc.soneparsea.com:3443/PictureServer/default.aspx/prysmian-h07v-k-series_Datasheet1.pdf?A097AD989F807182ACB5C6BEC5A49995BE72BC7589AD5D9F7DB8B9B7BB9CA39394A6C8A6C59F9599C47682B5B69D | H07V-K FLEXIBLE CABLE 4MM² GREY | Used in control panels and electrical equipments, on and under plaster as laid in conduit. When this cable is used in fixed installations with mechanically protected switchgear and control panels, the rated voltage is 600/1000 V. | Shape of conductor | Round
| 188 | Cables and Wires | Low Voltage Cables | Single Core | H07V-K FLEXIBLE CABLE 4MM² RED | 2369023 | PR9051012010 | PRYSMIAN | 0 | https://pim-kvc.soneparsea.com:3443/PictureServer/default.aspx/PRYSMIAN-PR9051012010_Image1.jpg?A097AD989F807182AC95A69EA58479759E72A4978B6765658076867583678F7DBDA6BBAA83659AA4B7 | https://pim-kvc.soneparsea.com:3443/PictureServer/default.aspx/prysmian-h07v-k-series_Datasheet1.pdf?A097AD989F807182ACB5C6BEC5A49995BE72BC7589AD5D9F7DB8B9B7BB9CA39394A6C8A6C59F9599C47682B5B69D | H07V-K FLEXIBLE CABLE 4MM² RED | Used in control panels and electrical equipments, on and under plaster as laid in conduit. When this cable is used in fixed installations with mechanically protected switchgear and control panels, the rated voltage is 600/1000 V. | Conductor material | Copper
| 188 | Cables and Wires | Low Voltage Cables | Single Core | H07V-K FLEXIBLE CABLE 4MM² RED | 2369023 | PR9051012010 | PRYSMIAN | 0 | https://pim-kvc.soneparsea.com:3443/PictureServer/default.aspx/PRYSMIAN-PR9051012010_Image1.jpg?A097AD989F807182AC95A69EA58479759E72A4978B6765658076867583678F7DBDA6BBAA83659AA4B7 | https://pim-kvc.soneparsea.com:3443/PictureServer/default.aspx/prysmian-h07v-k-series_Datasheet1.pdf?A097AD989F807182ACB5C6BEC5A49995BE72BC7589AD5D9F7DB8B9B7BB9CA39394A6C8A6C59F9599C47682B5B69D | H07V-K FLEXIBLE CABLE 4MM² RED | Used in control panels and electrical equipments, on and under plaster as laid in conduit. When this cable is used in fixed installations with mechanically protected switchgear and control panels, the rated voltage is 600/1000 V. | Nominal cross section conductor | 4mm²
| 188 | Cables and Wires | Low Voltage Cables | Single Core | H07V-K FLEXIBLE CABLE 4MM² RED | 2369023 | PR9051012010 | PRYSMIAN | 0 | https://pim-kvc.soneparsea.com:3443/PictureServer/default.aspx/PRYSMIAN-PR9051012010_Image1.jpg?A097AD989F807182AC95A69EA58479759E72A4978B6765658076867583678F7DBDA6BBAA83659AA4B7 | https://pim-kvc.soneparsea.com:3443/PictureServer/default.aspx/prysmian-h07v-k-series_Datasheet1.pdf?A097AD989F807182ACB5C6BEC5A49995BE72BC7589AD5D9F7DB8B9B7BB9CA39394A6C8A6C59F9599C47682B5B69D | H07V-K FLEXIBLE CABLE 4MM² RED | Used in control panels and electrical equipments, on and under plaster as laid in conduit. When this cable is used in fixed installations with mechanically protected switchgear and control panels, the rated voltage is 600/1000 V. | Conductor category | Class 5 = flexible
| 188 | Cables and Wires | Low Voltage Cables | Single Core | H07V-K FLEXIBLE CABLE 4MM² RED | 2369023 | PR9051012010 | PRYSMIAN | 0 | https://pim-kvc.soneparsea.com:3443/PictureServer/default.aspx/PRYSMIAN-PR9051012010_Image1.jpg?A097AD989F807182AC95A69EA58479759E72A4978B6765658076867583678F7DBDA6BBAA83659AA4B7 | https://pim-kvc.soneparsea.com:3443/PictureServer/default.aspx/prysmian-h07v-k-series_Datasheet1.pdf?A097AD989F807182ACB5C6BEC5A49995BE72BC7589AD5D9F7DB8B9B7BB9CA39394A6C8A6C59F9599C47682B5B69D | H07V-K FLEXIBLE CABLE 4MM² RED | Used in control panels and electrical equipments, on and under plaster as laid in conduit. When this cable is used in fixed installations with mechanically protected switchgear and control panels, the rated voltage is 600/1000 V. | Number of cores | 1
| 188 | Cables and Wires | Low Voltage Cables | Single Core | H07V-K FLEXIBLE CABLE 4MM² RED | 2369023 | PR9051012010 | PRYSMIAN | 0 | https://pim-kvc.soneparsea.com:3443/PictureServer/default.aspx/PRYSMIAN-PR9051012010_Image1.jpg?A097AD989F807182AC95A69EA58479759E72A4978B6765658076867583678F7DBDA6BBAA83659AA4B7 | https://pim-kvc.soneparsea.com:3443/PictureServer/default.aspx/prysmian-h07v-k-series_Datasheet1.pdf?A097AD989F807182ACB5C6BEC5A49995BE72BC7589AD5D9F7DB8B9B7BB9CA39394A6C8A6C59F9599C47682B5B69D | H07V-K FLEXIBLE CABLE 4MM² RED | Used in control panels and electrical equipments, on and under plaster as laid in conduit. When this cable is used in fixed installations with mechanically protected switchgear and control panels, the rated voltage is 600/1000 V. | Material outer sheath | Polyvinyl chloride (PVC)
| 188 | Cables and Wires | Low Voltage Cables | Single Core | H07V-K FLEXIBLE CABLE 4MM² RED | 2369023 | PR9051012010 | PRYSMIAN | 0 | https://pim-kvc.soneparsea.com:3443/PictureServer/default.aspx/PRYSMIAN-PR9051012010_Image1.jpg?A097AD989F807182AC95A69EA58479759E72A4978B6765658076867583678F7DBDA6BBAA83659AA4B7 | https://pim-kvc.soneparsea.com:3443/PictureServer/default.aspx/prysmian-h07v-k-series_Datasheet1.pdf?A097AD989F807182ACB5C6BEC5A49995BE72BC7589AD5D9F7DB8B9B7BB9CA39394A6C8A6C59F9599C47682B5B69D | H07V-K FLEXIBLE CABLE 4MM² RED | Used in control panels and electrical equipments, on and under plaster as laid in conduit. When this cable is used in fixed installations with mechanically protected switchgear and control panels, the rated voltage is 600/1000 V. | Colour outer sheath | Red
| 188 | Cables and Wires | Low Voltage Cables | Single Core | H07V-K FLEXIBLE CABLE 4MM² RED | 2369023 | PR9051012010 | PRYSMIAN | 0 | https://pim-kvc.soneparsea.com:3443/PictureServer/default.aspx/PRYSMIAN-PR9051012010_Image1.jpg?A097AD989F807182AC95A69EA58479759E72A4978B6765658076867583678F7DBDA6BBAA83659AA4B7 | https://pim-kvc.soneparsea.com:3443/PictureServer/default.aspx/prysmian-h07v-k-series_Datasheet1.pdf?A097AD989F807182ACB5C6BEC5A49995BE72BC7589AD5D9F7DB8B9B7BB9CA39394A6C8A6C59F9599C47682B5B69D | H07V-K FLEXIBLE CABLE 4MM² RED | Used in control panels and electrical equipments, on and under plaster as laid in conduit. When this cable is used in fixed installations with mechanically protected switchgear and control panels, the rated voltage is 600/1000 V. | Cable geometry | Round
| 188 | Cables and Wires | Low Voltage Cables | Single Core | H07V-K FLEXIBLE CABLE 4MM² RED | 2369023 | PR9051012010 | PRYSMIAN | 0 | https://pim-kvc.soneparsea.com:3443/PictureServer/default.aspx/PRYSMIAN-PR9051012010_Image1.jpg?A097AD989F807182AC95A69EA58479759E72A4978B6765658076867583678F7DBDA6BBAA83659AA4B7 | https://pim-kvc.soneparsea.com:3443/PictureServer/default.aspx/prysmian-h07v-k-series_Datasheet1.pdf?A097AD989F807182ACB5C6BEC5A49995BE72BC7589AD5D9F7DB8B9B7BB9CA39394A6C8A6C59F9599C47682B5B69D | H07V-K FLEXIBLE CABLE 4MM² RED | Used in control panels and electrical equipments, on and under plaster as laid in conduit. When this cable is used in fixed installations with mechanically protected switchgear and control panels, the rated voltage is 600/1000 V. | Nominal voltage U0 | 450V
| 188 | Cables and Wires | Low Voltage Cables | Single Core | H07V-K FLEXIBLE CABLE 4MM² RED | 2369023 | PR9051012010 | PRYSMIAN | 0 | https://pim-kvc.soneparsea.com:3443/PictureServer/default.aspx/PRYSMIAN-PR9051012010_Image1.jpg?A097AD989F807182AC95A69EA58479759E72A4978B6765658076867583678F7DBDA6BBAA83659AA4B7 | https://pim-kvc.soneparsea.com:3443/PictureServer/default.aspx/prysmian-h07v-k-series_Datasheet1.pdf?A097AD989F807182ACB5C6BEC5A49995BE72BC7589AD5D9F7DB8B9B7BB9CA39394A6C8A6C59F9599C47682B5B69D | H07V-K FLEXIBLE CABLE 4MM² RED | Used in control panels and electrical equipments, on and under plaster as laid in conduit. When this cable is used in fixed installations with mechanically protected switchgear and control panels, the rated voltage is 600/1000 V. | Nominal voltage U | 750V
| 188 | Cables and Wires | Low Voltage Cables | Single Core | H07V-K FLEXIBLE CABLE 4MM² RED | 2369023 | PR9051012010 | PRYSMIAN | 0 | https://pim-kvc.soneparsea.com:3443/PictureServer/default.aspx/PRYSMIAN-PR9051012010_Image1.jpg?A097AD989F807182AC95A69EA58479759E72A4978B6765658076867583678F7DBDA6BBAA83659AA4B7 | https://pim-kvc.soneparsea.com:3443/PictureServer/default.aspx/prysmian-h07v-k-series_Datasheet1.pdf?A097AD989F807182ACB5C6BEC5A49995BE72BC7589AD5D9F7DB8B9B7BB9CA39394A6C8A6C59F9599C47682B5B69D | H07V-K FLEXIBLE CABLE 4MM² RED | Used in control panels and electrical equipments, on and under plaster as laid in conduit. When this cable is used in fixed installations with mechanically protected switchgear and control panels, the rated voltage is 600/1000 V. | Shape of conductor | Round
| 189 | Cables and Wires | Low Voltage Cables | Single Core | H07V-K FLEXIBLE CABLE 6MM² BLACK | 2369026 | PR9051012101 | PRYSMIAN | 0 | https://pim-kvc.soneparsea.com:3443/PictureServer/default.aspx/PRYSMIAN-PR9051012101_Image1.jpg?A097AD989F807182AC95A69EA58479759E72A4978B6765658076867682688F7DBDA6BBAA83659AA4B7 | https://pim-kvc.soneparsea.com:3443/PictureServer/default.aspx/prysmian-h07v-k-series_Datasheet1.pdf?A097AD989F807182ACB5C6BEC5A49995BE72BC7589AD5D9F7DB8B9B7BB9CA39394A6C8A6C59F9599C47682B5B69D | H07V-K FLEXIBLE CABLE 6MM² BLACK | Used in control panels and electrical equipments, on and under plaster as laid in conduit. When this cable is used in fixed installations with mechanically protected switchgear and control panels, the rated voltage is 600/1000 V. | Conductor material | Copper
| 189 | Cables and Wires | Low Voltage Cables | Single Core | H07V-K FLEXIBLE CABLE 6MM² BLACK | 2369026 | PR9051012101 | PRYSMIAN | 0 | https://pim-kvc.soneparsea.com:3443/PictureServer/default.aspx/PRYSMIAN-PR9051012101_Image1.jpg?A097AD989F807182AC95A69EA58479759E72A4978B6765658076867682688F7DBDA6BBAA83659AA4B7 | https://pim-kvc.soneparsea.com:3443/PictureServer/default.aspx/prysmian-h07v-k-series_Datasheet1.pdf?A097AD989F807182ACB5C6BEC5A49995BE72BC7589AD5D9F7DB8B9B7BB9CA39394A6C8A6C59F9599C47682B5B69D | H07V-K FLEXIBLE CABLE 6MM² BLACK | Used in control panels and electrical equipments, on and under plaster as laid in conduit. When this cable is used in fixed installations with mechanically protected switchgear and control panels, the rated voltage is 600/1000 V. | Nominal cross section conductor | 6mm²
| 189 | Cables and Wires | Low Voltage Cables | Single Core | H07V-K FLEXIBLE CABLE 6MM² BLACK | 2369026 | PR9051012101 | PRYSMIAN | 0 | https://pim-kvc.soneparsea.com:3443/PictureServer/default.aspx/PRYSMIAN-PR9051012101_Image1.jpg?A097AD989F807182AC95A69EA58479759E72A4978B6765658076867682688F7DBDA6BBAA83659AA4B7 | https://pim-kvc.soneparsea.com:3443/PictureServer/default.aspx/prysmian-h07v-k-series_Datasheet1.pdf?A097AD989F807182ACB5C6BEC5A49995BE72BC7589AD5D9F7DB8B9B7BB9CA39394A6C8A6C59F9599C47682B5B69D | H07V-K FLEXIBLE CABLE 6MM² BLACK | Used in control panels and electrical equipments, on and under plaster as laid in conduit. When this cable is used in fixed installations with mechanically protected switchgear and control panels, the rated voltage is 600/1000 V. | Conductor category | Class 5 = flexible
| 189 | Cables and Wires | Low Voltage Cables | Single Core | H07V-K FLEXIBLE CABLE 6MM² BLACK | 2369026 | PR9051012101 | PRYSMIAN | 0 | https://pim-kvc.soneparsea.com:3443/PictureServer/default.aspx/PRYSMIAN-PR9051012101_Image1.jpg?A097AD989F807182AC95A69EA58479759E72A4978B6765658076867682688F7DBDA6BBAA83659AA4B7 | https://pim-kvc.soneparsea.com:3443/PictureServer/default.aspx/prysmian-h07v-k-series_Datasheet1.pdf?A097AD989F807182ACB5C6BEC5A49995BE72BC7589AD5D9F7DB8B9B7BB9CA39394A6C8A6C59F9599C47682B5B69D | H07V-K FLEXIBLE CABLE 6MM² BLACK | Used in control panels and electrical equipments, on and under plaster as laid in conduit. When this cable is used in fixed installations with mechanically protected switchgear and control panels, the rated voltage is 600/1000 V. | Number of cores | 1
| 189 | Cables and Wires | Low Voltage Cables | Single Core | H07V-K FLEXIBLE CABLE 6MM² BLACK | 2369026 | PR9051012101 | PRYSMIAN | 0 | https://pim-kvc.soneparsea.com:3443/PictureServer/default.aspx/PRYSMIAN-PR9051012101_Image1.jpg?A097AD989F807182AC95A69EA58479759E72A4978B6765658076867682688F7DBDA6BBAA83659AA4B7 | https://pim-kvc.soneparsea.com:3443/PictureServer/default.aspx/prysmian-h07v-k-series_Datasheet1.pdf?A097AD989F807182ACB5C6BEC5A49995BE72BC7589AD5D9F7DB8B9B7BB9CA39394A6C8A6C59F9599C47682B5B69D | H07V-K FLEXIBLE CABLE 6MM² BLACK | Used in control panels and electrical equipments, on and under plaster as laid in conduit. When this cable is used in fixed installations with mechanically protected switchgear and control panels, the rated voltage is 600/1000 V. | Material outer sheath | Polyvinyl chloride (PVC)
| 189 | Cables and Wires | Low Voltage Cables | Single Core | H07V-K FLEXIBLE CABLE 6MM² BLACK | 2369026 | PR9051012101 | PRYSMIAN | 0 | https://pim-kvc.soneparsea.com:3443/PictureServer/default.aspx/PRYSMIAN-PR9051012101_Image1.jpg?A097AD989F807182AC95A69EA58479759E72A4978B6765658076867682688F7DBDA6BBAA83659AA4B7 | https://pim-kvc.soneparsea.com:3443/PictureServer/default.aspx/prysmian-h07v-k-series_Datasheet1.pdf?A097AD989F807182ACB5C6BEC5A49995BE72BC7589AD5D9F7DB8B9B7BB9CA39394A6C8A6C59F9599C47682B5B69D | H07V-K FLEXIBLE CABLE 6MM² BLACK | Used in control panels and electrical equipments, on and under plaster as laid in conduit. When this cable is used in fixed installations with mechanically protected switchgear and control panels, the rated voltage is 600/1000 V. | Colour outer sheath | Black
| 189 | Cables and Wires | Low Voltage Cables | Single Core | H07V-K FLEXIBLE CABLE 6MM² BLACK | 2369026 | PR9051012101 | PRYSMIAN | 0 | https://pim-kvc.soneparsea.com:3443/PictureServer/default.aspx/PRYSMIAN-PR9051012101_Image1.jpg?A097AD989F807182AC95A69EA58479759E72A4978B6765658076867682688F7DBDA6BBAA83659AA4B7 | https://pim-kvc.soneparsea.com:3443/PictureServer/default.aspx/prysmian-h07v-k-series_Datasheet1.pdf?A097AD989F807182ACB5C6BEC5A49995BE72BC7589AD5D9F7DB8B9B7BB9CA39394A6C8A6C59F9599C47682B5B69D | H07V-K FLEXIBLE CABLE 6MM² BLACK | Used in control panels and electrical equipments, on and under plaster as laid in conduit. When this cable is used in fixed installations with mechanically protected switchgear and control panels, the rated voltage is 600/1000 V. | Cable geometry | Round
| 189 | Cables and Wires | Low Voltage Cables | Single Core | H07V-K FLEXIBLE CABLE 6MM² BLACK | 2369026 | PR9051012101 | PRYSMIAN | 0 | https://pim-kvc.soneparsea.com:3443/PictureServer/default.aspx/PRYSMIAN-PR9051012101_Image1.jpg?A097AD989F807182AC95A69EA58479759E72A4978B6765658076867682688F7DBDA6BBAA83659AA4B7 | https://pim-kvc.soneparsea.com:3443/PictureServer/default.aspx/prysmian-h07v-k-series_Datasheet1.pdf?A097AD989F807182ACB5C6BEC5A49995BE72BC7589AD5D9F7DB8B9B7BB9CA39394A6C8A6C59F9599C47682B5B69D | H07V-K FLEXIBLE CABLE 6MM² BLACK | Used in control panels and electrical equipments, on and under plaster as laid in conduit. When this cable is used in fixed installations with mechanically protected switchgear and control panels, the rated voltage is 600/1000 V. | Nominal voltage U0 | 450V
| 189 | Cables and Wires | Low Voltage Cables | Single Core | H07V-K FLEXIBLE CABLE 6MM² BLACK | 2369026 | PR9051012101 | PRYSMIAN | 0 | https://pim-kvc.soneparsea.com:3443/PictureServer/default.aspx/PRYSMIAN-PR9051012101_Image1.jpg?A097AD989F807182AC95A69EA58479759E72A4978B6765658076867682688F7DBDA6BBAA83659AA4B7 | https://pim-kvc.soneparsea.com:3443/PictureServer/default.aspx/prysmian-h07v-k-series_Datasheet1.pdf?A097AD989F807182ACB5C6BEC5A49995BE72BC7589AD5D9F7DB8B9B7BB9CA39394A6C8A6C59F9599C47682B5B69D | H07V-K FLEXIBLE CABLE 6MM² BLACK | Used in control panels and electrical equipments, on and under plaster as laid in conduit. When this cable is used in fixed installations with mechanically protected switchgear and control panels, the rated voltage is 600/1000 V. | Nominal voltage U | 750V
| 189 | Cables and Wires | Low Voltage Cables | Single Core | H07V-K FLEXIBLE CABLE 6MM² BLACK | 2369026 | PR9051012101 | PRYSMIAN | 0 | https://pim-kvc.soneparsea.com:3443/PictureServer/default.aspx/PRYSMIAN-PR9051012101_Image1.jpg?A097AD989F807182AC95A69EA58479759E72A4978B6765658076867682688F7DBDA6BBAA83659AA4B7 | https://pim-kvc.soneparsea.com:3443/PictureServer/default.aspx/prysmian-h07v-k-series_Datasheet1.pdf?A097AD989F807182ACB5C6BEC5A49995BE72BC7589AD5D9F7DB8B9B7BB9CA39394A6C8A6C59F9599C47682B5B69D | H07V-K FLEXIBLE CABLE 6MM² BLACK | Used in control panels and electrical equipments, on and under plaster as laid in conduit. When this cable is used in fixed installations with mechanically protected switchgear and control panels, the rated voltage is 600/1000 V. | Shape of conductor | Round
| 190 | Cables and Wires | Low Voltage Cables | Single Core | H07V-K FLEXIBLE CABLE 6MM² LIGHT BLUE | 2369027 | PR9051012102 | PRYSMIAN | 0 | https://pim-kvc.soneparsea.com:3443/PictureServer/default.aspx/PRYSMIAN-PR9051012102_Image1.jpg?A097AD989F807182AC95A69EA58479759E72A4978B6765658076867682698F7DBDA6BBAA83659AA4B7 | https://pim-kvc.soneparsea.com:3443/PictureServer/default.aspx/prysmian-h07v-k-series_Datasheet1.pdf?A097AD989F807182ACB5C6BEC5A49995BE72BC7589AD5D9F7DB8B9B7BB9CA39394A6C8A6C59F9599C47682B5B69D | H07V-K FLEXIBLE CABLE 6MM² LIGHT BLUE | Used in control panels and electrical equipments, on and under plaster as laid in conduit. When this cable is used in fixed installations with mechanically protected switchgear and control panels, the rated voltage is 600/1000 V. | Conductor material | Copper
| 190 | Cables and Wires | Low Voltage Cables | Single Core | H07V-K FLEXIBLE CABLE 6MM² LIGHT BLUE | 2369027 | PR9051012102 | PRYSMIAN | 0 | https://pim-kvc.soneparsea.com:3443/PictureServer/default.aspx/PRYSMIAN-PR9051012102_Image1.jpg?A097AD989F807182AC95A69EA58479759E72A4978B6765658076867682698F7DBDA6BBAA83659AA4B7 | https://pim-kvc.soneparsea.com:3443/PictureServer/default.aspx/prysmian-h07v-k-series_Datasheet1.pdf?A097AD989F807182ACB5C6BEC5A49995BE72BC7589AD5D9F7DB8B9B7BB9CA39394A6C8A6C59F9599C47682B5B69D | H07V-K FLEXIBLE CABLE 6MM² LIGHT BLUE | Used in control panels and electrical equipments, on and under plaster as laid in conduit. When this cable is used in fixed installations with mechanically protected switchgear and control panels, the rated voltage is 600/1000 V. | Nominal cross section conductor | 6mm²
| 190 | Cables and Wires | Low Voltage Cables | Single Core | H07V-K FLEXIBLE CABLE 6MM² LIGHT BLUE | 2369027 | PR9051012102 | PRYSMIAN | 0 | https://pim-kvc.soneparsea.com:3443/PictureServer/default.aspx/PRYSMIAN-PR9051012102_Image1.jpg?A097AD989F807182AC95A69EA58479759E72A4978B6765658076867682698F7DBDA6BBAA83659AA4B7 | https://pim-kvc.soneparsea.com:3443/PictureServer/default.aspx/prysmian-h07v-k-series_Datasheet1.pdf?A097AD989F807182ACB5C6BEC5A49995BE72BC7589AD5D9F7DB8B9B7BB9CA39394A6C8A6C59F9599C47682B5B69D | H07V-K FLEXIBLE CABLE 6MM² LIGHT BLUE | Used in control panels and electrical equipments, on and under plaster as laid in conduit. When this cable is used in fixed installations with mechanically protected switchgear and control panels, the rated voltage is 600/1000 V. | Conductor category | Class 5 = flexible
| 190 | Cables and Wires | Low Voltage Cables | Single Core | H07V-K FLEXIBLE CABLE 6MM² LIGHT BLUE | 2369027 | PR9051012102 | PRYSMIAN | 0 | https://pim-kvc.soneparsea.com:3443/PictureServer/default.aspx/PRYSMIAN-PR9051012102_Image1.jpg?A097AD989F807182AC95A69EA58479759E72A4978B6765658076867682698F7DBDA6BBAA83659AA4B7 | https://pim-kvc.soneparsea.com:3443/PictureServer/default.aspx/prysmian-h07v-k-series_Datasheet1.pdf?A097AD989F807182ACB5C6BEC5A49995BE72BC7589AD5D9F7DB8B9B7BB9CA39394A6C8A6C59F9599C47682B5B69D | H07V-K FLEXIBLE CABLE 6MM² LIGHT BLUE | Used in control panels and electrical equipments, on and under plaster as laid in conduit. When this cable is used in fixed installations with mechanically protected switchgear and control panels, the rated voltage is 600/1000 V. | Number of cores | 1
| 190 | Cables and Wires | Low Voltage Cables | Single Core | H07V-K FLEXIBLE CABLE 6MM² LIGHT BLUE | 2369027 | PR9051012102 | PRYSMIAN | 0 | https://pim-kvc.soneparsea.com:3443/PictureServer/default.aspx/PRYSMIAN-PR9051012102_Image1.jpg?A097AD989F807182AC95A69EA58479759E72A4978B6765658076867682698F7DBDA6BBAA83659AA4B7 | https://pim-kvc.soneparsea.com:3443/PictureServer/default.aspx/prysmian-h07v-k-series_Datasheet1.pdf?A097AD989F807182ACB5C6BEC5A49995BE72BC7589AD5D9F7DB8B9B7BB9CA39394A6C8A6C59F9599C47682B5B69D | H07V-K FLEXIBLE CABLE 6MM² LIGHT BLUE | Used in control panels and electrical equipments, on and under plaster as laid in conduit. When this cable is used in fixed installations with mechanically protected switchgear and control panels, the rated voltage is 600/1000 V. | Material outer sheath | Polyvinyl chloride (PVC)
| 190 | Cables and Wires | Low Voltage Cables | Single Core | H07V-K FLEXIBLE CABLE 6MM² LIGHT BLUE | 2369027 | PR9051012102 | PRYSMIAN | 0 | https://pim-kvc.soneparsea.com:3443/PictureServer/default.aspx/PRYSMIAN-PR9051012102_Image1.jpg?A097AD989F807182AC95A69EA58479759E72A4978B6765658076867682698F7DBDA6BBAA83659AA4B7 | https://pim-kvc.soneparsea.com:3443/PictureServer/default.aspx/prysmian-h07v-k-series_Datasheet1.pdf?A097AD989F807182ACB5C6BEC5A49995BE72BC7589AD5D9F7DB8B9B7BB9CA39394A6C8A6C59F9599C47682B5B69D | H07V-K FLEXIBLE CABLE 6MM² LIGHT BLUE | Used in control panels and electrical equipments, on and under plaster as laid in conduit. When this cable is used in fixed installations with mechanically protected switchgear and control panels, the rated voltage is 600/1000 V. | Colour outer sheath | Blue
| 190 | Cables and Wires | Low Voltage Cables | Single Core | H07V-K FLEXIBLE CABLE 6MM² LIGHT BLUE | 2369027 | PR9051012102 | PRYSMIAN | 0 | https://pim-kvc.soneparsea.com:3443/PictureServer/default.aspx/PRYSMIAN-PR9051012102_Image1.jpg?A097AD989F807182AC95A69EA58479759E72A4978B6765658076867682698F7DBDA6BBAA83659AA4B7 | https://pim-kvc.soneparsea.com:3443/PictureServer/default.aspx/prysmian-h07v-k-series_Datasheet1.pdf?A097AD989F807182ACB5C6BEC5A49995BE72BC7589AD5D9F7DB8B9B7BB9CA39394A6C8A6C59F9599C47682B5B69D | H07V-K FLEXIBLE CABLE 6MM² LIGHT BLUE | Used in control panels and electrical equipments, on and under plaster as laid in conduit. When this cable is used in fixed installations with mechanically protected switchgear and control panels, the rated voltage is 600/1000 V. | Cable geometry | Round
| 190 | Cables and Wires | Low Voltage Cables | Single Core | H07V-K FLEXIBLE CABLE 6MM² LIGHT BLUE | 2369027 | PR9051012102 | PRYSMIAN | 0 | https://pim-kvc.soneparsea.com:3443/PictureServer/default.aspx/PRYSMIAN-PR9051012102_Image1.jpg?A097AD989F807182AC95A69EA58479759E72A4978B6765658076867682698F7DBDA6BBAA83659AA4B7 | https://pim-kvc.soneparsea.com:3443/PictureServer/default.aspx/prysmian-h07v-k-series_Datasheet1.pdf?A097AD989F807182ACB5C6BEC5A49995BE72BC7589AD5D9F7DB8B9B7BB9CA39394A6C8A6C59F9599C47682B5B69D | H07V-K FLEXIBLE CABLE 6MM² LIGHT BLUE | Used in control panels and electrical equipments, on and under plaster as laid in conduit. When this cable is used in fixed installations with mechanically protected switchgear and control panels, the rated voltage is 600/1000 V. | Nominal voltage U0 | 450V
| 190 | Cables and Wires | Low Voltage Cables | Single Core | H07V-K FLEXIBLE CABLE 6MM² LIGHT BLUE | 2369027 | PR9051012102 | PRYSMIAN | 0 | https://pim-kvc.soneparsea.com:3443/PictureServer/default.aspx/PRYSMIAN-PR9051012102_Image1.jpg?A097AD989F807182AC95A69EA58479759E72A4978B6765658076867682698F7DBDA6BBAA83659AA4B7 | https://pim-kvc.soneparsea.com:3443/PictureServer/default.aspx/prysmian-h07v-k-series_Datasheet1.pdf?A097AD989F807182ACB5C6BEC5A49995BE72BC7589AD5D9F7DB8B9B7BB9CA39394A6C8A6C59F9599C47682B5B69D | H07V-K FLEXIBLE CABLE 6MM² LIGHT BLUE | Used in control panels and electrical equipments, on and under plaster as laid in conduit. When this cable is used in fixed installations with mechanically protected switchgear and control panels, the rated voltage is 600/1000 V. | Nominal voltage U | 750V
| 190 | Cables and Wires | Low Voltage Cables | Single Core | H07V-K FLEXIBLE CABLE 6MM² LIGHT BLUE | 2369027 | PR9051012102 | PRYSMIAN | 0 | https://pim-kvc.soneparsea.com:3443/PictureServer/default.aspx/PRYSMIAN-PR9051012102_Image1.jpg?A097AD989F807182AC95A69EA58479759E72A4978B6765658076867682698F7DBDA6BBAA83659AA4B7 | https://pim-kvc.soneparsea.com:3443/PictureServer/default.aspx/prysmian-h07v-k-series_Datasheet1.pdf?A097AD989F807182ACB5C6BEC5A49995BE72BC7589AD5D9F7DB8B9B7BB9CA39394A6C8A6C59F9599C47682B5B69D | H07V-K FLEXIBLE CABLE 6MM² LIGHT BLUE | Used in control panels and electrical equipments, on and under plaster as laid in conduit. When this cable is used in fixed installations with mechanically protected switchgear and control panels, the rated voltage is 600/1000 V. | Shape of conductor | Round
| 191 | Cables and Wires | Low Voltage Cables | Single Core | H07V-K FLEXIBLE CABLE 6MM² GREY | 2369029 | PR9051012107 | PRYSMIAN | 0 | https://pim-kvc.soneparsea.com:3443/PictureServer/default.aspx/PRYSMIAN-PR9051012107_Image1.jpg?A097AD989F807182AC95A69EA58479759E72A4978B67656580768676826E8F7DBDA6BBAA83659AA4B7 | https://pim-kvc.soneparsea.com:3443/PictureServer/default.aspx/prysmian-h07v-k-series_Datasheet1.pdf?A097AD989F807182ACB5C6BEC5A49995BE72BC7589AD5D9F7DB8B9B7BB9CA39394A6C8A6C59F9599C47682B5B69D | H07V-K FLEXIBLE CABLE 6MM² GREY | Used in control panels and electrical equipments, on and under plaster as laid in conduit. When this cable is used in fixed installations with mechanically protected switchgear and control panels, the rated voltage is 600/1000 V. | Conductor material | Copper
| 191 | Cables and Wires | Low Voltage Cables | Single Core | H07V-K FLEXIBLE CABLE 6MM² GREY | 2369029 | PR9051012107 | PRYSMIAN | 0 | https://pim-kvc.soneparsea.com:3443/PictureServer/default.aspx/PRYSMIAN-PR9051012107_Image1.jpg?A097AD989F807182AC95A69EA58479759E72A4978B67656580768676826E8F7DBDA6BBAA83659AA4B7 | https://pim-kvc.soneparsea.com:3443/PictureServer/default.aspx/prysmian-h07v-k-series_Datasheet1.pdf?A097AD989F807182ACB5C6BEC5A49995BE72BC7589AD5D9F7DB8B9B7BB9CA39394A6C8A6C59F9599C47682B5B69D | H07V-K FLEXIBLE CABLE 6MM² GREY | Used in control panels and electrical equipments, on and under plaster as laid in conduit. When this cable is used in fixed installations with mechanically protected switchgear and control panels, the rated voltage is 600/1000 V. | Nominal cross section conductor | 6mm²
| 191 | Cables and Wires | Low Voltage Cables | Single Core | H07V-K FLEXIBLE CABLE 6MM² GREY | 2369029 | PR9051012107 | PRYSMIAN | 0 | https://pim-kvc.soneparsea.com:3443/PictureServer/default.aspx/PRYSMIAN-PR9051012107_Image1.jpg?A097AD989F807182AC95A69EA58479759E72A4978B67656580768676826E8F7DBDA6BBAA83659AA4B7 | https://pim-kvc.soneparsea.com:3443/PictureServer/default.aspx/prysmian-h07v-k-series_Datasheet1.pdf?A097AD989F807182ACB5C6BEC5A49995BE72BC7589AD5D9F7DB8B9B7BB9CA39394A6C8A6C59F9599C47682B5B69D | H07V-K FLEXIBLE CABLE 6MM² GREY | Used in control panels and electrical equipments, on and under plaster as laid in conduit. When this cable is used in fixed installations with mechanically protected switchgear and control panels, the rated voltage is 600/1000 V. | Conductor category | Class 5 = flexible
| 191 | Cables and Wires | Low Voltage Cables | Single Core | H07V-K FLEXIBLE CABLE 6MM² GREY | 2369029 | PR9051012107 | PRYSMIAN | 0 | https://pim-kvc.soneparsea.com:3443/PictureServer/default.aspx/PRYSMIAN-PR9051012107_Image1.jpg?A097AD989F807182AC95A69EA58479759E72A4978B67656580768676826E8F7DBDA6BBAA83659AA4B7 | https://pim-kvc.soneparsea.com:3443/PictureServer/default.aspx/prysmian-h07v-k-series_Datasheet1.pdf?A097AD989F807182ACB5C6BEC5A49995BE72BC7589AD5D9F7DB8B9B7BB9CA39394A6C8A6C59F9599C47682B5B69D | H07V-K FLEXIBLE CABLE 6MM² GREY | Used in control panels and electrical equipments, on and under plaster as laid in conduit. When this cable is used in fixed installations with mechanically protected switchgear and control panels, the rated voltage is 600/1000 V. | Number of cores | 1
| 191 | Cables and Wires | Low Voltage Cables | Single Core | H07V-K FLEXIBLE CABLE 6MM² GREY | 2369029 | PR9051012107 | PRYSMIAN | 0 | https://pim-kvc.soneparsea.com:3443/PictureServer/default.aspx/PRYSMIAN-PR9051012107_Image1.jpg?A097AD989F807182AC95A69EA58479759E72A4978B67656580768676826E8F7DBDA6BBAA83659AA4B7 | https://pim-kvc.soneparsea.com:3443/PictureServer/default.aspx/prysmian-h07v-k-series_Datasheet1.pdf?A097AD989F807182ACB5C6BEC5A49995BE72BC7589AD5D9F7DB8B9B7BB9CA39394A6C8A6C59F9599C47682B5B69D | H07V-K FLEXIBLE CABLE 6MM² GREY | Used in control panels and electrical equipments, on and under plaster as laid in conduit. When this cable is used in fixed installations with mechanically protected switchgear and control panels, the rated voltage is 600/1000 V. | Material outer sheath | Polyvinyl chloride (PVC)
| 191 | Cables and Wires | Low Voltage Cables | Single Core | H07V-K FLEXIBLE CABLE 6MM² GREY | 2369029 | PR9051012107 | PRYSMIAN | 0 | https://pim-kvc.soneparsea.com:3443/PictureServer/default.aspx/PRYSMIAN-PR9051012107_Image1.jpg?A097AD989F807182AC95A69EA58479759E72A4978B67656580768676826E8F7DBDA6BBAA83659AA4B7 | https://pim-kvc.soneparsea.com:3443/PictureServer/default.aspx/prysmian-h07v-k-series_Datasheet1.pdf?A097AD989F807182ACB5C6BEC5A49995BE72BC7589AD5D9F7DB8B9B7BB9CA39394A6C8A6C59F9599C47682B5B69D | H07V-K FLEXIBLE CABLE 6MM² GREY | Used in control panels and electrical equipments, on and under plaster as laid in conduit. When this cable is used in fixed installations with mechanically protected switchgear and control panels, the rated voltage is 600/1000 V. | Colour outer sheath | Grey
| 191 | Cables and Wires | Low Voltage Cables | Single Core | H07V-K FLEXIBLE CABLE 6MM² GREY | 2369029 | PR9051012107 | PRYSMIAN | 0 | https://pim-kvc.soneparsea.com:3443/PictureServer/default.aspx/PRYSMIAN-PR9051012107_Image1.jpg?A097AD989F807182AC95A69EA58479759E72A4978B67656580768676826E8F7DBDA6BBAA83659AA4B7 | https://pim-kvc.soneparsea.com:3443/PictureServer/default.aspx/prysmian-h07v-k-series_Datasheet1.pdf?A097AD989F807182ACB5C6BEC5A49995BE72BC7589AD5D9F7DB8B9B7BB9CA39394A6C8A6C59F9599C47682B5B69D | H07V-K FLEXIBLE CABLE 6MM² GREY | Used in control panels and electrical equipments, on and under plaster as laid in conduit. When this cable is used in fixed installations with mechanically protected switchgear and control panels, the rated voltage is 600/1000 V. | Cable geometry | Round
| 191 | Cables and Wires | Low Voltage Cables | Single Core | H07V-K FLEXIBLE CABLE 6MM² GREY | 2369029 | PR9051012107 | PRYSMIAN | 0 | https://pim-kvc.soneparsea.com:3443/PictureServer/default.aspx/PRYSMIAN-PR9051012107_Image1.jpg?A097AD989F807182AC95A69EA58479759E72A4978B67656580768676826E8F7DBDA6BBAA83659AA4B7 | https://pim-kvc.soneparsea.com:3443/PictureServer/default.aspx/prysmian-h07v-k-series_Datasheet1.pdf?A097AD989F807182ACB5C6BEC5A49995BE72BC7589AD5D9F7DB8B9B7BB9CA39394A6C8A6C59F9599C47682B5B69D | H07V-K FLEXIBLE CABLE 6MM² GREY | Used in control panels and electrical equipments, on and under plaster as laid in conduit. When this cable is used in fixed installations with mechanically protected switchgear and control panels, the rated voltage is 600/1000 V. | Nominal voltage U0 | 450V
| 191 | Cables and Wires | Low Voltage Cables | Single Core | H07V-K FLEXIBLE CABLE 6MM² GREY | 2369029 | PR9051012107 | PRYSMIAN | 0 | https://pim-kvc.soneparsea.com:3443/PictureServer/default.aspx/PRYSMIAN-PR9051012107_Image1.jpg?A097AD989F807182AC95A69EA58479759E72A4978B67656580768676826E8F7DBDA6BBAA83659AA4B7 | https://pim-kvc.soneparsea.com:3443/PictureServer/default.aspx/prysmian-h07v-k-series_Datasheet1.pdf?A097AD989F807182ACB5C6BEC5A49995BE72BC7589AD5D9F7DB8B9B7BB9CA39394A6C8A6C59F9599C47682B5B69D | H07V-K FLEXIBLE CABLE 6MM² GREY | Used in control panels and electrical equipments, on and under plaster as laid in conduit. When this cable is used in fixed installations with mechanically protected switchgear and control panels, the rated voltage is 600/1000 V. | Nominal voltage U | 750V
| 191 | Cables and Wires | Low Voltage Cables | Single Core | H07V-K FLEXIBLE CABLE 6MM² GREY | 2369029 | PR9051012107 | PRYSMIAN | 0 | https://pim-kvc.soneparsea.com:3443/PictureServer/default.aspx/PRYSMIAN-PR9051012107_Image1.jpg?A097AD989F807182AC95A69EA58479759E72A4978B67656580768676826E8F7DBDA6BBAA83659AA4B7 | https://pim-kvc.soneparsea.com:3443/PictureServer/default.aspx/prysmian-h07v-k-series_Datasheet1.pdf?A097AD989F807182ACB5C6BEC5A49995BE72BC7589AD5D9F7DB8B9B7BB9CA39394A6C8A6C59F9599C47682B5B69D | H07V-K FLEXIBLE CABLE 6MM² GREY | Used in control panels and electrical equipments, on and under plaster as laid in conduit. When this cable is used in fixed installations with mechanically protected switchgear and control panels, the rated voltage is 600/1000 V. | Shape of conductor | Round
| 192 | Cables and Wires | Low Voltage Cables | Single Core | H07V-K FLEXIBLE CABLE 6MM² YELLOW | 2369032 | PR9051012115 | PRYSMIAN | 0 | https://pim-kvc.soneparsea.com:3443/PictureServer/default.aspx/PRYSMIAN-PR9051012115_Image1.jpg?A097AD989F807182AC95A69EA58479759E72A4978B67656580768676836C8F7DBDA6BBAA83659AA4B7 | https://pim-kvc.soneparsea.com:3443/PictureServer/default.aspx/prysmian-h07v-k-series_Datasheet1.pdf?A097AD989F807182ACB5C6BEC5A49995BE72BC7589AD5D9F7DB8B9B7BB9CA39394A6C8A6C59F9599C47682B5B69D | H07V-K FLEXIBLE CABLE 6MM² YELLOW | Used in control panels and electrical equipments, on and under plaster as laid in conduit. When this cable is used in fixed installations with mechanically protected switchgear and control panels, the rated voltage is 600/1000 V. | Conductor material | Copper
| 192 | Cables and Wires | Low Voltage Cables | Single Core | H07V-K FLEXIBLE CABLE 6MM² YELLOW | 2369032 | PR9051012115 | PRYSMIAN | 0 | https://pim-kvc.soneparsea.com:3443/PictureServer/default.aspx/PRYSMIAN-PR9051012115_Image1.jpg?A097AD989F807182AC95A69EA58479759E72A4978B67656580768676836C8F7DBDA6BBAA83659AA4B7 | https://pim-kvc.soneparsea.com:3443/PictureServer/default.aspx/prysmian-h07v-k-series_Datasheet1.pdf?A097AD989F807182ACB5C6BEC5A49995BE72BC7589AD5D9F7DB8B9B7BB9CA39394A6C8A6C59F9599C47682B5B69D | H07V-K FLEXIBLE CABLE 6MM² YELLOW | Used in control panels and electrical equipments, on and under plaster as laid in conduit. When this cable is used in fixed installations with mechanically protected switchgear and control panels, the rated voltage is 600/1000 V. | Nominal cross section conductor | 6mm²
| 192 | Cables and Wires | Low Voltage Cables | Single Core | H07V-K FLEXIBLE CABLE 6MM² YELLOW | 2369032 | PR9051012115 | PRYSMIAN | 0 | https://pim-kvc.soneparsea.com:3443/PictureServer/default.aspx/PRYSMIAN-PR9051012115_Image1.jpg?A097AD989F807182AC95A69EA58479759E72A4978B67656580768676836C8F7DBDA6BBAA83659AA4B7 | https://pim-kvc.soneparsea.com:3443/PictureServer/default.aspx/prysmian-h07v-k-series_Datasheet1.pdf?A097AD989F807182ACB5C6BEC5A49995BE72BC7589AD5D9F7DB8B9B7BB9CA39394A6C8A6C59F9599C47682B5B69D | H07V-K FLEXIBLE CABLE 6MM² YELLOW | Used in control panels and electrical equipments, on and under plaster as laid in conduit. When this cable is used in fixed installations with mechanically protected switchgear and control panels, the rated voltage is 600/1000 V. | Conductor category | Class 5 = flexible
| 192 | Cables and Wires | Low Voltage Cables | Single Core | H07V-K FLEXIBLE CABLE 6MM² YELLOW | 2369032 | PR9051012115 | PRYSMIAN | 0 | https://pim-kvc.soneparsea.com:3443/PictureServer/default.aspx/PRYSMIAN-PR9051012115_Image1.jpg?A097AD989F807182AC95A69EA58479759E72A4978B67656580768676836C8F7DBDA6BBAA83659AA4B7 | https://pim-kvc.soneparsea.com:3443/PictureServer/default.aspx/prysmian-h07v-k-series_Datasheet1.pdf?A097AD989F807182ACB5C6BEC5A49995BE72BC7589AD5D9F7DB8B9B7BB9CA39394A6C8A6C59F9599C47682B5B69D | H07V-K FLEXIBLE CABLE 6MM² YELLOW | Used in control panels and electrical equipments, on and under plaster as laid in conduit. When this cable is used in fixed installations with mechanically protected switchgear and control panels, the rated voltage is 600/1000 V. | Number of cores | 1
| 192 | Cables and Wires | Low Voltage Cables | Single Core | H07V-K FLEXIBLE CABLE 6MM² YELLOW | 2369032 | PR9051012115 | PRYSMIAN | 0 | https://pim-kvc.soneparsea.com:3443/PictureServer/default.aspx/PRYSMIAN-PR9051012115_Image1.jpg?A097AD989F807182AC95A69EA58479759E72A4978B67656580768676836C8F7DBDA6BBAA83659AA4B7 | https://pim-kvc.soneparsea.com:3443/PictureServer/default.aspx/prysmian-h07v-k-series_Datasheet1.pdf?A097AD989F807182ACB5C6BEC5A49995BE72BC7589AD5D9F7DB8B9B7BB9CA39394A6C8A6C59F9599C47682B5B69D | H07V-K FLEXIBLE CABLE 6MM² YELLOW | Used in control panels and electrical equipments, on and under plaster as laid in conduit. When this cable is used in fixed installations with mechanically protected switchgear and control panels, the rated voltage is 600/1000 V. | Material outer sheath | Polyvinyl chloride (PVC)
| 192 | Cables and Wires | Low Voltage Cables | Single Core | H07V-K FLEXIBLE CABLE 6MM² YELLOW | 2369032 | PR9051012115 | PRYSMIAN | 0 | https://pim-kvc.soneparsea.com:3443/PictureServer/default.aspx/PRYSMIAN-PR9051012115_Image1.jpg?A097AD989F807182AC95A69EA58479759E72A4978B67656580768676836C8F7DBDA6BBAA83659AA4B7 | https://pim-kvc.soneparsea.com:3443/PictureServer/default.aspx/prysmian-h07v-k-series_Datasheet1.pdf?A097AD989F807182ACB5C6BEC5A49995BE72BC7589AD5D9F7DB8B9B7BB9CA39394A6C8A6C59F9599C47682B5B69D | H07V-K FLEXIBLE CABLE 6MM² YELLOW | Used in control panels and electrical equipments, on and under plaster as laid in conduit. When this cable is used in fixed installations with mechanically protected switchgear and control panels, the rated voltage is 600/1000 V. | Colour outer sheath | Yellow
| 192 | Cables and Wires | Low Voltage Cables | Single Core | H07V-K FLEXIBLE CABLE 6MM² YELLOW | 2369032 | PR9051012115 | PRYSMIAN | 0 | https://pim-kvc.soneparsea.com:3443/PictureServer/default.aspx/PRYSMIAN-PR9051012115_Image1.jpg?A097AD989F807182AC95A69EA58479759E72A4978B67656580768676836C8F7DBDA6BBAA83659AA4B7 | https://pim-kvc.soneparsea.com:3443/PictureServer/default.aspx/prysmian-h07v-k-series_Datasheet1.pdf?A097AD989F807182ACB5C6BEC5A49995BE72BC7589AD5D9F7DB8B9B7BB9CA39394A6C8A6C59F9599C47682B5B69D | H07V-K FLEXIBLE CABLE 6MM² YELLOW | Used in control panels and electrical equipments, on and under plaster as laid in conduit. When this cable is used in fixed installations with mechanically protected switchgear and control panels, the rated voltage is 600/1000 V. | Cable geometry | Round
| 192 | Cables and Wires | Low Voltage Cables | Single Core | H07V-K FLEXIBLE CABLE 6MM² YELLOW | 2369032 | PR9051012115 | PRYSMIAN | 0 | https://pim-kvc.soneparsea.com:3443/PictureServer/default.aspx/PRYSMIAN-PR9051012115_Image1.jpg?A097AD989F807182AC95A69EA58479759E72A4978B67656580768676836C8F7DBDA6BBAA83659AA4B7 | https://pim-kvc.soneparsea.com:3443/PictureServer/default.aspx/prysmian-h07v-k-series_Datasheet1.pdf?A097AD989F807182ACB5C6BEC5A49995BE72BC7589AD5D9F7DB8B9B7BB9CA39394A6C8A6C59F9599C47682B5B69D | H07V-K FLEXIBLE CABLE 6MM² YELLOW | Used in control panels and electrical equipments, on and under plaster as laid in conduit. When this cable is used in fixed installations with mechanically protected switchgear and control panels, the rated voltage is 600/1000 V. | Nominal voltage U0 | 450V
| 192 | Cables and Wires | Low Voltage Cables | Single Core | H07V-K FLEXIBLE CABLE 6MM² YELLOW | 2369032 | PR9051012115 | PRYSMIAN | 0 | https://pim-kvc.soneparsea.com:3443/PictureServer/default.aspx/PRYSMIAN-PR9051012115_Image1.jpg?A097AD989F807182AC95A69EA58479759E72A4978B67656580768676836C8F7DBDA6BBAA83659AA4B7 | https://pim-kvc.soneparsea.com:3443/PictureServer/default.aspx/prysmian-h07v-k-series_Datasheet1.pdf?A097AD989F807182ACB5C6BEC5A49995BE72BC7589AD5D9F7DB8B9B7BB9CA39394A6C8A6C59F9599C47682B5B69D | H07V-K FLEXIBLE CABLE 6MM² YELLOW | Used in control panels and electrical equipments, on and under plaster as laid in conduit. When this cable is used in fixed installations with mechanically protected switchgear and control panels, the rated voltage is 600/1000 V. | Nominal voltage U | 750V
| 192 | Cables and Wires | Low Voltage Cables | Single Core | H07V-K FLEXIBLE CABLE 6MM² YELLOW | 2369032 | PR9051012115 | PRYSMIAN | 0 | https://pim-kvc.soneparsea.com:3443/PictureServer/default.aspx/PRYSMIAN-PR9051012115_Image1.jpg?A097AD989F807182AC95A69EA58479759E72A4978B67656580768676836C8F7DBDA6BBAA83659AA4B7 | https://pim-kvc.soneparsea.com:3443/PictureServer/default.aspx/prysmian-h07v-k-series_Datasheet1.pdf?A097AD989F807182ACB5C6BEC5A49995BE72BC7589AD5D9F7DB8B9B7BB9CA39394A6C8A6C59F9599C47682B5B69D | H07V-K FLEXIBLE CABLE 6MM² YELLOW | Used in control panels and electrical equipments, on and under plaster as laid in conduit. When this cable is used in fixed installations with mechanically protected switchgear and control panels, the rated voltage is 600/1000 V. | Shape of conductor | Round
| 193 | Cables and Wires | Low Voltage Cables | Single Core | H07V-K FLEXIBLE CABLE 10MM² BLACK | 2369033 | PR9051012201 | PRYSMIAN | 0 | https://pim-kvc.soneparsea.com:3443/PictureServer/default.aspx/PRYSMIAN-PR9051012201_Image1.jpg?A097AD989F807182AC95A69EA58479759E72A4978B6765658076867782688F7DBDA6BBAA83659AA4B7 | https://pim-kvc.soneparsea.com:3443/PictureServer/default.aspx/prysmian-h07v-k-series_Datasheet1.pdf?A097AD989F807182ACB5C6BEC5A49995BE72BC7589AD5D9F7DB8B9B7BB9CA39394A6C8A6C59F9599C47682B5B69D | H07V-K FLEXIBLE CABLE 10MM² BLACK | Used in control panels and electrical equipments, on and under plaster as laid in conduit. When this cable is used in fixed installations with mechanically protected switchgear and control panels, the rated voltage is 600/1000 V. | Conductor material | Copper
| 193 | Cables and Wires | Low Voltage Cables | Single Core | H07V-K FLEXIBLE CABLE 10MM² BLACK | 2369033 | PR9051012201 | PRYSMIAN | 0 | https://pim-kvc.soneparsea.com:3443/PictureServer/default.aspx/PRYSMIAN-PR9051012201_Image1.jpg?A097AD989F807182AC95A69EA58479759E72A4978B6765658076867782688F7DBDA6BBAA83659AA4B7 | https://pim-kvc.soneparsea.com:3443/PictureServer/default.aspx/prysmian-h07v-k-series_Datasheet1.pdf?A097AD989F807182ACB5C6BEC5A49995BE72BC7589AD5D9F7DB8B9B7BB9CA39394A6C8A6C59F9599C47682B5B69D | H07V-K FLEXIBLE CABLE 10MM² BLACK | Used in control panels and electrical equipments, on and under plaster as laid in conduit. When this cable is used in fixed installations with mechanically protected switchgear and control panels, the rated voltage is 600/1000 V. | Nominal cross section conductor | 10mm²
| 193 | Cables and Wires | Low Voltage Cables | Single Core | H07V-K FLEXIBLE CABLE 10MM² BLACK | 2369033 | PR9051012201 | PRYSMIAN | 0 | https://pim-kvc.soneparsea.com:3443/PictureServer/default.aspx/PRYSMIAN-PR9051012201_Image1.jpg?A097AD989F807182AC95A69EA58479759E72A4978B6765658076867782688F7DBDA6BBAA83659AA4B7 | https://pim-kvc.soneparsea.com:3443/PictureServer/default.aspx/prysmian-h07v-k-series_Datasheet1.pdf?A097AD989F807182ACB5C6BEC5A49995BE72BC7589AD5D9F7DB8B9B7BB9CA39394A6C8A6C59F9599C47682B5B69D | H07V-K FLEXIBLE CABLE 10MM² BLACK | Used in control panels and electrical equipments, on and under plaster as laid in conduit. When this cable is used in fixed installations with mechanically protected switchgear and control panels, the rated voltage is 600/1000 V. | Conductor category | Class 5 = flexible
| 193 | Cables and Wires | Low Voltage Cables | Single Core | H07V-K FLEXIBLE CABLE 10MM² BLACK | 2369033 | PR9051012201 | PRYSMIAN | 0 | https://pim-kvc.soneparsea.com:3443/PictureServer/default.aspx/PRYSMIAN-PR9051012201_Image1.jpg?A097AD989F807182AC95A69EA58479759E72A4978B6765658076867782688F7DBDA6BBAA83659AA4B7 | https://pim-kvc.soneparsea.com:3443/PictureServer/default.aspx/prysmian-h07v-k-series_Datasheet1.pdf?A097AD989F807182ACB5C6BEC5A49995BE72BC7589AD5D9F7DB8B9B7BB9CA39394A6C8A6C59F9599C47682B5B69D | H07V-K FLEXIBLE CABLE 10MM² BLACK | Used in control panels and electrical equipments, on and under plaster as laid in conduit. When this cable is used in fixed installations with mechanically protected switchgear and control panels, the rated voltage is 600/1000 V. | Number of cores | 1
| 193 | Cables and Wires | Low Voltage Cables | Single Core | H07V-K FLEXIBLE CABLE 10MM² BLACK | 2369033 | PR9051012201 | PRYSMIAN | 0 | https://pim-kvc.soneparsea.com:3443/PictureServer/default.aspx/PRYSMIAN-PR9051012201_Image1.jpg?A097AD989F807182AC95A69EA58479759E72A4978B6765658076867782688F7DBDA6BBAA83659AA4B7 | https://pim-kvc.soneparsea.com:3443/PictureServer/default.aspx/prysmian-h07v-k-series_Datasheet1.pdf?A097AD989F807182ACB5C6BEC5A49995BE72BC7589AD5D9F7DB8B9B7BB9CA39394A6C8A6C59F9599C47682B5B69D | H07V-K FLEXIBLE CABLE 10MM² BLACK | Used in control panels and electrical equipments, on and under plaster as laid in conduit. When this cable is used in fixed installations with mechanically protected switchgear and control panels, the rated voltage is 600/1000 V. | Material outer sheath | Polyvinyl chloride (PVC)
| 193 | Cables and Wires | Low Voltage Cables | Single Core | H07V-K FLEXIBLE CABLE 10MM² BLACK | 2369033 | PR9051012201 | PRYSMIAN | 0 | https://pim-kvc.soneparsea.com:3443/PictureServer/default.aspx/PRYSMIAN-PR9051012201_Image1.jpg?A097AD989F807182AC95A69EA58479759E72A4978B6765658076867782688F7DBDA6BBAA83659AA4B7 | https://pim-kvc.soneparsea.com:3443/PictureServer/default.aspx/prysmian-h07v-k-series_Datasheet1.pdf?A097AD989F807182ACB5C6BEC5A49995BE72BC7589AD5D9F7DB8B9B7BB9CA39394A6C8A6C59F9599C47682B5B69D | H07V-K FLEXIBLE CABLE 10MM² BLACK | Used in control panels and electrical equipments, on and under plaster as laid in conduit. When this cable is used in fixed installations with mechanically protected switchgear and control panels, the rated voltage is 600/1000 V. | Colour outer sheath | Black
| 193 | Cables and Wires | Low Voltage Cables | Single Core | H07V-K FLEXIBLE CABLE 10MM² BLACK | 2369033 | PR9051012201 | PRYSMIAN | 0 | https://pim-kvc.soneparsea.com:3443/PictureServer/default.aspx/PRYSMIAN-PR9051012201_Image1.jpg?A097AD989F807182AC95A69EA58479759E72A4978B6765658076867782688F7DBDA6BBAA83659AA4B7 | https://pim-kvc.soneparsea.com:3443/PictureServer/default.aspx/prysmian-h07v-k-series_Datasheet1.pdf?A097AD989F807182ACB5C6BEC5A49995BE72BC7589AD5D9F7DB8B9B7BB9CA39394A6C8A6C59F9599C47682B5B69D | H07V-K FLEXIBLE CABLE 10MM² BLACK | Used in control panels and electrical equipments, on and under plaster as laid in conduit. When this cable is used in fixed installations with mechanically protected switchgear and control panels, the rated voltage is 600/1000 V. | Cable geometry | Round
| 193 | Cables and Wires | Low Voltage Cables | Single Core | H07V-K FLEXIBLE CABLE 10MM² BLACK | 2369033 | PR9051012201 | PRYSMIAN | 0 | https://pim-kvc.soneparsea.com:3443/PictureServer/default.aspx/PRYSMIAN-PR9051012201_Image1.jpg?A097AD989F807182AC95A69EA58479759E72A4978B6765658076867782688F7DBDA6BBAA83659AA4B7 | https://pim-kvc.soneparsea.com:3443/PictureServer/default.aspx/prysmian-h07v-k-series_Datasheet1.pdf?A097AD989F807182ACB5C6BEC5A49995BE72BC7589AD5D9F7DB8B9B7BB9CA39394A6C8A6C59F9599C47682B5B69D | H07V-K FLEXIBLE CABLE 10MM² BLACK | Used in control panels and electrical equipments, on and under plaster as laid in conduit. When this cable is used in fixed installations with mechanically protected switchgear and control panels, the rated voltage is 600/1000 V. | Nominal voltage U0 | 450V
| 193 | Cables and Wires | Low Voltage Cables | Single Core | H07V-K FLEXIBLE CABLE 10MM² BLACK | 2369033 | PR9051012201 | PRYSMIAN | 0 | https://pim-kvc.soneparsea.com:3443/PictureServer/default.aspx/PRYSMIAN-PR9051012201_Image1.jpg?A097AD989F807182AC95A69EA58479759E72A4978B6765658076867782688F7DBDA6BBAA83659AA4B7 | https://pim-kvc.soneparsea.com:3443/PictureServer/default.aspx/prysmian-h07v-k-series_Datasheet1.pdf?A097AD989F807182ACB5C6BEC5A49995BE72BC7589AD5D9F7DB8B9B7BB9CA39394A6C8A6C59F9599C47682B5B69D | H07V-K FLEXIBLE CABLE 10MM² BLACK | Used in control panels and electrical equipments, on and under plaster as laid in conduit. When this cable is used in fixed installations with mechanically protected switchgear and control panels, the rated voltage is 600/1000 V. | Nominal voltage U | 750V
| 193 | Cables and Wires | Low Voltage Cables | Single Core | H07V-K FLEXIBLE CABLE 10MM² BLACK | 2369033 | PR9051012201 | PRYSMIAN | 0 | https://pim-kvc.soneparsea.com:3443/PictureServer/default.aspx/PRYSMIAN-PR9051012201_Image1.jpg?A097AD989F807182AC95A69EA58479759E72A4978B6765658076867782688F7DBDA6BBAA83659AA4B7 | https://pim-kvc.soneparsea.com:3443/PictureServer/default.aspx/prysmian-h07v-k-series_Datasheet1.pdf?A097AD989F807182ACB5C6BEC5A49995BE72BC7589AD5D9F7DB8B9B7BB9CA39394A6C8A6C59F9599C47682B5B69D | H07V-K FLEXIBLE CABLE 10MM² BLACK | Used in control panels and electrical equipments, on and under plaster as laid in conduit. When this cable is used in fixed installations with mechanically protected switchgear and control panels, the rated voltage is 600/1000 V. | Shape of conductor | Round
| 194 | Cables and Wires | Low Voltage Cables | Single Core | H05V-K SIZE 1.0MM2 GREEN | 2371163 | PR9031011405 | PRYSMIAN | 0 | https://pim-kvc.soneparsea.com:3443/PictureServer/default.aspx/PRYSMIAN-PR9031011405_Image1.jpg?A097AD989F807182AC95A69EA58479759E72A4978B67636580768579826C8F7DBDA6BBAA83659AA4B7 | https://pim-kvc.soneparsea.com:3443/PictureServer/default.aspx/prysmian-h05v-k-series_Datasheet1.pdf?A097AD989F807182ACB5C6BEC5A49995BE72BC7587AD5D9F7DB8B9B7BB9CA39394A6C8A6C59F9599C47682B5B69D | H05V-K SIZE 1.0MM2 GREEN | It can be used in covered, dry places, in fixed plants, in distribution panels, on and under plaster as laid in conduit or on insulating support. | Conductor material | Copper
| 194 | Cables and Wires | Low Voltage Cables | Single Core | H05V-K SIZE 1.0MM2 GREEN | 2371163 | PR9031011405 | PRYSMIAN | 0 | https://pim-kvc.soneparsea.com:3443/PictureServer/default.aspx/PRYSMIAN-PR9031011405_Image1.jpg?A097AD989F807182AC95A69EA58479759E72A4978B67636580768579826C8F7DBDA6BBAA83659AA4B7 | https://pim-kvc.soneparsea.com:3443/PictureServer/default.aspx/prysmian-h05v-k-series_Datasheet1.pdf?A097AD989F807182ACB5C6BEC5A49995BE72BC7587AD5D9F7DB8B9B7BB9CA39394A6C8A6C59F9599C47682B5B69D | H05V-K SIZE 1.0MM2 GREEN | It can be used in covered, dry places, in fixed plants, in distribution panels, on and under plaster as laid in conduit or on insulating support. | Nominal cross section conductor | 1mm²
| 194 | Cables and Wires | Low Voltage Cables | Single Core | H05V-K SIZE 1.0MM2 GREEN | 2371163 | PR9031011405 | PRYSMIAN | 0 | https://pim-kvc.soneparsea.com:3443/PictureServer/default.aspx/PRYSMIAN-PR9031011405_Image1.jpg?A097AD989F807182AC95A69EA58479759E72A4978B67636580768579826C8F7DBDA6BBAA83659AA4B7 | https://pim-kvc.soneparsea.com:3443/PictureServer/default.aspx/prysmian-h05v-k-series_Datasheet1.pdf?A097AD989F807182ACB5C6BEC5A49995BE72BC7587AD5D9F7DB8B9B7BB9CA39394A6C8A6C59F9599C47682B5B69D | H05V-K SIZE 1.0MM2 GREEN | It can be used in covered, dry places, in fixed plants, in distribution panels, on and under plaster as laid in conduit or on insulating support. | Conductor category | Class 5 = flexible
| 194 | Cables and Wires | Low Voltage Cables | Single Core | H05V-K SIZE 1.0MM2 GREEN | 2371163 | PR9031011405 | PRYSMIAN | 0 | https://pim-kvc.soneparsea.com:3443/PictureServer/default.aspx/PRYSMIAN-PR9031011405_Image1.jpg?A097AD989F807182AC95A69EA58479759E72A4978B67636580768579826C8F7DBDA6BBAA83659AA4B7 | https://pim-kvc.soneparsea.com:3443/PictureServer/default.aspx/prysmian-h05v-k-series_Datasheet1.pdf?A097AD989F807182ACB5C6BEC5A49995BE72BC7587AD5D9F7DB8B9B7BB9CA39394A6C8A6C59F9599C47682B5B69D | H05V-K SIZE 1.0MM2 GREEN | It can be used in covered, dry places, in fixed plants, in distribution panels, on and under plaster as laid in conduit or on insulating support. | Number of cores | 1
| 194 | Cables and Wires | Low Voltage Cables | Single Core | H05V-K SIZE 1.0MM2 GREEN | 2371163 | PR9031011405 | PRYSMIAN | 0 | https://pim-kvc.soneparsea.com:3443/PictureServer/default.aspx/PRYSMIAN-PR9031011405_Image1.jpg?A097AD989F807182AC95A69EA58479759E72A4978B67636580768579826C8F7DBDA6BBAA83659AA4B7 | https://pim-kvc.soneparsea.com:3443/PictureServer/default.aspx/prysmian-h05v-k-series_Datasheet1.pdf?A097AD989F807182ACB5C6BEC5A49995BE72BC7587AD5D9F7DB8B9B7BB9CA39394A6C8A6C59F9599C47682B5B69D | H05V-K SIZE 1.0MM2 GREEN | It can be used in covered, dry places, in fixed plants, in distribution panels, on and under plaster as laid in conduit or on insulating support. | Material outer sheath | Polyvinyl chloride (PVC)
| 194 | Cables and Wires | Low Voltage Cables | Single Core | H05V-K SIZE 1.0MM2 GREEN | 2371163 | PR9031011405 | PRYSMIAN | 0 | https://pim-kvc.soneparsea.com:3443/PictureServer/default.aspx/PRYSMIAN-PR9031011405_Image1.jpg?A097AD989F807182AC95A69EA58479759E72A4978B67636580768579826C8F7DBDA6BBAA83659AA4B7 | https://pim-kvc.soneparsea.com:3443/PictureServer/default.aspx/prysmian-h05v-k-series_Datasheet1.pdf?A097AD989F807182ACB5C6BEC5A49995BE72BC7587AD5D9F7DB8B9B7BB9CA39394A6C8A6C59F9599C47682B5B69D | H05V-K SIZE 1.0MM2 GREEN | It can be used in covered, dry places, in fixed plants, in distribution panels, on and under plaster as laid in conduit or on insulating support. | Colour outer sheath | Green
| 194 | Cables and Wires | Low Voltage Cables | Single Core | H05V-K SIZE 1.0MM2 GREEN | 2371163 | PR9031011405 | PRYSMIAN | 0 | https://pim-kvc.soneparsea.com:3443/PictureServer/default.aspx/PRYSMIAN-PR9031011405_Image1.jpg?A097AD989F807182AC95A69EA58479759E72A4978B67636580768579826C8F7DBDA6BBAA83659AA4B7 | https://pim-kvc.soneparsea.com:3443/PictureServer/default.aspx/prysmian-h05v-k-series_Datasheet1.pdf?A097AD989F807182ACB5C6BEC5A49995BE72BC7587AD5D9F7DB8B9B7BB9CA39394A6C8A6C59F9599C47682B5B69D | H05V-K SIZE 1.0MM2 GREEN | It can be used in covered, dry places, in fixed plants, in distribution panels, on and under plaster as laid in conduit or on insulating support. | Cable geometry | Round
| 194 | Cables and Wires | Low Voltage Cables | Single Core | H05V-K SIZE 1.0MM2 GREEN | 2371163 | PR9031011405 | PRYSMIAN | 0 | https://pim-kvc.soneparsea.com:3443/PictureServer/default.aspx/PRYSMIAN-PR9031011405_Image1.jpg?A097AD989F807182AC95A69EA58479759E72A4978B67636580768579826C8F7DBDA6BBAA83659AA4B7 | https://pim-kvc.soneparsea.com:3443/PictureServer/default.aspx/prysmian-h05v-k-series_Datasheet1.pdf?A097AD989F807182ACB5C6BEC5A49995BE72BC7587AD5D9F7DB8B9B7BB9CA39394A6C8A6C59F9599C47682B5B69D | H05V-K SIZE 1.0MM2 GREEN | It can be used in covered, dry places, in fixed plants, in distribution panels, on and under plaster as laid in conduit or on insulating support. | Nominal voltage U0 | 300V
| 194 | Cables and Wires | Low Voltage Cables | Single Core | H05V-K SIZE 1.0MM2 GREEN | 2371163 | PR9031011405 | PRYSMIAN | 0 | https://pim-kvc.soneparsea.com:3443/PictureServer/default.aspx/PRYSMIAN-PR9031011405_Image1.jpg?A097AD989F807182AC95A69EA58479759E72A4978B67636580768579826C8F7DBDA6BBAA83659AA4B7 | https://pim-kvc.soneparsea.com:3443/PictureServer/default.aspx/prysmian-h05v-k-series_Datasheet1.pdf?A097AD989F807182ACB5C6BEC5A49995BE72BC7587AD5D9F7DB8B9B7BB9CA39394A6C8A6C59F9599C47682B5B69D | H05V-K SIZE 1.0MM2 GREEN | It can be used in covered, dry places, in fixed plants, in distribution panels, on and under plaster as laid in conduit or on insulating support. | Nominal voltage U | 500V
| 194 | Cables and Wires | Low Voltage Cables | Single Core | H05V-K SIZE 1.0MM2 GREEN | 2371163 | PR9031011405 | PRYSMIAN | 0 | https://pim-kvc.soneparsea.com:3443/PictureServer/default.aspx/PRYSMIAN-PR9031011405_Image1.jpg?A097AD989F807182AC95A69EA58479759E72A4978B67636580768579826C8F7DBDA6BBAA83659AA4B7 | https://pim-kvc.soneparsea.com:3443/PictureServer/default.aspx/prysmian-h05v-k-series_Datasheet1.pdf?A097AD989F807182ACB5C6BEC5A49995BE72BC7587AD5D9F7DB8B9B7BB9CA39394A6C8A6C59F9599C47682B5B69D | H05V-K SIZE 1.0MM2 GREEN | It can be used in covered, dry places, in fixed plants, in distribution panels, on and under plaster as laid in conduit or on insulating support. | Shape of conductor | Round
| 195 | Cables and Wires | Low Voltage Cables | Single Core | H07V-K FLEXIBLE CABLE 1.5MM² GREEN | 2371172 | PR9051011605 | PRYSMIAN | 0 | https://pim-kvc.soneparsea.com:3443/PictureServer/default.aspx/prysmian-PR9051011605_Image1.jpg?A097AD989F807182ACB5C6BEC5A49995BE72A4978B6765658076857B826C8F7DBDA6BBAA83659AA4B7 | https://pim-kvc.soneparsea.com:3443/PictureServer/default.aspx/prysmian-h07v-k-series_Datasheet1.pdf?A097AD989F807182ACB5C6BEC5A49995BE72BC7589AD5D9F7DB8B9B7BB9CA39394A6C8A6C59F9599C47682B5B69D | H07V-K FLEXIBLE CABLE 1.5MM² GREEN | Used in control panels and electrical equipments, on and under plaster as laid in conduit. When this cable is used in fixed installations with mechanically protected switchgear and control panels, the rated voltage is 600/1000 V. | Conductor material | Copper
| 195 | Cables and Wires | Low Voltage Cables | Single Core | H07V-K FLEXIBLE CABLE 1.5MM² GREEN | 2371172 | PR9051011605 | PRYSMIAN | 0 | https://pim-kvc.soneparsea.com:3443/PictureServer/default.aspx/prysmian-PR9051011605_Image1.jpg?A097AD989F807182ACB5C6BEC5A49995BE72A4978B6765658076857B826C8F7DBDA6BBAA83659AA4B7 | https://pim-kvc.soneparsea.com:3443/PictureServer/default.aspx/prysmian-h07v-k-series_Datasheet1.pdf?A097AD989F807182ACB5C6BEC5A49995BE72BC7589AD5D9F7DB8B9B7BB9CA39394A6C8A6C59F9599C47682B5B69D | H07V-K FLEXIBLE CABLE 1.5MM² GREEN | Used in control panels and electrical equipments, on and under plaster as laid in conduit. When this cable is used in fixed installations with mechanically protected switchgear and control panels, the rated voltage is 600/1000 V. | Nominal cross section conductor | 1.5mm²
| 195 | Cables and Wires | Low Voltage Cables | Single Core | H07V-K FLEXIBLE CABLE 1.5MM² GREEN | 2371172 | PR9051011605 | PRYSMIAN | 0 | https://pim-kvc.soneparsea.com:3443/PictureServer/default.aspx/prysmian-PR9051011605_Image1.jpg?A097AD989F807182ACB5C6BEC5A49995BE72A4978B6765658076857B826C8F7DBDA6BBAA83659AA4B7 | https://pim-kvc.soneparsea.com:3443/PictureServer/default.aspx/prysmian-h07v-k-series_Datasheet1.pdf?A097AD989F807182ACB5C6BEC5A49995BE72BC7589AD5D9F7DB8B9B7BB9CA39394A6C8A6C59F9599C47682B5B69D | H07V-K FLEXIBLE CABLE 1.5MM² GREEN | Used in control panels and electrical equipments, on and under plaster as laid in conduit. When this cable is used in fixed installations with mechanically protected switchgear and control panels, the rated voltage is 600/1000 V. | Conductor category | Class 5 = flexible
| 195 | Cables and Wires | Low Voltage Cables | Single Core | H07V-K FLEXIBLE CABLE 1.5MM² GREEN | 2371172 | PR9051011605 | PRYSMIAN | 0 | https://pim-kvc.soneparsea.com:3443/PictureServer/default.aspx/prysmian-PR9051011605_Image1.jpg?A097AD989F807182ACB5C6BEC5A49995BE72A4978B6765658076857B826C8F7DBDA6BBAA83659AA4B7 | https://pim-kvc.soneparsea.com:3443/PictureServer/default.aspx/prysmian-h07v-k-series_Datasheet1.pdf?A097AD989F807182ACB5C6BEC5A49995BE72BC7589AD5D9F7DB8B9B7BB9CA39394A6C8A6C59F9599C47682B5B69D | H07V-K FLEXIBLE CABLE 1.5MM² GREEN | Used in control panels and electrical equipments, on and under plaster as laid in conduit. When this cable is used in fixed installations with mechanically protected switchgear and control panels, the rated voltage is 600/1000 V. | Number of cores | 1
| 195 | Cables and Wires | Low Voltage Cables | Single Core | H07V-K FLEXIBLE CABLE 1.5MM² GREEN | 2371172 | PR9051011605 | PRYSMIAN | 0 | https://pim-kvc.soneparsea.com:3443/PictureServer/default.aspx/prysmian-PR9051011605_Image1.jpg?A097AD989F807182ACB5C6BEC5A49995BE72A4978B6765658076857B826C8F7DBDA6BBAA83659AA4B7 | https://pim-kvc.soneparsea.com:3443/PictureServer/default.aspx/prysmian-h07v-k-series_Datasheet1.pdf?A097AD989F807182ACB5C6BEC5A49995BE72BC7589AD5D9F7DB8B9B7BB9CA39394A6C8A6C59F9599C47682B5B69D | H07V-K FLEXIBLE CABLE 1.5MM² GREEN | Used in control panels and electrical equipments, on and under plaster as laid in conduit. When this cable is used in fixed installations with mechanically protected switchgear and control panels, the rated voltage is 600/1000 V. | Material outer sheath | Polyvinyl chloride (PVC)
| 195 | Cables and Wires | Low Voltage Cables | Single Core | H07V-K FLEXIBLE CABLE 1.5MM² GREEN | 2371172 | PR9051011605 | PRYSMIAN | 0 | https://pim-kvc.soneparsea.com:3443/PictureServer/default.aspx/prysmian-PR9051011605_Image1.jpg?A097AD989F807182ACB5C6BEC5A49995BE72A4978B6765658076857B826C8F7DBDA6BBAA83659AA4B7 | https://pim-kvc.soneparsea.com:3443/PictureServer/default.aspx/prysmian-h07v-k-series_Datasheet1.pdf?A097AD989F807182ACB5C6BEC5A49995BE72BC7589AD5D9F7DB8B9B7BB9CA39394A6C8A6C59F9599C47682B5B69D | H07V-K FLEXIBLE CABLE 1.5MM² GREEN | Used in control panels and electrical equipments, on and under plaster as laid in conduit. When this cable is used in fixed installations with mechanically protected switchgear and control panels, the rated voltage is 600/1000 V. | Colour outer sheath | Green
| 195 | Cables and Wires | Low Voltage Cables | Single Core | H07V-K FLEXIBLE CABLE 1.5MM² GREEN | 2371172 | PR9051011605 | PRYSMIAN | 0 | https://pim-kvc.soneparsea.com:3443/PictureServer/default.aspx/prysmian-PR9051011605_Image1.jpg?A097AD989F807182ACB5C6BEC5A49995BE72A4978B6765658076857B826C8F7DBDA6BBAA83659AA4B7 | https://pim-kvc.soneparsea.com:3443/PictureServer/default.aspx/prysmian-h07v-k-series_Datasheet1.pdf?A097AD989F807182ACB5C6BEC5A49995BE72BC7589AD5D9F7DB8B9B7BB9CA39394A6C8A6C59F9599C47682B5B69D | H07V-K FLEXIBLE CABLE 1.5MM² GREEN | Used in control panels and electrical equipments, on and under plaster as laid in conduit. When this cable is used in fixed installations with mechanically protected switchgear and control panels, the rated voltage is 600/1000 V. | Cable geometry | Round
| 195 | Cables and Wires | Low Voltage Cables | Single Core | H07V-K FLEXIBLE CABLE 1.5MM² GREEN | 2371172 | PR9051011605 | PRYSMIAN | 0 | https://pim-kvc.soneparsea.com:3443/PictureServer/default.aspx/prysmian-PR9051011605_Image1.jpg?A097AD989F807182ACB5C6BEC5A49995BE72A4978B6765658076857B826C8F7DBDA6BBAA83659AA4B7 | https://pim-kvc.soneparsea.com:3443/PictureServer/default.aspx/prysmian-h07v-k-series_Datasheet1.pdf?A097AD989F807182ACB5C6BEC5A49995BE72BC7589AD5D9F7DB8B9B7BB9CA39394A6C8A6C59F9599C47682B5B69D | H07V-K FLEXIBLE CABLE 1.5MM² GREEN | Used in control panels and electrical equipments, on and under plaster as laid in conduit. When this cable is used in fixed installations with mechanically protected switchgear and control panels, the rated voltage is 600/1000 V. | Nominal voltage U0 | 450V
| 195 | Cables and Wires | Low Voltage Cables | Single Core | H07V-K FLEXIBLE CABLE 1.5MM² GREEN | 2371172 | PR9051011605 | PRYSMIAN | 0 | https://pim-kvc.soneparsea.com:3443/PictureServer/default.aspx/prysmian-PR9051011605_Image1.jpg?A097AD989F807182ACB5C6BEC5A49995BE72A4978B6765658076857B826C8F7DBDA6BBAA83659AA4B7 | https://pim-kvc.soneparsea.com:3443/PictureServer/default.aspx/prysmian-h07v-k-series_Datasheet1.pdf?A097AD989F807182ACB5C6BEC5A49995BE72BC7589AD5D9F7DB8B9B7BB9CA39394A6C8A6C59F9599C47682B5B69D | H07V-K FLEXIBLE CABLE 1.5MM² GREEN | Used in control panels and electrical equipments, on and under plaster as laid in conduit. When this cable is used in fixed installations with mechanically protected switchgear and control panels, the rated voltage is 600/1000 V. | Nominal voltage U | 750V
| 195 | Cables and Wires | Low Voltage Cables | Single Core | H07V-K FLEXIBLE CABLE 1.5MM² GREEN | 2371172 | PR9051011605 | PRYSMIAN | 0 | https://pim-kvc.soneparsea.com:3443/PictureServer/default.aspx/prysmian-PR9051011605_Image1.jpg?A097AD989F807182ACB5C6BEC5A49995BE72A4978B6765658076857B826C8F7DBDA6BBAA83659AA4B7 | https://pim-kvc.soneparsea.com:3443/PictureServer/default.aspx/prysmian-h07v-k-series_Datasheet1.pdf?A097AD989F807182ACB5C6BEC5A49995BE72BC7589AD5D9F7DB8B9B7BB9CA39394A6C8A6C59F9599C47682B5B69D | H07V-K FLEXIBLE CABLE 1.5MM² GREEN | Used in control panels and electrical equipments, on and under plaster as laid in conduit. When this cable is used in fixed installations with mechanically protected switchgear and control panels, the rated voltage is 600/1000 V. | Shape of conductor | Round
| 196 | Cables and Wires | Low Voltage Cables | Single Core | H07V-K FLEXIBLE CABLE 4MM² DARK BLUE | 2371278 | PR9051012004 | PRYSMIAN | 0 | https://pim-kvc.soneparsea.com:3443/PictureServer/default.aspx/PRYSMIAN-PR9051012004_Image1.jpg?A097AD989F807182AC95A69EA58479759E72A4978B67656580768675826B8F7DBDA6BBAA83659AA4B7 | https://pim-kvc.soneparsea.com:3443/PictureServer/default.aspx/prysmian-h07v-k-series_Datasheet1.pdf?A097AD989F807182ACB5C6BEC5A49995BE72BC7589AD5D9F7DB8B9B7BB9CA39394A6C8A6C59F9599C47682B5B69D | H07V-K FLEXIBLE CABLE 4MM² DARK BLUE | Used in control panels and electrical equipments, on and under plaster as laid in conduit. When this cable is used in fixed installations with mechanically protected switchgear and control panels, the rated voltage is 600/1000 V. | Conductor material | Copper
| 196 | Cables and Wires | Low Voltage Cables | Single Core | H07V-K FLEXIBLE CABLE 4MM² DARK BLUE | 2371278 | PR9051012004 | PRYSMIAN | 0 | https://pim-kvc.soneparsea.com:3443/PictureServer/default.aspx/PRYSMIAN-PR9051012004_Image1.jpg?A097AD989F807182AC95A69EA58479759E72A4978B67656580768675826B8F7DBDA6BBAA83659AA4B7 | https://pim-kvc.soneparsea.com:3443/PictureServer/default.aspx/prysmian-h07v-k-series_Datasheet1.pdf?A097AD989F807182ACB5C6BEC5A49995BE72BC7589AD5D9F7DB8B9B7BB9CA39394A6C8A6C59F9599C47682B5B69D | H07V-K FLEXIBLE CABLE 4MM² DARK BLUE | Used in control panels and electrical equipments, on and under plaster as laid in conduit. When this cable is used in fixed installations with mechanically protected switchgear and control panels, the rated voltage is 600/1000 V. | Nominal cross section conductor | 4mm²
| 196 | Cables and Wires | Low Voltage Cables | Single Core | H07V-K FLEXIBLE CABLE 4MM² DARK BLUE | 2371278 | PR9051012004 | PRYSMIAN | 0 | https://pim-kvc.soneparsea.com:3443/PictureServer/default.aspx/PRYSMIAN-PR9051012004_Image1.jpg?A097AD989F807182AC95A69EA58479759E72A4978B67656580768675826B8F7DBDA6BBAA83659AA4B7 | https://pim-kvc.soneparsea.com:3443/PictureServer/default.aspx/prysmian-h07v-k-series_Datasheet1.pdf?A097AD989F807182ACB5C6BEC5A49995BE72BC7589AD5D9F7DB8B9B7BB9CA39394A6C8A6C59F9599C47682B5B69D | H07V-K FLEXIBLE CABLE 4MM² DARK BLUE | Used in control panels and electrical equipments, on and under plaster as laid in conduit. When this cable is used in fixed installations with mechanically protected switchgear and control panels, the rated voltage is 600/1000 V. | Conductor category | Class 5 = flexible
| 196 | Cables and Wires | Low Voltage Cables | Single Core | H07V-K FLEXIBLE CABLE 4MM² DARK BLUE | 2371278 | PR9051012004 | PRYSMIAN | 0 | https://pim-kvc.soneparsea.com:3443/PictureServer/default.aspx/PRYSMIAN-PR9051012004_Image1.jpg?A097AD989F807182AC95A69EA58479759E72A4978B67656580768675826B8F7DBDA6BBAA83659AA4B7 | https://pim-kvc.soneparsea.com:3443/PictureServer/default.aspx/prysmian-h07v-k-series_Datasheet1.pdf?A097AD989F807182ACB5C6BEC5A49995BE72BC7589AD5D9F7DB8B9B7BB9CA39394A6C8A6C59F9599C47682B5B69D | H07V-K FLEXIBLE CABLE 4MM² DARK BLUE | Used in control panels and electrical equipments, on and under plaster as laid in conduit. When this cable is used in fixed installations with mechanically protected switchgear and control panels, the rated voltage is 600/1000 V. | Number of cores | 1
| 196 | Cables and Wires | Low Voltage Cables | Single Core | H07V-K FLEXIBLE CABLE 4MM² DARK BLUE | 2371278 | PR9051012004 | PRYSMIAN | 0 | https://pim-kvc.soneparsea.com:3443/PictureServer/default.aspx/PRYSMIAN-PR9051012004_Image1.jpg?A097AD989F807182AC95A69EA58479759E72A4978B67656580768675826B8F7DBDA6BBAA83659AA4B7 | https://pim-kvc.soneparsea.com:3443/PictureServer/default.aspx/prysmian-h07v-k-series_Datasheet1.pdf?A097AD989F807182ACB5C6BEC5A49995BE72BC7589AD5D9F7DB8B9B7BB9CA39394A6C8A6C59F9599C47682B5B69D | H07V-K FLEXIBLE CABLE 4MM² DARK BLUE | Used in control panels and electrical equipments, on and under plaster as laid in conduit. When this cable is used in fixed installations with mechanically protected switchgear and control panels, the rated voltage is 600/1000 V. | Material outer sheath | Polyvinyl chloride (PVC)
| 196 | Cables and Wires | Low Voltage Cables | Single Core | H07V-K FLEXIBLE CABLE 4MM² DARK BLUE | 2371278 | PR9051012004 | PRYSMIAN | 0 | https://pim-kvc.soneparsea.com:3443/PictureServer/default.aspx/PRYSMIAN-PR9051012004_Image1.jpg?A097AD989F807182AC95A69EA58479759E72A4978B67656580768675826B8F7DBDA6BBAA83659AA4B7 | https://pim-kvc.soneparsea.com:3443/PictureServer/default.aspx/prysmian-h07v-k-series_Datasheet1.pdf?A097AD989F807182ACB5C6BEC5A49995BE72BC7589AD5D9F7DB8B9B7BB9CA39394A6C8A6C59F9599C47682B5B69D | H07V-K FLEXIBLE CABLE 4MM² DARK BLUE | Used in control panels and electrical equipments, on and under plaster as laid in conduit. When this cable is used in fixed installations with mechanically protected switchgear and control panels, the rated voltage is 600/1000 V. | Colour outer sheath | Blue
| 196 | Cables and Wires | Low Voltage Cables | Single Core | H07V-K FLEXIBLE CABLE 4MM² DARK BLUE | 2371278 | PR9051012004 | PRYSMIAN | 0 | https://pim-kvc.soneparsea.com:3443/PictureServer/default.aspx/PRYSMIAN-PR9051012004_Image1.jpg?A097AD989F807182AC95A69EA58479759E72A4978B67656580768675826B8F7DBDA6BBAA83659AA4B7 | https://pim-kvc.soneparsea.com:3443/PictureServer/default.aspx/prysmian-h07v-k-series_Datasheet1.pdf?A097AD989F807182ACB5C6BEC5A49995BE72BC7589AD5D9F7DB8B9B7BB9CA39394A6C8A6C59F9599C47682B5B69D | H07V-K FLEXIBLE CABLE 4MM² DARK BLUE | Used in control panels and electrical equipments, on and under plaster as laid in conduit. When this cable is used in fixed installations with mechanically protected switchgear and control panels, the rated voltage is 600/1000 V. | Cable geometry | Round
| 196 | Cables and Wires | Low Voltage Cables | Single Core | H07V-K FLEXIBLE CABLE 4MM² DARK BLUE | 2371278 | PR9051012004 | PRYSMIAN | 0 | https://pim-kvc.soneparsea.com:3443/PictureServer/default.aspx/PRYSMIAN-PR9051012004_Image1.jpg?A097AD989F807182AC95A69EA58479759E72A4978B67656580768675826B8F7DBDA6BBAA83659AA4B7 | https://pim-kvc.soneparsea.com:3443/PictureServer/default.aspx/prysmian-h07v-k-series_Datasheet1.pdf?A097AD989F807182ACB5C6BEC5A49995BE72BC7589AD5D9F7DB8B9B7BB9CA39394A6C8A6C59F9599C47682B5B69D | H07V-K FLEXIBLE CABLE 4MM² DARK BLUE | Used in control panels and electrical equipments, on and under plaster as laid in conduit. When this cable is used in fixed installations with mechanically protected switchgear and control panels, the rated voltage is 600/1000 V. | Nominal voltage U0 | 450V
| 196 | Cables and Wires | Low Voltage Cables | Single Core | H07V-K FLEXIBLE CABLE 4MM² DARK BLUE | 2371278 | PR9051012004 | PRYSMIAN | 0 | https://pim-kvc.soneparsea.com:3443/PictureServer/default.aspx/PRYSMIAN-PR9051012004_Image1.jpg?A097AD989F807182AC95A69EA58479759E72A4978B67656580768675826B8F7DBDA6BBAA83659AA4B7 | https://pim-kvc.soneparsea.com:3443/PictureServer/default.aspx/prysmian-h07v-k-series_Datasheet1.pdf?A097AD989F807182ACB5C6BEC5A49995BE72BC7589AD5D9F7DB8B9B7BB9CA39394A6C8A6C59F9599C47682B5B69D | H07V-K FLEXIBLE CABLE 4MM² DARK BLUE | Used in control panels and electrical equipments, on and under plaster as laid in conduit. When this cable is used in fixed installations with mechanically protected switchgear and control panels, the rated voltage is 600/1000 V. | Nominal voltage U | 750V
| 196 | Cables and Wires | Low Voltage Cables | Single Core | H07V-K FLEXIBLE CABLE 4MM² DARK BLUE | 2371278 | PR9051012004 | PRYSMIAN | 0 | https://pim-kvc.soneparsea.com:3443/PictureServer/default.aspx/PRYSMIAN-PR9051012004_Image1.jpg?A097AD989F807182AC95A69EA58479759E72A4978B67656580768675826B8F7DBDA6BBAA83659AA4B7 | https://pim-kvc.soneparsea.com:3443/PictureServer/default.aspx/prysmian-h07v-k-series_Datasheet1.pdf?A097AD989F807182ACB5C6BEC5A49995BE72BC7589AD5D9F7DB8B9B7BB9CA39394A6C8A6C59F9599C47682B5B69D | H07V-K FLEXIBLE CABLE 4MM² DARK BLUE | Used in control panels and electrical equipments, on and under plaster as laid in conduit. When this cable is used in fixed installations with mechanically protected switchgear and control panels, the rated voltage is 600/1000 V. | Shape of conductor | Round
| 197 | Cables and Wires | Low Voltage Cables | Single Core | H07V-K FLEXIBLE CABLE 4MM² GREEN | 2371279 | PR9051012005 | PRYSMIAN | 0 | https://pim-kvc.soneparsea.com:3443/PictureServer/default.aspx/PRYSMIAN_PR9051012005_Image1.jpg?A097AD989F807182AC95A69EA58479759EA4A4978B67656580768675826C8F7DBDA6BBAA83659AA4B7 | https://pim-kvc.soneparsea.com:3443/PictureServer/default.aspx/prysmian-h07v-k-series_Datasheet1.pdf?A097AD989F807182ACB5C6BEC5A49995BE72BC7589AD5D9F7DB8B9B7BB9CA39394A6C8A6C59F9599C47682B5B69D | H07V-K FLEXIBLE CABLE 4MM² GREEN | Used in control panels and electrical equipments, on and under plaster as laid in conduit. When this cable is used in fixed installations with mechanically protected switchgear and control panels, the rated voltage is 600/1000 V. | Conductor material | Copper
| 197 | Cables and Wires | Low Voltage Cables | Single Core | H07V-K FLEXIBLE CABLE 4MM² GREEN | 2371279 | PR9051012005 | PRYSMIAN | 0 | https://pim-kvc.soneparsea.com:3443/PictureServer/default.aspx/PRYSMIAN_PR9051012005_Image1.jpg?A097AD989F807182AC95A69EA58479759EA4A4978B67656580768675826C8F7DBDA6BBAA83659AA4B7 | https://pim-kvc.soneparsea.com:3443/PictureServer/default.aspx/prysmian-h07v-k-series_Datasheet1.pdf?A097AD989F807182ACB5C6BEC5A49995BE72BC7589AD5D9F7DB8B9B7BB9CA39394A6C8A6C59F9599C47682B5B69D | H07V-K FLEXIBLE CABLE 4MM² GREEN | Used in control panels and electrical equipments, on and under plaster as laid in conduit. When this cable is used in fixed installations with mechanically protected switchgear and control panels, the rated voltage is 600/1000 V. | Nominal cross section conductor | 4mm²
| 197 | Cables and Wires | Low Voltage Cables | Single Core | H07V-K FLEXIBLE CABLE 4MM² GREEN | 2371279 | PR9051012005 | PRYSMIAN | 0 | https://pim-kvc.soneparsea.com:3443/PictureServer/default.aspx/PRYSMIAN_PR9051012005_Image1.jpg?A097AD989F807182AC95A69EA58479759EA4A4978B67656580768675826C8F7DBDA6BBAA83659AA4B7 | https://pim-kvc.soneparsea.com:3443/PictureServer/default.aspx/prysmian-h07v-k-series_Datasheet1.pdf?A097AD989F807182ACB5C6BEC5A49995BE72BC7589AD5D9F7DB8B9B7BB9CA39394A6C8A6C59F9599C47682B5B69D | H07V-K FLEXIBLE CABLE 4MM² GREEN | Used in control panels and electrical equipments, on and under plaster as laid in conduit. When this cable is used in fixed installations with mechanically protected switchgear and control panels, the rated voltage is 600/1000 V. | Conductor category | Class 5 = flexible
| 197 | Cables and Wires | Low Voltage Cables | Single Core | H07V-K FLEXIBLE CABLE 4MM² GREEN | 2371279 | PR9051012005 | PRYSMIAN | 0 | https://pim-kvc.soneparsea.com:3443/PictureServer/default.aspx/PRYSMIAN_PR9051012005_Image1.jpg?A097AD989F807182AC95A69EA58479759EA4A4978B67656580768675826C8F7DBDA6BBAA83659AA4B7 | https://pim-kvc.soneparsea.com:3443/PictureServer/default.aspx/prysmian-h07v-k-series_Datasheet1.pdf?A097AD989F807182ACB5C6BEC5A49995BE72BC7589AD5D9F7DB8B9B7BB9CA39394A6C8A6C59F9599C47682B5B69D | H07V-K FLEXIBLE CABLE 4MM² GREEN | Used in control panels and electrical equipments, on and under plaster as laid in conduit. When this cable is used in fixed installations with mechanically protected switchgear and control panels, the rated voltage is 600/1000 V. | Number of cores | 1
| 197 | Cables and Wires | Low Voltage Cables | Single Core | H07V-K FLEXIBLE CABLE 4MM² GREEN | 2371279 | PR9051012005 | PRYSMIAN | 0 | https://pim-kvc.soneparsea.com:3443/PictureServer/default.aspx/PRYSMIAN_PR9051012005_Image1.jpg?A097AD989F807182AC95A69EA58479759EA4A4978B67656580768675826C8F7DBDA6BBAA83659AA4B7 | https://pim-kvc.soneparsea.com:3443/PictureServer/default.aspx/prysmian-h07v-k-series_Datasheet1.pdf?A097AD989F807182ACB5C6BEC5A49995BE72BC7589AD5D9F7DB8B9B7BB9CA39394A6C8A6C59F9599C47682B5B69D | H07V-K FLEXIBLE CABLE 4MM² GREEN | Used in control panels and electrical equipments, on and under plaster as laid in conduit. When this cable is used in fixed installations with mechanically protected switchgear and control panels, the rated voltage is 600/1000 V. | Material outer sheath | Polyvinyl chloride (PVC)
| 197 | Cables and Wires | Low Voltage Cables | Single Core | H07V-K FLEXIBLE CABLE 4MM² GREEN | 2371279 | PR9051012005 | PRYSMIAN | 0 | https://pim-kvc.soneparsea.com:3443/PictureServer/default.aspx/PRYSMIAN_PR9051012005_Image1.jpg?A097AD989F807182AC95A69EA58479759EA4A4978B67656580768675826C8F7DBDA6BBAA83659AA4B7 | https://pim-kvc.soneparsea.com:3443/PictureServer/default.aspx/prysmian-h07v-k-series_Datasheet1.pdf?A097AD989F807182ACB5C6BEC5A49995BE72BC7589AD5D9F7DB8B9B7BB9CA39394A6C8A6C59F9599C47682B5B69D | H07V-K FLEXIBLE CABLE 4MM² GREEN | Used in control panels and electrical equipments, on and under plaster as laid in conduit. When this cable is used in fixed installations with mechanically protected switchgear and control panels, the rated voltage is 600/1000 V. | Colour outer sheath | Green
| 197 | Cables and Wires | Low Voltage Cables | Single Core | H07V-K FLEXIBLE CABLE 4MM² GREEN | 2371279 | PR9051012005 | PRYSMIAN | 0 | https://pim-kvc.soneparsea.com:3443/PictureServer/default.aspx/PRYSMIAN_PR9051012005_Image1.jpg?A097AD989F807182AC95A69EA58479759EA4A4978B67656580768675826C8F7DBDA6BBAA83659AA4B7 | https://pim-kvc.soneparsea.com:3443/PictureServer/default.aspx/prysmian-h07v-k-series_Datasheet1.pdf?A097AD989F807182ACB5C6BEC5A49995BE72BC7589AD5D9F7DB8B9B7BB9CA39394A6C8A6C59F9599C47682B5B69D | H07V-K FLEXIBLE CABLE 4MM² GREEN | Used in control panels and electrical equipments, on and under plaster as laid in conduit. When this cable is used in fixed installations with mechanically protected switchgear and control panels, the rated voltage is 600/1000 V. | Cable geometry | Round
| 197 | Cables and Wires | Low Voltage Cables | Single Core | H07V-K FLEXIBLE CABLE 4MM² GREEN | 2371279 | PR9051012005 | PRYSMIAN | 0 | https://pim-kvc.soneparsea.com:3443/PictureServer/default.aspx/PRYSMIAN_PR9051012005_Image1.jpg?A097AD989F807182AC95A69EA58479759EA4A4978B67656580768675826C8F7DBDA6BBAA83659AA4B7 | https://pim-kvc.soneparsea.com:3443/PictureServer/default.aspx/prysmian-h07v-k-series_Datasheet1.pdf?A097AD989F807182ACB5C6BEC5A49995BE72BC7589AD5D9F7DB8B9B7BB9CA39394A6C8A6C59F9599C47682B5B69D | H07V-K FLEXIBLE CABLE 4MM² GREEN | Used in control panels and electrical equipments, on and under plaster as laid in conduit. When this cable is used in fixed installations with mechanically protected switchgear and control panels, the rated voltage is 600/1000 V. | Nominal voltage U0 | 450V
| 197 | Cables and Wires | Low Voltage Cables | Single Core | H07V-K FLEXIBLE CABLE 4MM² GREEN | 2371279 | PR9051012005 | PRYSMIAN | 0 | https://pim-kvc.soneparsea.com:3443/PictureServer/default.aspx/PRYSMIAN_PR9051012005_Image1.jpg?A097AD989F807182AC95A69EA58479759EA4A4978B67656580768675826C8F7DBDA6BBAA83659AA4B7 | https://pim-kvc.soneparsea.com:3443/PictureServer/default.aspx/prysmian-h07v-k-series_Datasheet1.pdf?A097AD989F807182ACB5C6BEC5A49995BE72BC7589AD5D9F7DB8B9B7BB9CA39394A6C8A6C59F9599C47682B5B69D | H07V-K FLEXIBLE CABLE 4MM² GREEN | Used in control panels and electrical equipments, on and under plaster as laid in conduit. When this cable is used in fixed installations with mechanically protected switchgear and control panels, the rated voltage is 600/1000 V. | Nominal voltage U | 750V
| 197 | Cables and Wires | Low Voltage Cables | Single Core | H07V-K FLEXIBLE CABLE 4MM² GREEN | 2371279 | PR9051012005 | PRYSMIAN | 0 | https://pim-kvc.soneparsea.com:3443/PictureServer/default.aspx/PRYSMIAN_PR9051012005_Image1.jpg?A097AD989F807182AC95A69EA58479759EA4A4978B67656580768675826C8F7DBDA6BBAA83659AA4B7 | https://pim-kvc.soneparsea.com:3443/PictureServer/default.aspx/prysmian-h07v-k-series_Datasheet1.pdf?A097AD989F807182ACB5C6BEC5A49995BE72BC7589AD5D9F7DB8B9B7BB9CA39394A6C8A6C59F9599C47682B5B69D | H07V-K FLEXIBLE CABLE 4MM² GREEN | Used in control panels and electrical equipments, on and under plaster as laid in conduit. When this cable is used in fixed installations with mechanically protected switchgear and control panels, the rated voltage is 600/1000 V. | Shape of conductor | Round
| 198 | Cables and Wires | Low Voltage Cables | Single Core | H07V-K FLEXIBLE CABLE 6MM² DARK BLUE | 2371296 | PR9051012104 | PRYSMIAN | 0 | https://pim-kvc.soneparsea.com:3443/PictureServer/default.aspx/PRYSMIAN-PR9051012104_Image1.jpg?A097AD989F807182AC95A69EA58479759E72A4978B67656580768676826B8F7DBDA6BBAA83659AA4B7 | https://pim-kvc.soneparsea.com:3443/PictureServer/default.aspx/prysmian-h07v-k-series_Datasheet1.pdf?A097AD989F807182ACB5C6BEC5A49995BE72BC7589AD5D9F7DB8B9B7BB9CA39394A6C8A6C59F9599C47682B5B69D | H07V-K FLEXIBLE CABLE 6MM² DARK BLUE | Used in control panels and electrical equipments, on and under plaster as laid in conduit. When this cable is used in fixed installations with mechanically protected switchgear and control panels, the rated voltage is 600/1000 V. | Conductor material | Copper
| 198 | Cables and Wires | Low Voltage Cables | Single Core | H07V-K FLEXIBLE CABLE 6MM² DARK BLUE | 2371296 | PR9051012104 | PRYSMIAN | 0 | https://pim-kvc.soneparsea.com:3443/PictureServer/default.aspx/PRYSMIAN-PR9051012104_Image1.jpg?A097AD989F807182AC95A69EA58479759E72A4978B67656580768676826B8F7DBDA6BBAA83659AA4B7 | https://pim-kvc.soneparsea.com:3443/PictureServer/default.aspx/prysmian-h07v-k-series_Datasheet1.pdf?A097AD989F807182ACB5C6BEC5A49995BE72BC7589AD5D9F7DB8B9B7BB9CA39394A6C8A6C59F9599C47682B5B69D | H07V-K FLEXIBLE CABLE 6MM² DARK BLUE | Used in control panels and electrical equipments, on and under plaster as laid in conduit. When this cable is used in fixed installations with mechanically protected switchgear and control panels, the rated voltage is 600/1000 V. | Nominal cross section conductor | 6mm²
| 198 | Cables and Wires | Low Voltage Cables | Single Core | H07V-K FLEXIBLE CABLE 6MM² DARK BLUE | 2371296 | PR9051012104 | PRYSMIAN | 0 | https://pim-kvc.soneparsea.com:3443/PictureServer/default.aspx/PRYSMIAN-PR9051012104_Image1.jpg?A097AD989F807182AC95A69EA58479759E72A4978B67656580768676826B8F7DBDA6BBAA83659AA4B7 | https://pim-kvc.soneparsea.com:3443/PictureServer/default.aspx/prysmian-h07v-k-series_Datasheet1.pdf?A097AD989F807182ACB5C6BEC5A49995BE72BC7589AD5D9F7DB8B9B7BB9CA39394A6C8A6C59F9599C47682B5B69D | H07V-K FLEXIBLE CABLE 6MM² DARK BLUE | Used in control panels and electrical equipments, on and under plaster as laid in conduit. When this cable is used in fixed installations with mechanically protected switchgear and control panels, the rated voltage is 600/1000 V. | Conductor category | Class 5 = flexible
| 198 | Cables and Wires | Low Voltage Cables | Single Core | H07V-K FLEXIBLE CABLE 6MM² DARK BLUE | 2371296 | PR9051012104 | PRYSMIAN | 0 | https://pim-kvc.soneparsea.com:3443/PictureServer/default.aspx/PRYSMIAN-PR9051012104_Image1.jpg?A097AD989F807182AC95A69EA58479759E72A4978B67656580768676826B8F7DBDA6BBAA83659AA4B7 | https://pim-kvc.soneparsea.com:3443/PictureServer/default.aspx/prysmian-h07v-k-series_Datasheet1.pdf?A097AD989F807182ACB5C6BEC5A49995BE72BC7589AD5D9F7DB8B9B7BB9CA39394A6C8A6C59F9599C47682B5B69D | H07V-K FLEXIBLE CABLE 6MM² DARK BLUE | Used in control panels and electrical equipments, on and under plaster as laid in conduit. When this cable is used in fixed installations with mechanically protected switchgear and control panels, the rated voltage is 600/1000 V. | Number of cores | 1
| 198 | Cables and Wires | Low Voltage Cables | Single Core | H07V-K FLEXIBLE CABLE 6MM² DARK BLUE | 2371296 | PR9051012104 | PRYSMIAN | 0 | https://pim-kvc.soneparsea.com:3443/PictureServer/default.aspx/PRYSMIAN-PR9051012104_Image1.jpg?A097AD989F807182AC95A69EA58479759E72A4978B67656580768676826B8F7DBDA6BBAA83659AA4B7 | https://pim-kvc.soneparsea.com:3443/PictureServer/default.aspx/prysmian-h07v-k-series_Datasheet1.pdf?A097AD989F807182ACB5C6BEC5A49995BE72BC7589AD5D9F7DB8B9B7BB9CA39394A6C8A6C59F9599C47682B5B69D | H07V-K FLEXIBLE CABLE 6MM² DARK BLUE | Used in control panels and electrical equipments, on and under plaster as laid in conduit. When this cable is used in fixed installations with mechanically protected switchgear and control panels, the rated voltage is 600/1000 V. | Material outer sheath | Polyvinyl chloride (PVC)
| 198 | Cables and Wires | Low Voltage Cables | Single Core | H07V-K FLEXIBLE CABLE 6MM² DARK BLUE | 2371296 | PR9051012104 | PRYSMIAN | 0 | https://pim-kvc.soneparsea.com:3443/PictureServer/default.aspx/PRYSMIAN-PR9051012104_Image1.jpg?A097AD989F807182AC95A69EA58479759E72A4978B67656580768676826B8F7DBDA6BBAA83659AA4B7 | https://pim-kvc.soneparsea.com:3443/PictureServer/default.aspx/prysmian-h07v-k-series_Datasheet1.pdf?A097AD989F807182ACB5C6BEC5A49995BE72BC7589AD5D9F7DB8B9B7BB9CA39394A6C8A6C59F9599C47682B5B69D | H07V-K FLEXIBLE CABLE 6MM² DARK BLUE | Used in control panels and electrical equipments, on and under plaster as laid in conduit. When this cable is used in fixed installations with mechanically protected switchgear and control panels, the rated voltage is 600/1000 V. | Colour outer sheath | Blue
| 198 | Cables and Wires | Low Voltage Cables | Single Core | H07V-K FLEXIBLE CABLE 6MM² DARK BLUE | 2371296 | PR9051012104 | PRYSMIAN | 0 | https://pim-kvc.soneparsea.com:3443/PictureServer/default.aspx/PRYSMIAN-PR9051012104_Image1.jpg?A097AD989F807182AC95A69EA58479759E72A4978B67656580768676826B8F7DBDA6BBAA83659AA4B7 | https://pim-kvc.soneparsea.com:3443/PictureServer/default.aspx/prysmian-h07v-k-series_Datasheet1.pdf?A097AD989F807182ACB5C6BEC5A49995BE72BC7589AD5D9F7DB8B9B7BB9CA39394A6C8A6C59F9599C47682B5B69D | H07V-K FLEXIBLE CABLE 6MM² DARK BLUE | Used in control panels and electrical equipments, on and under plaster as laid in conduit. When this cable is used in fixed installations with mechanically protected switchgear and control panels, the rated voltage is 600/1000 V. | Cable geometry | Round
| 198 | Cables and Wires | Low Voltage Cables | Single Core | H07V-K FLEXIBLE CABLE 6MM² DARK BLUE | 2371296 | PR9051012104 | PRYSMIAN | 0 | https://pim-kvc.soneparsea.com:3443/PictureServer/default.aspx/PRYSMIAN-PR9051012104_Image1.jpg?A097AD989F807182AC95A69EA58479759E72A4978B67656580768676826B8F7DBDA6BBAA83659AA4B7 | https://pim-kvc.soneparsea.com:3443/PictureServer/default.aspx/prysmian-h07v-k-series_Datasheet1.pdf?A097AD989F807182ACB5C6BEC5A49995BE72BC7589AD5D9F7DB8B9B7BB9CA39394A6C8A6C59F9599C47682B5B69D | H07V-K FLEXIBLE CABLE 6MM² DARK BLUE | Used in control panels and electrical equipments, on and under plaster as laid in conduit. When this cable is used in fixed installations with mechanically protected switchgear and control panels, the rated voltage is 600/1000 V. | Nominal voltage U0 | 450V
| 198 | Cables and Wires | Low Voltage Cables | Single Core | H07V-K FLEXIBLE CABLE 6MM² DARK BLUE | 2371296 | PR9051012104 | PRYSMIAN | 0 | https://pim-kvc.soneparsea.com:3443/PictureServer/default.aspx/PRYSMIAN-PR9051012104_Image1.jpg?A097AD989F807182AC95A69EA58479759E72A4978B67656580768676826B8F7DBDA6BBAA83659AA4B7 | https://pim-kvc.soneparsea.com:3443/PictureServer/default.aspx/prysmian-h07v-k-series_Datasheet1.pdf?A097AD989F807182ACB5C6BEC5A49995BE72BC7589AD5D9F7DB8B9B7BB9CA39394A6C8A6C59F9599C47682B5B69D | H07V-K FLEXIBLE CABLE 6MM² DARK BLUE | Used in control panels and electrical equipments, on and under plaster as laid in conduit. When this cable is used in fixed installations with mechanically protected switchgear and control panels, the rated voltage is 600/1000 V. | Nominal voltage U | 750V
| 198 | Cables and Wires | Low Voltage Cables | Single Core | H07V-K FLEXIBLE CABLE 6MM² DARK BLUE | 2371296 | PR9051012104 | PRYSMIAN | 0 | https://pim-kvc.soneparsea.com:3443/PictureServer/default.aspx/PRYSMIAN-PR9051012104_Image1.jpg?A097AD989F807182AC95A69EA58479759E72A4978B67656580768676826B8F7DBDA6BBAA83659AA4B7 | https://pim-kvc.soneparsea.com:3443/PictureServer/default.aspx/prysmian-h07v-k-series_Datasheet1.pdf?A097AD989F807182ACB5C6BEC5A49995BE72BC7589AD5D9F7DB8B9B7BB9CA39394A6C8A6C59F9599C47682B5B69D | H07V-K FLEXIBLE CABLE 6MM² DARK BLUE | Used in control panels and electrical equipments, on and under plaster as laid in conduit. When this cable is used in fixed installations with mechanically protected switchgear and control panels, the rated voltage is 600/1000 V. | Shape of conductor | Round
| 199 | Cables and Wires | Low Voltage Cables | Single Core | EC-SOLAR CABLE 1X4 | 2432523 | 2432523 | ENCOCAVI | 0 | https://pim-kvc.soneparsea.com:3443/PictureServer/default.aspx/ENCOCAVI-2432523_Image1.jpg?959397949578867DAC8AA288A17A718A997286798569656683A49DB2B39E95657EAFC4AC | https://pim-kvc.soneparsea.com:3443/PictureServer/default.aspx/encocavi-2432523_Datasheet1.pdf?959397949578867DACAAC2A8C19A91AAB97286798569656683A498A6C698A39CB5AAC87680A7949A | EC-SOLAR CABLE 1X4 | The cable is able to satisfy the latest requirements fixed for PV systems in accordance to the following Reference Standards: EN50618 – EN 60216-1-2 – EN 61034. The special insulation has qualities of high abrasion resistance to high temperature. Moreover the insulation has property of flame retardant and ozone resistance The cable is UV-resistant and the external sheath can be removed from the inner layer of extruded insulation. | Nominal cross section conductor | 4mm²
| 199 | Cables and Wires | Low Voltage Cables | Single Core | EC-SOLAR CABLE 1X4 | 2432523 | 2432523 | ENCOCAVI | 0 | https://pim-kvc.soneparsea.com:3443/PictureServer/default.aspx/ENCOCAVI-2432523_Image1.jpg?959397949578867DAC8AA288A17A718A997286798569656683A49DB2B39E95657EAFC4AC | https://pim-kvc.soneparsea.com:3443/PictureServer/default.aspx/encocavi-2432523_Datasheet1.pdf?959397949578867DACAAC2A8C19A91AAB97286798569656683A498A6C698A39CB5AAC87680A7949A | EC-SOLAR CABLE 1X4 | The cable is able to satisfy the latest requirements fixed for PV systems in accordance to the following Reference Standards: EN50618 – EN 60216-1-2 – EN 61034. The special insulation has qualities of high abrasion resistance to high temperature. Moreover the insulation has property of flame retardant and ozone resistance The cable is UV-resistant and the external sheath can be removed from the inner layer of extruded insulation. | Number of cores | 1
| 200 | Cables and Wires | Low Voltage Cables | Multi Cores | CU/PVC/OS/FR PVC 4X2X1.5 BLACK | 2432550 | PC8129204160103 | PRYSMIAN | 0 | https://pim-kvc.soneparsea.com:3443/PictureServer/default.aspx/prysmian-pc8129204160103_Image1.jpg?A097AD989F807182ACB5C6BEC5A49995BE72C4A88A68626D827588768867616483A49DB2B39E95657EAFC4AC | https://pim-kvc.soneparsea.com:3443/PictureServer/default.aspx/prysmian-PC8129204160103_Datasheet1.pdf?A097AD989F807182ACB5C6BEC5A49995BE72A4888A68626D827588768867616483A498A6C698A39CB5AAC87680A7949A | CU/PVC/OS/FR PVC 4X2X1.5 BLACK | Instrumentation cables are used to transmit digital or analogue signals for measurement or process control applications in fixed installation on onshore platforms. Prysmian offers a wide range of instrumentation cables with diverse design options depending on the reference standards and customer requirements. On demand Prysmian can offer also instrumentation thermocouples cables | Conductor material | Copper
| 200 | Cables and Wires | Low Voltage Cables | Multi Cores | CU/PVC/OS/FR PVC 4X2X1.5 BLACK | 2432550 | PC8129204160103 | PRYSMIAN | 0 | https://pim-kvc.soneparsea.com:3443/PictureServer/default.aspx/prysmian-pc8129204160103_Image1.jpg?A097AD989F807182ACB5C6BEC5A49995BE72C4A88A68626D827588768867616483A49DB2B39E95657EAFC4AC | https://pim-kvc.soneparsea.com:3443/PictureServer/default.aspx/prysmian-PC8129204160103_Datasheet1.pdf?A097AD989F807182ACB5C6BEC5A49995BE72A4888A68626D827588768867616483A498A6C698A39CB5AAC87680A7949A | CU/PVC/OS/FR PVC 4X2X1.5 BLACK | Instrumentation cables are used to transmit digital or analogue signals for measurement or process control applications in fixed installation on onshore platforms. Prysmian offers a wide range of instrumentation cables with diverse design options depending on the reference standards and customer requirements. On demand Prysmian can offer also instrumentation thermocouples cables | Nominal cross section conductor | 1.5mm²
| 200 | Cables and Wires | Low Voltage Cables | Multi Cores | CU/PVC/OS/FR PVC 4X2X1.5 BLACK | 2432550 | PC8129204160103 | PRYSMIAN | 0 | https://pim-kvc.soneparsea.com:3443/PictureServer/default.aspx/prysmian-pc8129204160103_Image1.jpg?A097AD989F807182ACB5C6BEC5A49995BE72C4A88A68626D827588768867616483A49DB2B39E95657EAFC4AC | https://pim-kvc.soneparsea.com:3443/PictureServer/default.aspx/prysmian-PC8129204160103_Datasheet1.pdf?A097AD989F807182ACB5C6BEC5A49995BE72A4888A68626D827588768867616483A498A6C698A39CB5AAC87680A7949A | CU/PVC/OS/FR PVC 4X2X1.5 BLACK | Instrumentation cables are used to transmit digital or analogue signals for measurement or process control applications in fixed installation on onshore platforms. Prysmian offers a wide range of instrumentation cables with diverse design options depending on the reference standards and customer requirements. On demand Prysmian can offer also instrumentation thermocouples cables | Number of cores | 4
| 200 | Cables and Wires | Low Voltage Cables | Multi Cores | CU/PVC/OS/FR PVC 4X2X1.5 BLACK | 2432550 | PC8129204160103 | PRYSMIAN | 0 | https://pim-kvc.soneparsea.com:3443/PictureServer/default.aspx/prysmian-pc8129204160103_Image1.jpg?A097AD989F807182ACB5C6BEC5A49995BE72C4A88A68626D827588768867616483A49DB2B39E95657EAFC4AC | https://pim-kvc.soneparsea.com:3443/PictureServer/default.aspx/prysmian-PC8129204160103_Datasheet1.pdf?A097AD989F807182ACB5C6BEC5A49995BE72A4888A68626D827588768867616483A498A6C698A39CB5AAC87680A7949A | CU/PVC/OS/FR PVC 4X2X1.5 BLACK | Instrumentation cables are used to transmit digital or analogue signals for measurement or process control applications in fixed installation on onshore platforms. Prysmian offers a wide range of instrumentation cables with diverse design options depending on the reference standards and customer requirements. On demand Prysmian can offer also instrumentation thermocouples cables | Screen | yes
| 200 | Cables and Wires | Low Voltage Cables | Multi Cores | CU/PVC/OS/FR PVC 4X2X1.5 BLACK | 2432550 | PC8129204160103 | PRYSMIAN | 0 | https://pim-kvc.soneparsea.com:3443/PictureServer/default.aspx/prysmian-pc8129204160103_Image1.jpg?A097AD989F807182ACB5C6BEC5A49995BE72C4A88A68626D827588768867616483A49DB2B39E95657EAFC4AC | https://pim-kvc.soneparsea.com:3443/PictureServer/default.aspx/prysmian-PC8129204160103_Datasheet1.pdf?A097AD989F807182ACB5C6BEC5A49995BE72A4888A68626D827588768867616483A498A6C698A39CB5AAC87680A7949A | CU/PVC/OS/FR PVC 4X2X1.5 BLACK | Instrumentation cables are used to transmit digital or analogue signals for measurement or process control applications in fixed installation on onshore platforms. Prysmian offers a wide range of instrumentation cables with diverse design options depending on the reference standards and customer requirements. On demand Prysmian can offer also instrumentation thermocouples cables | Material outer sheath | Polyvinyl chloride (PVC)
| 200 | Cables and Wires | Low Voltage Cables | Multi Cores | CU/PVC/OS/FR PVC 4X2X1.5 BLACK | 2432550 | PC8129204160103 | PRYSMIAN | 0 | https://pim-kvc.soneparsea.com:3443/PictureServer/default.aspx/prysmian-pc8129204160103_Image1.jpg?A097AD989F807182ACB5C6BEC5A49995BE72C4A88A68626D827588768867616483A49DB2B39E95657EAFC4AC | https://pim-kvc.soneparsea.com:3443/PictureServer/default.aspx/prysmian-PC8129204160103_Datasheet1.pdf?A097AD989F807182ACB5C6BEC5A49995BE72A4888A68626D827588768867616483A498A6C698A39CB5AAC87680A7949A | CU/PVC/OS/FR PVC 4X2X1.5 BLACK | Instrumentation cables are used to transmit digital or analogue signals for measurement or process control applications in fixed installation on onshore platforms. Prysmian offers a wide range of instrumentation cables with diverse design options depending on the reference standards and customer requirements. On demand Prysmian can offer also instrumentation thermocouples cables | Colour outer sheath | Black
| 200 | Cables and Wires | Low Voltage Cables | Multi Cores | CU/PVC/OS/FR PVC 4X2X1.5 BLACK | 2432550 | PC8129204160103 | PRYSMIAN | 0 | https://pim-kvc.soneparsea.com:3443/PictureServer/default.aspx/prysmian-pc8129204160103_Image1.jpg?A097AD989F807182ACB5C6BEC5A49995BE72C4A88A68626D827588768867616483A49DB2B39E95657EAFC4AC | https://pim-kvc.soneparsea.com:3443/PictureServer/default.aspx/prysmian-PC8129204160103_Datasheet1.pdf?A097AD989F807182ACB5C6BEC5A49995BE72A4888A68626D827588768867616483A498A6C698A39CB5AAC87680A7949A | CU/PVC/OS/FR PVC 4X2X1.5 BLACK | Instrumentation cables are used to transmit digital or analogue signals for measurement or process control applications in fixed installation on onshore platforms. Prysmian offers a wide range of instrumentation cables with diverse design options depending on the reference standards and customer requirements. On demand Prysmian can offer also instrumentation thermocouples cables | Nominal voltage U0 | 300V
| 200 | Cables and Wires | Low Voltage Cables | Multi Cores | CU/PVC/OS/FR PVC 4X2X1.5 BLACK | 2432550 | PC8129204160103 | PRYSMIAN | 0 | https://pim-kvc.soneparsea.com:3443/PictureServer/default.aspx/prysmian-pc8129204160103_Image1.jpg?A097AD989F807182ACB5C6BEC5A49995BE72C4A88A68626D827588768867616483A49DB2B39E95657EAFC4AC | https://pim-kvc.soneparsea.com:3443/PictureServer/default.aspx/prysmian-PC8129204160103_Datasheet1.pdf?A097AD989F807182ACB5C6BEC5A49995BE72A4888A68626D827588768867616483A498A6C698A39CB5AAC87680A7949A | CU/PVC/OS/FR PVC 4X2X1.5 BLACK | Instrumentation cables are used to transmit digital or analogue signals for measurement or process control applications in fixed installation on onshore platforms. Prysmian offers a wide range of instrumentation cables with diverse design options depending on the reference standards and customer requirements. On demand Prysmian can offer also instrumentation thermocouples cables | Nominal voltage U | 500V
| 201 | Cables and Wires | Low Voltage Cables | Multi Cores | XLPE/ISOS/PVC-FR-AT-AR-UV 6X2X1,0 BU | 2432826 | DR8409206140203-AT-AR-UV | PRYSMIAN | 0 | https://pim-kvc.soneparsea.com:3443/PictureServer/default.aspx/draka-dr8409206140203-at-ar-uv_Image1.jpg?A097AD989F807182ACA9C6A6BD985D98C27D88758B69606A81798477826A5D95C472B5B77FACA69399B2B5ACB7685E9EC0AC | https://pim-kvc.soneparsea.com:3443/PictureServer/default.aspx/prysmian-DR8409206140203-AT-AR-UV_Datasheet1.pdf?A097AD989F807182ACB5C6BEC5A49995BE7298978A6B606D82758A7686676264837295997F788261A59BB389B3AB91A7B8AAB9B98365A098B6 | XLPE/ISOS/PVC-FR-AT-AR-UV 6X2X1,0 BU | Instrumentation cables are used in data processing and process control. The electrostatic screen protect the screened pairs against outer electrostatic interference fields. | Conductor material | Copper
| 201 | Cables and Wires | Low Voltage Cables | Multi Cores | XLPE/ISOS/PVC-FR-AT-AR-UV 6X2X1,0 BU | 2432826 | DR8409206140203-AT-AR-UV | PRYSMIAN | 0 | https://pim-kvc.soneparsea.com:3443/PictureServer/default.aspx/draka-dr8409206140203-at-ar-uv_Image1.jpg?A097AD989F807182ACA9C6A6BD985D98C27D88758B69606A81798477826A5D95C472B5B77FACA69399B2B5ACB7685E9EC0AC | https://pim-kvc.soneparsea.com:3443/PictureServer/default.aspx/prysmian-DR8409206140203-AT-AR-UV_Datasheet1.pdf?A097AD989F807182ACB5C6BEC5A49995BE7298978A6B606D82758A7686676264837295997F788261A59BB389B3AB91A7B8AAB9B98365A098B6 | XLPE/ISOS/PVC-FR-AT-AR-UV 6X2X1,0 BU | Instrumentation cables are used in data processing and process control. The electrostatic screen protect the screened pairs against outer electrostatic interference fields. | Nominal cross section conductor | 1mm²
| 201 | Cables and Wires | Low Voltage Cables | Multi Cores | XLPE/ISOS/PVC-FR-AT-AR-UV 6X2X1,0 BU | 2432826 | DR8409206140203-AT-AR-UV | PRYSMIAN | 0 | https://pim-kvc.soneparsea.com:3443/PictureServer/default.aspx/draka-dr8409206140203-at-ar-uv_Image1.jpg?A097AD989F807182ACA9C6A6BD985D98C27D88758B69606A81798477826A5D95C472B5B77FACA69399B2B5ACB7685E9EC0AC | https://pim-kvc.soneparsea.com:3443/PictureServer/default.aspx/prysmian-DR8409206140203-AT-AR-UV_Datasheet1.pdf?A097AD989F807182ACB5C6BEC5A49995BE7298978A6B606D82758A7686676264837295997F788261A59BB389B3AB91A7B8AAB9B98365A098B6 | XLPE/ISOS/PVC-FR-AT-AR-UV 6X2X1,0 BU | Instrumentation cables are used in data processing and process control. The electrostatic screen protect the screened pairs against outer electrostatic interference fields. | Number of cores | 6
| 201 | Cables and Wires | Low Voltage Cables | Multi Cores | XLPE/ISOS/PVC-FR-AT-AR-UV 6X2X1,0 BU | 2432826 | DR8409206140203-AT-AR-UV | PRYSMIAN | 0 | https://pim-kvc.soneparsea.com:3443/PictureServer/default.aspx/draka-dr8409206140203-at-ar-uv_Image1.jpg?A097AD989F807182ACA9C6A6BD985D98C27D88758B69606A81798477826A5D95C472B5B77FACA69399B2B5ACB7685E9EC0AC | https://pim-kvc.soneparsea.com:3443/PictureServer/default.aspx/prysmian-DR8409206140203-AT-AR-UV_Datasheet1.pdf?A097AD989F807182ACB5C6BEC5A49995BE7298978A6B606D82758A7686676264837295997F788261A59BB389B3AB91A7B8AAB9B98365A098B6 | XLPE/ISOS/PVC-FR-AT-AR-UV 6X2X1,0 BU | Instrumentation cables are used in data processing and process control. The electrostatic screen protect the screened pairs against outer electrostatic interference fields. | Material core insulation | Polyvinyl chloride (PVC)
| 201 | Cables and Wires | Low Voltage Cables | Multi Cores | XLPE/ISOS/PVC-FR-AT-AR-UV 6X2X1,0 BU | 2432826 | DR8409206140203-AT-AR-UV | PRYSMIAN | 0 | https://pim-kvc.soneparsea.com:3443/PictureServer/default.aspx/draka-dr8409206140203-at-ar-uv_Image1.jpg?A097AD989F807182ACA9C6A6BD985D98C27D88758B69606A81798477826A5D95C472B5B77FACA69399B2B5ACB7685E9EC0AC | https://pim-kvc.soneparsea.com:3443/PictureServer/default.aspx/prysmian-DR8409206140203-AT-AR-UV_Datasheet1.pdf?A097AD989F807182ACB5C6BEC5A49995BE7298978A6B606D82758A7686676264837295997F788261A59BB389B3AB91A7B8AAB9B98365A098B6 | XLPE/ISOS/PVC-FR-AT-AR-UV 6X2X1,0 BU | Instrumentation cables are used in data processing and process control. The electrostatic screen protect the screened pairs against outer electrostatic interference fields. | Specification core insulation | Crosslinked polyethylene (XLPE)
| 201 | Cables and Wires | Low Voltage Cables | Multi Cores | XLPE/ISOS/PVC-FR-AT-AR-UV 6X2X1,0 BU | 2432826 | DR8409206140203-AT-AR-UV | PRYSMIAN | 0 | https://pim-kvc.soneparsea.com:3443/PictureServer/default.aspx/draka-dr8409206140203-at-ar-uv_Image1.jpg?A097AD989F807182ACA9C6A6BD985D98C27D88758B69606A81798477826A5D95C472B5B77FACA69399B2B5ACB7685E9EC0AC | https://pim-kvc.soneparsea.com:3443/PictureServer/default.aspx/prysmian-DR8409206140203-AT-AR-UV_Datasheet1.pdf?A097AD989F807182ACB5C6BEC5A49995BE7298978A6B606D82758A7686676264837295997F788261A59BB389B3AB91A7B8AAB9B98365A098B6 | XLPE/ISOS/PVC-FR-AT-AR-UV 6X2X1,0 BU | Instrumentation cables are used in data processing and process control. The electrostatic screen protect the screened pairs against outer electrostatic interference fields. | Material outer sheath | Polyvinyl chloride (PVC)
| 201 | Cables and Wires | Low Voltage Cables | Multi Cores | XLPE/ISOS/PVC-FR-AT-AR-UV 6X2X1,0 BU | 2432826 | DR8409206140203-AT-AR-UV | PRYSMIAN | 0 | https://pim-kvc.soneparsea.com:3443/PictureServer/default.aspx/draka-dr8409206140203-at-ar-uv_Image1.jpg?A097AD989F807182ACA9C6A6BD985D98C27D88758B69606A81798477826A5D95C472B5B77FACA69399B2B5ACB7685E9EC0AC | https://pim-kvc.soneparsea.com:3443/PictureServer/default.aspx/prysmian-DR8409206140203-AT-AR-UV_Datasheet1.pdf?A097AD989F807182ACB5C6BEC5A49995BE7298978A6B606D82758A7686676264837295997F788261A59BB389B3AB91A7B8AAB9B98365A098B6 | XLPE/ISOS/PVC-FR-AT-AR-UV 6X2X1,0 BU | Instrumentation cables are used in data processing and process control. The electrostatic screen protect the screened pairs against outer electrostatic interference fields. | Colour outer sheath | Blue
| 202 | Cables and Wires | Low Voltage Cables | Multi Cores | MAX-FOH 3 X 2.5MM² ORANGE | 2441027 | MCI-MAX-FOH 3X2.5OG | PRYSMIAN | 0 | https://pim-kvc.soneparsea.com:3443/PictureServer/default.aspx/draka-MCI-MAX-FOH_Image1.jpg?A097AD989F807182ACA9C6A6BD985D81938E8192938F5D7A9F8DB38EBF9897998173BEB5B9 | https://pim-kvc.soneparsea.com:3443/PictureServer/default.aspx/draka-MAX-FOH_Datasheet1.pdf?A097AD989F807182ACA9C6A6BD985D81919D818BA17F8F78B1B9B5B8BA9C95A88173C4A9B8 | MAX-FOH 3 X 2.5MM² ORANGE | This cable comes with plain annealed Class 2 copper condcutor with XLPE compund insulation. It is suitable for use in most power and control circuits for high operating temperatures, thermal short circuit rating and durability. | Conductor material | Copper
| 202 | Cables and Wires | Low Voltage Cables | Multi Cores | MAX-FOH 3 X 2.5MM² ORANGE | 2441027 | MCI-MAX-FOH 3X2.5OG | PRYSMIAN | 0 | https://pim-kvc.soneparsea.com:3443/PictureServer/default.aspx/draka-MCI-MAX-FOH_Image1.jpg?A097AD989F807182ACA9C6A6BD985D81938E8192938F5D7A9F8DB38EBF9897998173BEB5B9 | https://pim-kvc.soneparsea.com:3443/PictureServer/default.aspx/draka-MAX-FOH_Datasheet1.pdf?A097AD989F807182ACA9C6A6BD985D81919D818BA17F8F78B1B9B5B8BA9C95A88173C4A9B8 | MAX-FOH 3 X 2.5MM² ORANGE | This cable comes with plain annealed Class 2 copper condcutor with XLPE compund insulation. It is suitable for use in most power and control circuits for high operating temperatures, thermal short circuit rating and durability. | Conductor surface | Other
| 202 | Cables and Wires | Low Voltage Cables | Multi Cores | MAX-FOH 3 X 2.5MM² ORANGE | 2441027 | MCI-MAX-FOH 3X2.5OG | PRYSMIAN | 0 | https://pim-kvc.soneparsea.com:3443/PictureServer/default.aspx/draka-MCI-MAX-FOH_Image1.jpg?A097AD989F807182ACA9C6A6BD985D81938E8192938F5D7A9F8DB38EBF9897998173BEB5B9 | https://pim-kvc.soneparsea.com:3443/PictureServer/default.aspx/draka-MAX-FOH_Datasheet1.pdf?A097AD989F807182ACA9C6A6BD985D81919D818BA17F8F78B1B9B5B8BA9C95A88173C4A9B8 | MAX-FOH 3 X 2.5MM² ORANGE | This cable comes with plain annealed Class 2 copper condcutor with XLPE compund insulation. It is suitable for use in most power and control circuits for high operating temperatures, thermal short circuit rating and durability. | Material outer sheath | Other
| 202 | Cables and Wires | Low Voltage Cables | Multi Cores | MAX-FOH 3 X 2.5MM² ORANGE | 2441027 | MCI-MAX-FOH 3X2.5OG | PRYSMIAN | 0 | https://pim-kvc.soneparsea.com:3443/PictureServer/default.aspx/draka-MCI-MAX-FOH_Image1.jpg?A097AD989F807182ACA9C6A6BD985D81938E8192938F5D7A9F8DB38EBF9897998173BEB5B9 | https://pim-kvc.soneparsea.com:3443/PictureServer/default.aspx/draka-MAX-FOH_Datasheet1.pdf?A097AD989F807182ACA9C6A6BD985D81919D818BA17F8F78B1B9B5B8BA9C95A88173C4A9B8 | MAX-FOH 3 X 2.5MM² ORANGE | This cable comes with plain annealed Class 2 copper condcutor with XLPE compund insulation. It is suitable for use in most power and control circuits for high operating temperatures, thermal short circuit rating and durability. | Specification material outer sheath | Crosslinked polyethylene (XLPE)
| 202 | Cables and Wires | Low Voltage Cables | Multi Cores | MAX-FOH 3 X 2.5MM² ORANGE | 2441027 | MCI-MAX-FOH 3X2.5OG | PRYSMIAN | 0 | https://pim-kvc.soneparsea.com:3443/PictureServer/default.aspx/draka-MCI-MAX-FOH_Image1.jpg?A097AD989F807182ACA9C6A6BD985D81938E8192938F5D7A9F8DB38EBF9897998173BEB5B9 | https://pim-kvc.soneparsea.com:3443/PictureServer/default.aspx/draka-MAX-FOH_Datasheet1.pdf?A097AD989F807182ACA9C6A6BD985D81919D818BA17F8F78B1B9B5B8BA9C95A88173C4A9B8 | MAX-FOH 3 X 2.5MM² ORANGE | This cable comes with plain annealed Class 2 copper condcutor with XLPE compund insulation. It is suitable for use in most power and control circuits for high operating temperatures, thermal short circuit rating and durability. | Colour outer sheath | Orange
| 202 | Cables and Wires | Low Voltage Cables | Multi Cores | MAX-FOH 3 X 2.5MM² ORANGE | 2441027 | MCI-MAX-FOH 3X2.5OG | PRYSMIAN | 0 | https://pim-kvc.soneparsea.com:3443/PictureServer/default.aspx/draka-MCI-MAX-FOH_Image1.jpg?A097AD989F807182ACA9C6A6BD985D81938E8192938F5D7A9F8DB38EBF9897998173BEB5B9 | https://pim-kvc.soneparsea.com:3443/PictureServer/default.aspx/draka-MAX-FOH_Datasheet1.pdf?A097AD989F807182ACA9C6A6BD985D81919D818BA17F8F78B1B9B5B8BA9C95A88173C4A9B8 | MAX-FOH 3 X 2.5MM² ORANGE | This cable comes with plain annealed Class 2 copper condcutor with XLPE compund insulation. It is suitable for use in most power and control circuits for high operating temperatures, thermal short circuit rating and durability. | Halogen free (according to EN 60754-1/2) | yes
| 202 | Cables and Wires | Low Voltage Cables | Multi Cores | MAX-FOH 3 X 2.5MM² ORANGE | 2441027 | MCI-MAX-FOH 3X2.5OG | PRYSMIAN | 0 | https://pim-kvc.soneparsea.com:3443/PictureServer/default.aspx/draka-MCI-MAX-FOH_Image1.jpg?A097AD989F807182ACA9C6A6BD985D81938E8192938F5D7A9F8DB38EBF9897998173BEB5B9 | https://pim-kvc.soneparsea.com:3443/PictureServer/default.aspx/draka-MAX-FOH_Datasheet1.pdf?A097AD989F807182ACA9C6A6BD985D81919D818BA17F8F78B1B9B5B8BA9C95A88173C4A9B8 | MAX-FOH 3 X 2.5MM² ORANGE | This cable comes with plain annealed Class 2 copper condcutor with XLPE compund insulation. It is suitable for use in most power and control circuits for high operating temperatures, thermal short circuit rating and durability. | Low smoke (according to EN 61034-2) | yes
| 203 | Cables and Wires | Low Voltage Cables | Single Core | CU/XLPE/PVC CV THREE CORE CABLE 0.6/1 KV 4MM² BLACK | 2516250 | BCC-CV0.6/1 3X4 | BANGKOK CABLE | 0 | https://pim-kvc.soneparsea.com:3443/PictureServer/default.aspx/bangkokcable-BCC-CV0.6-1_Image1.jpg?9286A28C9D867B779187B0A7B3A5979FBFB0B7A6B4A3956192889772958D6062867285A49BA4919BB57682AFC29E | https://pim-kvc.soneparsea.com:3443/PictureServer/default.aspx/bangkokcab-bcc-cv0.6-1x185_Datasheet1.pdf?9286A28C9D867B779187B0A7B3A5979FBFB0B7A6B4649297B372B7BB8265666181BD857D87967495C4A6C7ADB79CA4657EB5B8AB | CU/XLPE/PVC CV THREE CORE CABLE 0.6/1 KV 4MM² BLACK | For general purpose power distribution in dry or wet location, installation exposed in conduit or duct or direct burial in ground. | Conductor material | Copper
| 203 | Cables and Wires | Low Voltage Cables | Single Core | CU/XLPE/PVC CV THREE CORE CABLE 0.6/1 KV 4MM² BLACK | 2516250 | BCC-CV0.6/1 3X4 | BANGKOK CABLE | 0 | https://pim-kvc.soneparsea.com:3443/PictureServer/default.aspx/bangkokcable-BCC-CV0.6-1_Image1.jpg?9286A28C9D867B779187B0A7B3A5979FBFB0B7A6B4A3956192889772958D6062867285A49BA4919BB57682AFC29E | https://pim-kvc.soneparsea.com:3443/PictureServer/default.aspx/bangkokcab-bcc-cv0.6-1x185_Datasheet1.pdf?9286A28C9D867B779187B0A7B3A5979FBFB0B7A6B4649297B372B7BB8265666181BD857D87967495C4A6C7ADB79CA4657EB5B8AB | CU/XLPE/PVC CV THREE CORE CABLE 0.6/1 KV 4MM² BLACK | For general purpose power distribution in dry or wet location, installation exposed in conduit or duct or direct burial in ground. | Nominal cross section conductor | 4mm²
| 203 | Cables and Wires | Low Voltage Cables | Single Core | CU/XLPE/PVC CV THREE CORE CABLE 0.6/1 KV 4MM² BLACK | 2516250 | BCC-CV0.6/1 3X4 | BANGKOK CABLE | 0 | https://pim-kvc.soneparsea.com:3443/PictureServer/default.aspx/bangkokcable-BCC-CV0.6-1_Image1.jpg?9286A28C9D867B779187B0A7B3A5979FBFB0B7A6B4A3956192889772958D6062867285A49BA4919BB57682AFC29E | https://pim-kvc.soneparsea.com:3443/PictureServer/default.aspx/bangkokcab-bcc-cv0.6-1x185_Datasheet1.pdf?9286A28C9D867B779187B0A7B3A5979FBFB0B7A6B4649297B372B7BB8265666181BD857D87967495C4A6C7ADB79CA4657EB5B8AB | CU/XLPE/PVC CV THREE CORE CABLE 0.6/1 KV 4MM² BLACK | For general purpose power distribution in dry or wet location, installation exposed in conduit or duct or direct burial in ground. | Shape of conductor | Round
| 203 | Cables and Wires | Low Voltage Cables | Single Core | CU/XLPE/PVC CV THREE CORE CABLE 0.6/1 KV 4MM² BLACK | 2516250 | BCC-CV0.6/1 3X4 | BANGKOK CABLE | 0 | https://pim-kvc.soneparsea.com:3443/PictureServer/default.aspx/bangkokcable-BCC-CV0.6-1_Image1.jpg?9286A28C9D867B779187B0A7B3A5979FBFB0B7A6B4A3956192889772958D6062867285A49BA4919BB57682AFC29E | https://pim-kvc.soneparsea.com:3443/PictureServer/default.aspx/bangkokcab-bcc-cv0.6-1x185_Datasheet1.pdf?9286A28C9D867B779187B0A7B3A5979FBFB0B7A6B4649297B372B7BB8265666181BD857D87967495C4A6C7ADB79CA4657EB5B8AB | CU/XLPE/PVC CV THREE CORE CABLE 0.6/1 KV 4MM² BLACK | For general purpose power distribution in dry or wet location, installation exposed in conduit or duct or direct burial in ground. | Number of cores | 3
| 203 | Cables and Wires | Low Voltage Cables | Single Core | CU/XLPE/PVC CV THREE CORE CABLE 0.6/1 KV 4MM² BLACK | 2516250 | BCC-CV0.6/1 3X4 | BANGKOK CABLE | 0 | https://pim-kvc.soneparsea.com:3443/PictureServer/default.aspx/bangkokcable-BCC-CV0.6-1_Image1.jpg?9286A28C9D867B779187B0A7B3A5979FBFB0B7A6B4A3956192889772958D6062867285A49BA4919BB57682AFC29E | https://pim-kvc.soneparsea.com:3443/PictureServer/default.aspx/bangkokcab-bcc-cv0.6-1x185_Datasheet1.pdf?9286A28C9D867B779187B0A7B3A5979FBFB0B7A6B4649297B372B7BB8265666181BD857D87967495C4A6C7ADB79CA4657EB5B8AB | CU/XLPE/PVC CV THREE CORE CABLE 0.6/1 KV 4MM² BLACK | For general purpose power distribution in dry or wet location, installation exposed in conduit or duct or direct burial in ground. | Specification core insulation | Crosslinked polyethylene (XLPE)
| 203 | Cables and Wires | Low Voltage Cables | Single Core | CU/XLPE/PVC CV THREE CORE CABLE 0.6/1 KV 4MM² BLACK | 2516250 | BCC-CV0.6/1 3X4 | BANGKOK CABLE | 0 | https://pim-kvc.soneparsea.com:3443/PictureServer/default.aspx/bangkokcable-BCC-CV0.6-1_Image1.jpg?9286A28C9D867B779187B0A7B3A5979FBFB0B7A6B4A3956192889772958D6062867285A49BA4919BB57682AFC29E | https://pim-kvc.soneparsea.com:3443/PictureServer/default.aspx/bangkokcab-bcc-cv0.6-1x185_Datasheet1.pdf?9286A28C9D867B779187B0A7B3A5979FBFB0B7A6B4649297B372B7BB8265666181BD857D87967495C4A6C7ADB79CA4657EB5B8AB | CU/XLPE/PVC CV THREE CORE CABLE 0.6/1 KV 4MM² BLACK | For general purpose power distribution in dry or wet location, installation exposed in conduit or duct or direct burial in ground. | Material outer sheath | Polyvinyl chloride (PVC)
| 203 | Cables and Wires | Low Voltage Cables | Single Core | CU/XLPE/PVC CV THREE CORE CABLE 0.6/1 KV 4MM² BLACK | 2516250 | BCC-CV0.6/1 3X4 | BANGKOK CABLE | 0 | https://pim-kvc.soneparsea.com:3443/PictureServer/default.aspx/bangkokcable-BCC-CV0.6-1_Image1.jpg?9286A28C9D867B779187B0A7B3A5979FBFB0B7A6B4A3956192889772958D6062867285A49BA4919BB57682AFC29E | https://pim-kvc.soneparsea.com:3443/PictureServer/default.aspx/bangkokcab-bcc-cv0.6-1x185_Datasheet1.pdf?9286A28C9D867B779187B0A7B3A5979FBFB0B7A6B4649297B372B7BB8265666181BD857D87967495C4A6C7ADB79CA4657EB5B8AB | CU/XLPE/PVC CV THREE CORE CABLE 0.6/1 KV 4MM² BLACK | For general purpose power distribution in dry or wet location, installation exposed in conduit or duct or direct burial in ground. | Colour outer sheath | Black
| 203 | Cables and Wires | Low Voltage Cables | Single Core | CU/XLPE/PVC CV THREE CORE CABLE 0.6/1 KV 4MM² BLACK | 2516250 | BCC-CV0.6/1 3X4 | BANGKOK CABLE | 0 | https://pim-kvc.soneparsea.com:3443/PictureServer/default.aspx/bangkokcable-BCC-CV0.6-1_Image1.jpg?9286A28C9D867B779187B0A7B3A5979FBFB0B7A6B4A3956192889772958D6062867285A49BA4919BB57682AFC29E | https://pim-kvc.soneparsea.com:3443/PictureServer/default.aspx/bangkokcab-bcc-cv0.6-1x185_Datasheet1.pdf?9286A28C9D867B779187B0A7B3A5979FBFB0B7A6B4649297B372B7BB8265666181BD857D87967495C4A6C7ADB79CA4657EB5B8AB | CU/XLPE/PVC CV THREE CORE CABLE 0.6/1 KV 4MM² BLACK | For general purpose power distribution in dry or wet location, installation exposed in conduit or duct or direct burial in ground. | Nominal voltage U0 | 0.6kV
| 203 | Cables and Wires | Low Voltage Cables | Single Core | CU/XLPE/PVC CV THREE CORE CABLE 0.6/1 KV 4MM² BLACK | 2516250 | BCC-CV0.6/1 3X4 | BANGKOK CABLE | 0 | https://pim-kvc.soneparsea.com:3443/PictureServer/default.aspx/bangkokcable-BCC-CV0.6-1_Image1.jpg?9286A28C9D867B779187B0A7B3A5979FBFB0B7A6B4A3956192889772958D6062867285A49BA4919BB57682AFC29E | https://pim-kvc.soneparsea.com:3443/PictureServer/default.aspx/bangkokcab-bcc-cv0.6-1x185_Datasheet1.pdf?9286A28C9D867B779187B0A7B3A5979FBFB0B7A6B4649297B372B7BB8265666181BD857D87967495C4A6C7ADB79CA4657EB5B8AB | CU/XLPE/PVC CV THREE CORE CABLE 0.6/1 KV 4MM² BLACK | For general purpose power distribution in dry or wet location, installation exposed in conduit or duct or direct burial in ground. | Nominal voltage U | 1kV
| 204 | Cables and Wires | Low Voltage Cables | Single Core | 60227 IEC 02 450/750V 1 X 6MM² GREEN/YELLOW | 2534712 | YZK-THW(F)1X6GN/YL | THAI YAZAKI | 85.69 | https://pim-kvc.soneparsea.com:3443/PictureServer/default.aspx/THAIYAZAKI-YZK-THW(F)_Image1.jpg?A48D958EAB788A759B8EB0999A78798D919F95909B64898E9B72A88DA95F765DAF8EC1A6B99C6162BAB5BB | https://pim-kvc.soneparsea.com:3443/PictureServer/default.aspx/THAIYAZAKI-YZK-THW(F)_Datasheet1.pdf?A48D958EAB788A759B8EB0999A78798D919F95909B64898E9B72A88DA95F765DAF89B5B9B3AA9899B5B98573C29B96 | 60227 IEC 02 450/750V 1 X 6MM² GREEN/YELLOW | Building wiring for installation on insulator or in raceway dry location. | Conductor material | Copper
| 204 | Cables and Wires | Low Voltage Cables | Single Core | 60227 IEC 02 450/750V 1 X 6MM² GREEN/YELLOW | 2534712 | YZK-THW(F)1X6GN/YL | THAI YAZAKI | 85.69 | https://pim-kvc.soneparsea.com:3443/PictureServer/default.aspx/THAIYAZAKI-YZK-THW(F)_Image1.jpg?A48D958EAB788A759B8EB0999A78798D919F95909B64898E9B72A88DA95F765DAF8EC1A6B99C6162BAB5BB | https://pim-kvc.soneparsea.com:3443/PictureServer/default.aspx/THAIYAZAKI-YZK-THW(F)_Datasheet1.pdf?A48D958EAB788A759B8EB0999A78798D919F95909B64898E9B72A88DA95F765DAF89B5B9B3AA9899B5B98573C29B96 | 60227 IEC 02 450/750V 1 X 6MM² GREEN/YELLOW | Building wiring for installation on insulator or in raceway dry location. | Nominal cross section conductor | 6mm²
| 204 | Cables and Wires | Low Voltage Cables | Single Core | 60227 IEC 02 450/750V 1 X 6MM² GREEN/YELLOW | 2534712 | YZK-THW(F)1X6GN/YL | THAI YAZAKI | 85.69 | https://pim-kvc.soneparsea.com:3443/PictureServer/default.aspx/THAIYAZAKI-YZK-THW(F)_Image1.jpg?A48D958EAB788A759B8EB0999A78798D919F95909B64898E9B72A88DA95F765DAF8EC1A6B99C6162BAB5BB | https://pim-kvc.soneparsea.com:3443/PictureServer/default.aspx/THAIYAZAKI-YZK-THW(F)_Datasheet1.pdf?A48D958EAB788A759B8EB0999A78798D919F95909B64898E9B72A88DA95F765DAF89B5B9B3AA9899B5B98573C29B96 | 60227 IEC 02 450/750V 1 X 6MM² GREEN/YELLOW | Building wiring for installation on insulator or in raceway dry location. | Conductor category | Class 5 = flexible
| 204 | Cables and Wires | Low Voltage Cables | Single Core | 60227 IEC 02 450/750V 1 X 6MM² GREEN/YELLOW | 2534712 | YZK-THW(F)1X6GN/YL | THAI YAZAKI | 85.69 | https://pim-kvc.soneparsea.com:3443/PictureServer/default.aspx/THAIYAZAKI-YZK-THW(F)_Image1.jpg?A48D958EAB788A759B8EB0999A78798D919F95909B64898E9B72A88DA95F765DAF8EC1A6B99C6162BAB5BB | https://pim-kvc.soneparsea.com:3443/PictureServer/default.aspx/THAIYAZAKI-YZK-THW(F)_Datasheet1.pdf?A48D958EAB788A759B8EB0999A78798D919F95909B64898E9B72A88DA95F765DAF89B5B9B3AA9899B5B98573C29B96 | 60227 IEC 02 450/750V 1 X 6MM² GREEN/YELLOW | Building wiring for installation on insulator or in raceway dry location. | Number of cores | 1
| 204 | Cables and Wires | Low Voltage Cables | Single Core | 60227 IEC 02 450/750V 1 X 6MM² GREEN/YELLOW | 2534712 | YZK-THW(F)1X6GN/YL | THAI YAZAKI | 85.69 | https://pim-kvc.soneparsea.com:3443/PictureServer/default.aspx/THAIYAZAKI-YZK-THW(F)_Image1.jpg?A48D958EAB788A759B8EB0999A78798D919F95909B64898E9B72A88DA95F765DAF8EC1A6B99C6162BAB5BB | https://pim-kvc.soneparsea.com:3443/PictureServer/default.aspx/THAIYAZAKI-YZK-THW(F)_Datasheet1.pdf?A48D958EAB788A759B8EB0999A78798D919F95909B64898E9B72A88DA95F765DAF89B5B9B3AA9899B5B98573C29B96 | 60227 IEC 02 450/750V 1 X 6MM² GREEN/YELLOW | Building wiring for installation on insulator or in raceway dry location. | Material core insulation | Polyvinyl chloride (PVC)
| 204 | Cables and Wires | Low Voltage Cables | Single Core | 60227 IEC 02 450/750V 1 X 6MM² GREEN/YELLOW | 2534712 | YZK-THW(F)1X6GN/YL | THAI YAZAKI | 85.69 | https://pim-kvc.soneparsea.com:3443/PictureServer/default.aspx/THAIYAZAKI-YZK-THW(F)_Image1.jpg?A48D958EAB788A759B8EB0999A78798D919F95909B64898E9B72A88DA95F765DAF8EC1A6B99C6162BAB5BB | https://pim-kvc.soneparsea.com:3443/PictureServer/default.aspx/THAIYAZAKI-YZK-THW(F)_Datasheet1.pdf?A48D958EAB788A759B8EB0999A78798D919F95909B64898E9B72A88DA95F765DAF89B5B9B3AA9899B5B98573C29B96 | 60227 IEC 02 450/750V 1 X 6MM² GREEN/YELLOW | Building wiring for installation on insulator or in raceway dry location. | Core identification | Colour
| 204 | Cables and Wires | Low Voltage Cables | Single Core | 60227 IEC 02 450/750V 1 X 6MM² GREEN/YELLOW | 2534712 | YZK-THW(F)1X6GN/YL | THAI YAZAKI | 85.69 | https://pim-kvc.soneparsea.com:3443/PictureServer/default.aspx/THAIYAZAKI-YZK-THW(F)_Image1.jpg?A48D958EAB788A759B8EB0999A78798D919F95909B64898E9B72A88DA95F765DAF8EC1A6B99C6162BAB5BB | https://pim-kvc.soneparsea.com:3443/PictureServer/default.aspx/THAIYAZAKI-YZK-THW(F)_Datasheet1.pdf?A48D958EAB788A759B8EB0999A78798D919F95909B64898E9B72A88DA95F765DAF89B5B9B3AA9899B5B98573C29B96 | 60227 IEC 02 450/750V 1 X 6MM² GREEN/YELLOW | Building wiring for installation on insulator or in raceway dry location. | Material outer sheath | Polyvinyl chloride (PVC)
| 204 | Cables and Wires | Low Voltage Cables | Single Core | 60227 IEC 02 450/750V 1 X 6MM² GREEN/YELLOW | 2534712 | YZK-THW(F)1X6GN/YL | THAI YAZAKI | 85.69 | https://pim-kvc.soneparsea.com:3443/PictureServer/default.aspx/THAIYAZAKI-YZK-THW(F)_Image1.jpg?A48D958EAB788A759B8EB0999A78798D919F95909B64898E9B72A88DA95F765DAF8EC1A6B99C6162BAB5BB | https://pim-kvc.soneparsea.com:3443/PictureServer/default.aspx/THAIYAZAKI-YZK-THW(F)_Datasheet1.pdf?A48D958EAB788A759B8EB0999A78798D919F95909B64898E9B72A88DA95F765DAF89B5B9B3AA9899B5B98573C29B96 | 60227 IEC 02 450/750V 1 X 6MM² GREEN/YELLOW | Building wiring for installation on insulator or in raceway dry location. | Colour outer sheath | Other
| 204 | Cables and Wires | Low Voltage Cables | Single Core | 60227 IEC 02 450/750V 1 X 6MM² GREEN/YELLOW | 2534712 | YZK-THW(F)1X6GN/YL | THAI YAZAKI | 85.69 | https://pim-kvc.soneparsea.com:3443/PictureServer/default.aspx/THAIYAZAKI-YZK-THW(F)_Image1.jpg?A48D958EAB788A759B8EB0999A78798D919F95909B64898E9B72A88DA95F765DAF8EC1A6B99C6162BAB5BB | https://pim-kvc.soneparsea.com:3443/PictureServer/default.aspx/THAIYAZAKI-YZK-THW(F)_Datasheet1.pdf?A48D958EAB788A759B8EB0999A78798D919F95909B64898E9B72A88DA95F765DAF89B5B9B3AA9899B5B98573C29B96 | 60227 IEC 02 450/750V 1 X 6MM² GREEN/YELLOW | Building wiring for installation on insulator or in raceway dry location. | Outer diameter approx. | 5.3mm
| 204 | Cables and Wires | Low Voltage Cables | Single Core | 60227 IEC 02 450/750V 1 X 6MM² GREEN/YELLOW | 2534712 | YZK-THW(F)1X6GN/YL | THAI YAZAKI | 85.69 | https://pim-kvc.soneparsea.com:3443/PictureServer/default.aspx/THAIYAZAKI-YZK-THW(F)_Image1.jpg?A48D958EAB788A759B8EB0999A78798D919F95909B64898E9B72A88DA95F765DAF8EC1A6B99C6162BAB5BB | https://pim-kvc.soneparsea.com:3443/PictureServer/default.aspx/THAIYAZAKI-YZK-THW(F)_Datasheet1.pdf?A48D958EAB788A759B8EB0999A78798D919F95909B64898E9B72A88DA95F765DAF89B5B9B3AA9899B5B98573C29B96 | 60227 IEC 02 450/750V 1 X 6MM² GREEN/YELLOW | Building wiring for installation on insulator or in raceway dry location. | Nominal voltage U0 | 450V
| 204 | Cables and Wires | Low Voltage Cables | Single Core | 60227 IEC 02 450/750V 1 X 6MM² GREEN/YELLOW | 2534712 | YZK-THW(F)1X6GN/YL | THAI YAZAKI | 85.69 | https://pim-kvc.soneparsea.com:3443/PictureServer/default.aspx/THAIYAZAKI-YZK-THW(F)_Image1.jpg?A48D958EAB788A759B8EB0999A78798D919F95909B64898E9B72A88DA95F765DAF8EC1A6B99C6162BAB5BB | https://pim-kvc.soneparsea.com:3443/PictureServer/default.aspx/THAIYAZAKI-YZK-THW(F)_Datasheet1.pdf?A48D958EAB788A759B8EB0999A78798D919F95909B64898E9B72A88DA95F765DAF89B5B9B3AA9899B5B98573C29B96 | 60227 IEC 02 450/750V 1 X 6MM² GREEN/YELLOW | Building wiring for installation on insulator or in raceway dry location. | Nominal voltage U | 750V