## Circuit Breakers and Fuses (3)
ImportTicket-xlsx-zsx22ii8k1q&Tx | ลำดับ | รายละเอียดสินค้า
|  | ชื่อหมวดหมู่ชั้นที่ 1 | ชื่อหมวดหมู่ชั้นที่ 2 | ชื่อหมวดหมู่ชั้นที่ 3 | ชื่อสินค้า | รหัสสินค้า | MPN | Brand | ราคาสินค้า | Picture | Datasheet | รายละเอียดย่อ | รายละเอียดเต็ม | หัวข้อฟีเจอร์ | รายละเอียดฟีเจอร์
Example > | 0 | Product Category 1 | Product Sub 1 | Product Sub-sec 1 | Example Product | P0001 | N/A | Brand 1 | 100000 | https://soneparthailand.com/th/_content_images/product/A4BF5596-06F7-632A-0C7B-5BEB6E7DB749.jpg | https://www.quotewerks.com/download/printlayouts/Samples/QuotationSample_A.pdf | เอ๋เวิลด์ เปราะบางโลโก้มอนสเตอร์รากหญ้าพูล เชอร์รี่ไฮเปอร์ตรวจสอบรันเวย์ฟลอร์ เซรามิก | สเปกแอ็กชั่น มหภาคเทรดคอร์ปมหาอุปราชาเฉิ่ม แป๋วมาร์เก็ตเดบิตแมนชั่น โกลด์วีซ่าเซอร์วิส เฟิร์มสไปเดอร์ ออร์เดอร์เช็ก ฮันนีมูนแชมป์กระดี๊กระด๊ารีวิวดยุค ฟินิกซ์ตื้บสมาพันธ์ซัพพลายเออร์โรแมนติก หลวงปู่บู๊ฮาลาลแซ็กโซโฟน ป๋าแอสเตอร์แดรี่ภคันทลาพาธ บอกซ์เยนโหลนเมคอัพ รูบิก จูเนียร์ไอติมเคลียร์ฟลุทมอคคา ทอม แฟกซ์รวมมิตรฟอยล์ แซนด์วิชลอร์ดสคริปต์ยากูซ่า สแล็กผ้าห่มรีสอร์ตแดรี่ สเตย์ธรรมา เที่ยงคืนแอปเปิ้ล คำสาปแคมปัสท็อปบูต สัมนาศิลปากรพาร์บ๊วยอมาตยาธิปไตย แจ๊สไงจัมโบ้ดั๊มพ์ วิว เกจิเคลียร์ ว้อดก้ามั้งคอมพ์ แหม็บโยเกิร์ตซัมเมอร์ ป่าไม้นิวละติน เทคโนแครตเวิร์กช็อปฮาราคีรี แคนยอนแกรนด์ โปรเจ็กต์ เต๊ะแบคโฮเหี่ยวย่นละอ่อนคาปูชิโน วันเวย์ ครูเสดแตงโมฟีเวอร์เจ๊คอลเล็กชั่น ดั๊มพ์วิลเลจกับดัก ชัตเตอร์โบว์ ออเดอร์แชมป์ อุปทานมาร์จินฮิบรูโทรโข่ง จูน แดรี่โยโย่ บุ๋น เอ็นเตอร์เทนดีพาร์ทเมนต์ลีเมอร์ สต็อกเซาท์ มายาคติโกเต็กซ์ไวอากร้าลิมูซีน ออร์เดอร์โมเดิร์นวอล์กร็อคไฮไลต์ ซีเนียร์ริกเตอร์สมาพันธ์ เจ๊วาฟเฟิลฟลุกฮิตคัตเอาต์ คูลเลอร์ยากูซ่า ราสเบอร์รีไฟแนนซ์แคนู ยาวี แม่ค้าชีสเซี้ยว อิกัวนาแมมโบ้ ซีเรียสกุมภาพันธ์ ซัพพลายเออร์ฟลุท เป่ายิ้งฉุบโลโก้หลวงพี่ กีวีตุ๊กตุ๊กเซ็กส์อาร์ติสต์ อริยสงฆ์บาบูนไฮไลท์ซาร์ดีน เมเปิลปาสกาลแรงใจ ปาร์ตี้มาร์กเซนเซอร์แคมเปญ เบอร์รีแพทยสภาวาฟเฟิลแบคโฮแมกกาซีน ชีสสังโฆวิน เซ่นไหว้จิ๊กโก๋กฤษณ์บูติคจอหงวน โคโยตีจังโก้บัลลาสต์คอลเล็กชั่น โปรเจ็ครีเสิร์ช แชมเปญ โปรโมเตอร์แกรนด์สตรอว์เบอร์รีแพกเกจ จีดีพีคลาสสิกแทคติค ฮัมซามูไรเคอร์ฟิวแมชชีน เทเลกราฟแอปเปิ้ลวิลล์ แฟรนไชส์ต่อยอดรีสอร์ต ออร์เดอร์ฟอยล์อ่อนด้อยช็อป รันเวย์ชีสแจ็กพอตอาว์มาราธอน ไตรมาสจอหงวน รอยัลตี้เมจิคชัตเตอร์ ชาร์จแมชีนก๋ากั่นเซฟตี้ ง่าวแมคเคอเรล หม่านโถวโยเกิร์ต แช่แข็งอันตรกิริยา แจ็กพ็อตมะกันล็อบบี้ซิมแผดเผา คาร์ดีพาร์ตเมนต์บลูเบอร์รีโคโยตี้เครป ฮันนีมูนเจลรวมมิตรเซี้ยว | Feature Name 1 | This is feature detail.
Start > | 1 | Circuit Breakers and Fuses | Circuit Breakers | Motor Protection Circuit Breakers | COMPACT NSX100H MA MCCB 3P 100A | 2004049 | LV429760 | SCHNEIDER ELECTRIC | 9935 | https://pim-kvc.soneparsea.com:3443/PictureServer/default.aspx/schneider-LV429760_Image1.jpg?A3889C9397807479A2A1C7A8BAA5959DB4AAC6729E8D6466897C8A75B1809D95B7AA8573BCA797 | https://pim-kvc.soneparsea.com:3443/PictureServer/default.aspx/schneider-LV429760.pdf?81788B76AEAA939CBEAABDA9B7A95D80A679867E896D6062C0A9BA | COMPACT NSX100H MA MCCB 100A 3P | Compact NSX is the next-generation circuit breaker. A power monitoring unit enhances their invariably impeccable protective functions. For the first time, users can monitor both energy and power, offering new performance in a remarkably compact device. Applications: Protection and management of LV electrical installations | Adjustment range undelayed short-circuit release | 600...1400A
| 1 | Circuit Breakers and Fuses | Circuit Breakers | Motor Protection Circuit Breakers | COMPACT NSX100H MA MCCB 3P 100A | 2004049 | LV429760 | SCHNEIDER ELECTRIC | 9935 | https://pim-kvc.soneparsea.com:3443/PictureServer/default.aspx/schneider-LV429760_Image1.jpg?A3889C9397807479A2A1C7A8BAA5959DB4AAC6729E8D6466897C8A75B1809D95B7AA8573BCA797 | https://pim-kvc.soneparsea.com:3443/PictureServer/default.aspx/schneider-LV429760.pdf?81788B76AEAA939CBEAABDA9B7A95D80A679867E896D6062C0A9BA | COMPACT NSX100H MA MCCB 100A 3P | Compact NSX is the next-generation circuit breaker. A power monitoring unit enhances their invariably impeccable protective functions. For the first time, users can monitor both energy and power, offering new performance in a remarkably compact device. Applications: Protection and management of LV electrical installations | With thermal protection | no
| 1 | Circuit Breakers and Fuses | Circuit Breakers | Motor Protection Circuit Breakers | COMPACT NSX100H MA MCCB 3P 100A | 2004049 | LV429760 | SCHNEIDER ELECTRIC | 9935 | https://pim-kvc.soneparsea.com:3443/PictureServer/default.aspx/schneider-LV429760_Image1.jpg?A3889C9397807479A2A1C7A8BAA5959DB4AAC6729E8D6466897C8A75B1809D95B7AA8573BCA797 | https://pim-kvc.soneparsea.com:3443/PictureServer/default.aspx/schneider-LV429760.pdf?81788B76AEAA939CBEAABDA9B7A95D80A679867E896D6062C0A9BA | COMPACT NSX100H MA MCCB 100A 3P | Compact NSX is the next-generation circuit breaker. A power monitoring unit enhances their invariably impeccable protective functions. For the first time, users can monitor both energy and power, offering new performance in a remarkably compact device. Applications: Protection and management of LV electrical installations | Phase failure sensitive | no
| 1 | Circuit Breakers and Fuses | Circuit Breakers | Motor Protection Circuit Breakers | COMPACT NSX100H MA MCCB 3P 100A | 2004049 | LV429760 | SCHNEIDER ELECTRIC | 9935 | https://pim-kvc.soneparsea.com:3443/PictureServer/default.aspx/schneider-LV429760_Image1.jpg?A3889C9397807479A2A1C7A8BAA5959DB4AAC6729E8D6466897C8A75B1809D95B7AA8573BCA797 | https://pim-kvc.soneparsea.com:3443/PictureServer/default.aspx/schneider-LV429760.pdf?81788B76AEAA939CBEAABDA9B7A95D80A679867E896D6062C0A9BA | COMPACT NSX100H MA MCCB 100A 3P | Compact NSX is the next-generation circuit breaker. A power monitoring unit enhances their invariably impeccable protective functions. For the first time, users can monitor both energy and power, offering new performance in a remarkably compact device. Applications: Protection and management of LV electrical installations | Switch off technique | Magnetic
| 1 | Circuit Breakers and Fuses | Circuit Breakers | Motor Protection Circuit Breakers | COMPACT NSX100H MA MCCB 3P 100A | 2004049 | LV429760 | SCHNEIDER ELECTRIC | 9935 | https://pim-kvc.soneparsea.com:3443/PictureServer/default.aspx/schneider-LV429760_Image1.jpg?A3889C9397807479A2A1C7A8BAA5959DB4AAC6729E8D6466897C8A75B1809D95B7AA8573BCA797 | https://pim-kvc.soneparsea.com:3443/PictureServer/default.aspx/schneider-LV429760.pdf?81788B76AEAA939CBEAABDA9B7A95D80A679867E896D6062C0A9BA | COMPACT NSX100H MA MCCB 100A 3P | Compact NSX is the next-generation circuit breaker. A power monitoring unit enhances their invariably impeccable protective functions. For the first time, users can monitor both energy and power, offering new performance in a remarkably compact device. Applications: Protection and management of LV electrical installations | Rated operating voltage | 220...690V
| 1 | Circuit Breakers and Fuses | Circuit Breakers | Motor Protection Circuit Breakers | COMPACT NSX100H MA MCCB 3P 100A | 2004049 | LV429760 | SCHNEIDER ELECTRIC | 9935 | https://pim-kvc.soneparsea.com:3443/PictureServer/default.aspx/schneider-LV429760_Image1.jpg?A3889C9397807479A2A1C7A8BAA5959DB4AAC6729E8D6466897C8A75B1809D95B7AA8573BCA797 | https://pim-kvc.soneparsea.com:3443/PictureServer/default.aspx/schneider-LV429760.pdf?81788B76AEAA939CBEAABDA9B7A95D80A679867E896D6062C0A9BA | COMPACT NSX100H MA MCCB 100A 3P | Compact NSX is the next-generation circuit breaker. A power monitoring unit enhances their invariably impeccable protective functions. For the first time, users can monitor both energy and power, offering new performance in a remarkably compact device. Applications: Protection and management of LV electrical installations | Rated permanent current Iu | 100A
| 1 | Circuit Breakers and Fuses | Circuit Breakers | Motor Protection Circuit Breakers | COMPACT NSX100H MA MCCB 3P 100A | 2004049 | LV429760 | SCHNEIDER ELECTRIC | 9935 | https://pim-kvc.soneparsea.com:3443/PictureServer/default.aspx/schneider-LV429760_Image1.jpg?A3889C9397807479A2A1C7A8BAA5959DB4AAC6729E8D6466897C8A75B1809D95B7AA8573BCA797 | https://pim-kvc.soneparsea.com:3443/PictureServer/default.aspx/schneider-LV429760.pdf?81788B76AEAA939CBEAABDA9B7A95D80A679867E896D6062C0A9BA | COMPACT NSX100H MA MCCB 100A 3P | Compact NSX is the next-generation circuit breaker. A power monitoring unit enhances their invariably impeccable protective functions. For the first time, users can monitor both energy and power, offering new performance in a remarkably compact device. Applications: Protection and management of LV electrical installations | Type of electrical connection of main circuit | Screw connection
| 1 | Circuit Breakers and Fuses | Circuit Breakers | Motor Protection Circuit Breakers | COMPACT NSX100H MA MCCB 3P 100A | 2004049 | LV429760 | SCHNEIDER ELECTRIC | 9935 | https://pim-kvc.soneparsea.com:3443/PictureServer/default.aspx/schneider-LV429760_Image1.jpg?A3889C9397807479A2A1C7A8BAA5959DB4AAC6729E8D6466897C8A75B1809D95B7AA8573BCA797 | https://pim-kvc.soneparsea.com:3443/PictureServer/default.aspx/schneider-LV429760.pdf?81788B76AEAA939CBEAABDA9B7A95D80A679867E896D6062C0A9BA | COMPACT NSX100H MA MCCB 100A 3P | Compact NSX is the next-generation circuit breaker. A power monitoring unit enhances their invariably impeccable protective functions. For the first time, users can monitor both energy and power, offering new performance in a remarkably compact device. Applications: Protection and management of LV electrical installations | Type of control element | Other
| 1 | Circuit Breakers and Fuses | Circuit Breakers | Motor Protection Circuit Breakers | COMPACT NSX100H MA MCCB 3P 100A | 2004049 | LV429760 | SCHNEIDER ELECTRIC | 9935 | https://pim-kvc.soneparsea.com:3443/PictureServer/default.aspx/schneider-LV429760_Image1.jpg?A3889C9397807479A2A1C7A8BAA5959DB4AAC6729E8D6466897C8A75B1809D95B7AA8573BCA797 | https://pim-kvc.soneparsea.com:3443/PictureServer/default.aspx/schneider-LV429760.pdf?81788B76AEAA939CBEAABDA9B7A95D80A679867E896D6062C0A9BA | COMPACT NSX100H MA MCCB 100A 3P | Compact NSX is the next-generation circuit breaker. A power monitoring unit enhances their invariably impeccable protective functions. For the first time, users can monitor both energy and power, offering new performance in a remarkably compact device. Applications: Protection and management of LV electrical installations | Device construction | Built-in device fixed built-in technique
| 1 | Circuit Breakers and Fuses | Circuit Breakers | Motor Protection Circuit Breakers | COMPACT NSX100H MA MCCB 3P 100A | 2004049 | LV429760 | SCHNEIDER ELECTRIC | 9935 | https://pim-kvc.soneparsea.com:3443/PictureServer/default.aspx/schneider-LV429760_Image1.jpg?A3889C9397807479A2A1C7A8BAA5959DB4AAC6729E8D6466897C8A75B1809D95B7AA8573BCA797 | https://pim-kvc.soneparsea.com:3443/PictureServer/default.aspx/schneider-LV429760.pdf?81788B76AEAA939CBEAABDA9B7A95D80A679867E896D6062C0A9BA | COMPACT NSX100H MA MCCB 100A 3P | Compact NSX is the next-generation circuit breaker. A power monitoring unit enhances their invariably impeccable protective functions. For the first time, users can monitor both energy and power, offering new performance in a remarkably compact device. Applications: Protection and management of LV electrical installations | With integrated auxiliary switch | no
| 1 | Circuit Breakers and Fuses | Circuit Breakers | Motor Protection Circuit Breakers | COMPACT NSX100H MA MCCB 3P 100A | 2004049 | LV429760 | SCHNEIDER ELECTRIC | 9935 | https://pim-kvc.soneparsea.com:3443/PictureServer/default.aspx/schneider-LV429760_Image1.jpg?A3889C9397807479A2A1C7A8BAA5959DB4AAC6729E8D6466897C8A75B1809D95B7AA8573BCA797 | https://pim-kvc.soneparsea.com:3443/PictureServer/default.aspx/schneider-LV429760.pdf?81788B76AEAA939CBEAABDA9B7A95D80A679867E896D6062C0A9BA | COMPACT NSX100H MA MCCB 100A 3P | Compact NSX is the next-generation circuit breaker. A power monitoring unit enhances their invariably impeccable protective functions. For the first time, users can monitor both energy and power, offering new performance in a remarkably compact device. Applications: Protection and management of LV electrical installations | With integrated under voltage release | no
| 1 | Circuit Breakers and Fuses | Circuit Breakers | Motor Protection Circuit Breakers | COMPACT NSX100H MA MCCB 3P 100A | 2004049 | LV429760 | SCHNEIDER ELECTRIC | 9935 | https://pim-kvc.soneparsea.com:3443/PictureServer/default.aspx/schneider-LV429760_Image1.jpg?A3889C9397807479A2A1C7A8BAA5959DB4AAC6729E8D6466897C8A75B1809D95B7AA8573BCA797 | https://pim-kvc.soneparsea.com:3443/PictureServer/default.aspx/schneider-LV429760.pdf?81788B76AEAA939CBEAABDA9B7A95D80A679867E896D6062C0A9BA | COMPACT NSX100H MA MCCB 100A 3P | Compact NSX is the next-generation circuit breaker. A power monitoring unit enhances their invariably impeccable protective functions. For the first time, users can monitor both energy and power, offering new performance in a remarkably compact device. Applications: Protection and management of LV electrical installations | Number of poles | 3
| 1 | Circuit Breakers and Fuses | Circuit Breakers | Motor Protection Circuit Breakers | COMPACT NSX100H MA MCCB 3P 100A | 2004049 | LV429760 | SCHNEIDER ELECTRIC | 9935 | https://pim-kvc.soneparsea.com:3443/PictureServer/default.aspx/schneider-LV429760_Image1.jpg?A3889C9397807479A2A1C7A8BAA5959DB4AAC6729E8D6466897C8A75B1809D95B7AA8573BCA797 | https://pim-kvc.soneparsea.com:3443/PictureServer/default.aspx/schneider-LV429760.pdf?81788B76AEAA939CBEAABDA9B7A95D80A679867E896D6062C0A9BA | COMPACT NSX100H MA MCCB 100A 3P | Compact NSX is the next-generation circuit breaker. A power monitoring unit enhances their invariably impeccable protective functions. For the first time, users can monitor both energy and power, offering new performance in a remarkably compact device. Applications: Protection and management of LV electrical installations | Rated short-circuit breaking capacity lcu at 400 V, AC | 70kA
| 1 | Circuit Breakers and Fuses | Circuit Breakers | Motor Protection Circuit Breakers | COMPACT NSX100H MA MCCB 3P 100A | 2004049 | LV429760 | SCHNEIDER ELECTRIC | 9935 | https://pim-kvc.soneparsea.com:3443/PictureServer/default.aspx/schneider-LV429760_Image1.jpg?A3889C9397807479A2A1C7A8BAA5959DB4AAC6729E8D6466897C8A75B1809D95B7AA8573BCA797 | https://pim-kvc.soneparsea.com:3443/PictureServer/default.aspx/schneider-LV429760.pdf?81788B76AEAA939CBEAABDA9B7A95D80A679867E896D6062C0A9BA | COMPACT NSX100H MA MCCB 100A 3P | Compact NSX is the next-generation circuit breaker. A power monitoring unit enhances their invariably impeccable protective functions. For the first time, users can monitor both energy and power, offering new performance in a remarkably compact device. Applications: Protection and management of LV electrical installations | Degree of protection (IP) | IP30
| 1 | Circuit Breakers and Fuses | Circuit Breakers | Motor Protection Circuit Breakers | COMPACT NSX100H MA MCCB 3P 100A | 2004049 | LV429760 | SCHNEIDER ELECTRIC | 9935 | https://pim-kvc.soneparsea.com:3443/PictureServer/default.aspx/schneider-LV429760_Image1.jpg?A3889C9397807479A2A1C7A8BAA5959DB4AAC6729E8D6466897C8A75B1809D95B7AA8573BCA797 | https://pim-kvc.soneparsea.com:3443/PictureServer/default.aspx/schneider-LV429760.pdf?81788B76AEAA939CBEAABDA9B7A95D80A679867E896D6062C0A9BA | COMPACT NSX100H MA MCCB 100A 3P | Compact NSX is the next-generation circuit breaker. A power monitoring unit enhances their invariably impeccable protective functions. For the first time, users can monitor both energy and power, offering new performance in a remarkably compact device. Applications: Protection and management of LV electrical installations | Height | 161mm
| 1 | Circuit Breakers and Fuses | Circuit Breakers | Motor Protection Circuit Breakers | COMPACT NSX100H MA MCCB 3P 100A | 2004049 | LV429760 | SCHNEIDER ELECTRIC | 9935 | https://pim-kvc.soneparsea.com:3443/PictureServer/default.aspx/schneider-LV429760_Image1.jpg?A3889C9397807479A2A1C7A8BAA5959DB4AAC6729E8D6466897C8A75B1809D95B7AA8573BCA797 | https://pim-kvc.soneparsea.com:3443/PictureServer/default.aspx/schneider-LV429760.pdf?81788B76AEAA939CBEAABDA9B7A95D80A679867E896D6062C0A9BA | COMPACT NSX100H MA MCCB 100A 3P | Compact NSX is the next-generation circuit breaker. A power monitoring unit enhances their invariably impeccable protective functions. For the first time, users can monitor both energy and power, offering new performance in a remarkably compact device. Applications: Protection and management of LV electrical installations | Width | 105mm
| 1 | Circuit Breakers and Fuses | Circuit Breakers | Motor Protection Circuit Breakers | COMPACT NSX100H MA MCCB 3P 100A | 2004049 | LV429760 | SCHNEIDER ELECTRIC | 9935 | https://pim-kvc.soneparsea.com:3443/PictureServer/default.aspx/schneider-LV429760_Image1.jpg?A3889C9397807479A2A1C7A8BAA5959DB4AAC6729E8D6466897C8A75B1809D95B7AA8573BCA797 | https://pim-kvc.soneparsea.com:3443/PictureServer/default.aspx/schneider-LV429760.pdf?81788B76AEAA939CBEAABDA9B7A95D80A679867E896D6062C0A9BA | COMPACT NSX100H MA MCCB 100A 3P | Compact NSX is the next-generation circuit breaker. A power monitoring unit enhances their invariably impeccable protective functions. For the first time, users can monitor both energy and power, offering new performance in a remarkably compact device. Applications: Protection and management of LV electrical installations | Depth | 86mm
| 2 | Circuit Breakers and Fuses | Circuit Breakers | Motor Protection Circuit Breakers | TESYS DECA MOTOR CIRCUIT BREAKER 0.4A-0.63A THERMAL MAGNETIC | 2004304 | GV2P04 | SCHNEIDER ELECTRIC | 3300 | https://pim-kvc.soneparsea.com:3443/PictureServer/default.aspx/schneider-gv2p04_Image1.jpg?A3889C9397807479A2A1C7A8BAA5959DB4AAC672B9AD62A48079B38EBF9897998173BEB5B9 | https://pim-kvc.soneparsea.com:3443/PictureServer/default.aspx/schneider-gv2p04_Datasheet1.pdf?A3889C9397807479A2A1C7A8BAA5959DB4AAC672B9AD62A48079B389B3AB91A7B8AAB9B98365A098B6 | TESYS DECA MOTOR CIRCUIT BREAKER 0.4A-0.63A THERMAL MAGNETIC TRIP UNIT | The GV2P products have an additional UL 508 type E rating as a stand alone self-protected manual combination starter. | Overload release current setting | 0.4...0.63A
| 2 | Circuit Breakers and Fuses | Circuit Breakers | Motor Protection Circuit Breakers | TESYS DECA MOTOR CIRCUIT BREAKER 0.4A-0.63A THERMAL MAGNETIC | 2004304 | GV2P04 | SCHNEIDER ELECTRIC | 3300 | https://pim-kvc.soneparsea.com:3443/PictureServer/default.aspx/schneider-gv2p04_Image1.jpg?A3889C9397807479A2A1C7A8BAA5959DB4AAC672B9AD62A48079B38EBF9897998173BEB5B9 | https://pim-kvc.soneparsea.com:3443/PictureServer/default.aspx/schneider-gv2p04_Datasheet1.pdf?A3889C9397807479A2A1C7A8BAA5959DB4AAC672B9AD62A48079B389B3AB91A7B8AAB9B98365A098B6 | TESYS DECA MOTOR CIRCUIT BREAKER 0.4A-0.63A THERMAL MAGNETIC TRIP UNIT | The GV2P products have an additional UL 508 type E rating as a stand alone self-protected manual combination starter. | Adjustment range undelayed short-circuit release | 8...8A
| 2 | Circuit Breakers and Fuses | Circuit Breakers | Motor Protection Circuit Breakers | TESYS DECA MOTOR CIRCUIT BREAKER 0.4A-0.63A THERMAL MAGNETIC | 2004304 | GV2P04 | SCHNEIDER ELECTRIC | 3300 | https://pim-kvc.soneparsea.com:3443/PictureServer/default.aspx/schneider-gv2p04_Image1.jpg?A3889C9397807479A2A1C7A8BAA5959DB4AAC672B9AD62A48079B38EBF9897998173BEB5B9 | https://pim-kvc.soneparsea.com:3443/PictureServer/default.aspx/schneider-gv2p04_Datasheet1.pdf?A3889C9397807479A2A1C7A8BAA5959DB4AAC672B9AD62A48079B389B3AB91A7B8AAB9B98365A098B6 | TESYS DECA MOTOR CIRCUIT BREAKER 0.4A-0.63A THERMAL MAGNETIC TRIP UNIT | The GV2P products have an additional UL 508 type E rating as a stand alone self-protected manual combination starter. | Phase failure sensitive | yes
| 2 | Circuit Breakers and Fuses | Circuit Breakers | Motor Protection Circuit Breakers | TESYS DECA MOTOR CIRCUIT BREAKER 0.4A-0.63A THERMAL MAGNETIC | 2004304 | GV2P04 | SCHNEIDER ELECTRIC | 3300 | https://pim-kvc.soneparsea.com:3443/PictureServer/default.aspx/schneider-gv2p04_Image1.jpg?A3889C9397807479A2A1C7A8BAA5959DB4AAC672B9AD62A48079B38EBF9897998173BEB5B9 | https://pim-kvc.soneparsea.com:3443/PictureServer/default.aspx/schneider-gv2p04_Datasheet1.pdf?A3889C9397807479A2A1C7A8BAA5959DB4AAC672B9AD62A48079B389B3AB91A7B8AAB9B98365A098B6 | TESYS DECA MOTOR CIRCUIT BREAKER 0.4A-0.63A THERMAL MAGNETIC TRIP UNIT | The GV2P products have an additional UL 508 type E rating as a stand alone self-protected manual combination starter. | Switch off technique | Thermomagnetic
| 2 | Circuit Breakers and Fuses | Circuit Breakers | Motor Protection Circuit Breakers | TESYS DECA MOTOR CIRCUIT BREAKER 0.4A-0.63A THERMAL MAGNETIC | 2004304 | GV2P04 | SCHNEIDER ELECTRIC | 3300 | https://pim-kvc.soneparsea.com:3443/PictureServer/default.aspx/schneider-gv2p04_Image1.jpg?A3889C9397807479A2A1C7A8BAA5959DB4AAC672B9AD62A48079B38EBF9897998173BEB5B9 | https://pim-kvc.soneparsea.com:3443/PictureServer/default.aspx/schneider-gv2p04_Datasheet1.pdf?A3889C9397807479A2A1C7A8BAA5959DB4AAC672B9AD62A48079B389B3AB91A7B8AAB9B98365A098B6 | TESYS DECA MOTOR CIRCUIT BREAKER 0.4A-0.63A THERMAL MAGNETIC TRIP UNIT | The GV2P products have an additional UL 508 type E rating as a stand alone self-protected manual combination starter. | Rated operating voltage | 690...690V
| 2 | Circuit Breakers and Fuses | Circuit Breakers | Motor Protection Circuit Breakers | TESYS DECA MOTOR CIRCUIT BREAKER 0.4A-0.63A THERMAL MAGNETIC | 2004304 | GV2P04 | SCHNEIDER ELECTRIC | 3300 | https://pim-kvc.soneparsea.com:3443/PictureServer/default.aspx/schneider-gv2p04_Image1.jpg?A3889C9397807479A2A1C7A8BAA5959DB4AAC672B9AD62A48079B38EBF9897998173BEB5B9 | https://pim-kvc.soneparsea.com:3443/PictureServer/default.aspx/schneider-gv2p04_Datasheet1.pdf?A3889C9397807479A2A1C7A8BAA5959DB4AAC672B9AD62A48079B389B3AB91A7B8AAB9B98365A098B6 | TESYS DECA MOTOR CIRCUIT BREAKER 0.4A-0.63A THERMAL MAGNETIC TRIP UNIT | The GV2P products have an additional UL 508 type E rating as a stand alone self-protected manual combination starter. | Rated permanent current Iu | 0.63A
| 2 | Circuit Breakers and Fuses | Circuit Breakers | Motor Protection Circuit Breakers | TESYS DECA MOTOR CIRCUIT BREAKER 0.4A-0.63A THERMAL MAGNETIC | 2004304 | GV2P04 | SCHNEIDER ELECTRIC | 3300 | https://pim-kvc.soneparsea.com:3443/PictureServer/default.aspx/schneider-gv2p04_Image1.jpg?A3889C9397807479A2A1C7A8BAA5959DB4AAC672B9AD62A48079B38EBF9897998173BEB5B9 | https://pim-kvc.soneparsea.com:3443/PictureServer/default.aspx/schneider-gv2p04_Datasheet1.pdf?A3889C9397807479A2A1C7A8BAA5959DB4AAC672B9AD62A48079B389B3AB91A7B8AAB9B98365A098B6 | TESYS DECA MOTOR CIRCUIT BREAKER 0.4A-0.63A THERMAL MAGNETIC TRIP UNIT | The GV2P products have an additional UL 508 type E rating as a stand alone self-protected manual combination starter. | Rated operation power at AC-3, 230 V | 0kW
| 2 | Circuit Breakers and Fuses | Circuit Breakers | Motor Protection Circuit Breakers | TESYS DECA MOTOR CIRCUIT BREAKER 0.4A-0.63A THERMAL MAGNETIC | 2004304 | GV2P04 | SCHNEIDER ELECTRIC | 3300 | https://pim-kvc.soneparsea.com:3443/PictureServer/default.aspx/schneider-gv2p04_Image1.jpg?A3889C9397807479A2A1C7A8BAA5959DB4AAC672B9AD62A48079B38EBF9897998173BEB5B9 | https://pim-kvc.soneparsea.com:3443/PictureServer/default.aspx/schneider-gv2p04_Datasheet1.pdf?A3889C9397807479A2A1C7A8BAA5959DB4AAC672B9AD62A48079B389B3AB91A7B8AAB9B98365A098B6 | TESYS DECA MOTOR CIRCUIT BREAKER 0.4A-0.63A THERMAL MAGNETIC TRIP UNIT | The GV2P products have an additional UL 508 type E rating as a stand alone self-protected manual combination starter. | Rated operation power at AC-3, 400 V | 0.18kW
| 2 | Circuit Breakers and Fuses | Circuit Breakers | Motor Protection Circuit Breakers | TESYS DECA MOTOR CIRCUIT BREAKER 0.4A-0.63A THERMAL MAGNETIC | 2004304 | GV2P04 | SCHNEIDER ELECTRIC | 3300 | https://pim-kvc.soneparsea.com:3443/PictureServer/default.aspx/schneider-gv2p04_Image1.jpg?A3889C9397807479A2A1C7A8BAA5959DB4AAC672B9AD62A48079B38EBF9897998173BEB5B9 | https://pim-kvc.soneparsea.com:3443/PictureServer/default.aspx/schneider-gv2p04_Datasheet1.pdf?A3889C9397807479A2A1C7A8BAA5959DB4AAC672B9AD62A48079B389B3AB91A7B8AAB9B98365A098B6 | TESYS DECA MOTOR CIRCUIT BREAKER 0.4A-0.63A THERMAL MAGNETIC TRIP UNIT | The GV2P products have an additional UL 508 type E rating as a stand alone self-protected manual combination starter. | Type of electrical connection of main circuit | Screw connection
| 2 | Circuit Breakers and Fuses | Circuit Breakers | Motor Protection Circuit Breakers | TESYS DECA MOTOR CIRCUIT BREAKER 0.4A-0.63A THERMAL MAGNETIC | 2004304 | GV2P04 | SCHNEIDER ELECTRIC | 3300 | https://pim-kvc.soneparsea.com:3443/PictureServer/default.aspx/schneider-gv2p04_Image1.jpg?A3889C9397807479A2A1C7A8BAA5959DB4AAC672B9AD62A48079B38EBF9897998173BEB5B9 | https://pim-kvc.soneparsea.com:3443/PictureServer/default.aspx/schneider-gv2p04_Datasheet1.pdf?A3889C9397807479A2A1C7A8BAA5959DB4AAC672B9AD62A48079B389B3AB91A7B8AAB9B98365A098B6 | TESYS DECA MOTOR CIRCUIT BREAKER 0.4A-0.63A THERMAL MAGNETIC TRIP UNIT | The GV2P products have an additional UL 508 type E rating as a stand alone self-protected manual combination starter. | Type of control element | Turn button
| 2 | Circuit Breakers and Fuses | Circuit Breakers | Motor Protection Circuit Breakers | TESYS DECA MOTOR CIRCUIT BREAKER 0.4A-0.63A THERMAL MAGNETIC | 2004304 | GV2P04 | SCHNEIDER ELECTRIC | 3300 | https://pim-kvc.soneparsea.com:3443/PictureServer/default.aspx/schneider-gv2p04_Image1.jpg?A3889C9397807479A2A1C7A8BAA5959DB4AAC672B9AD62A48079B38EBF9897998173BEB5B9 | https://pim-kvc.soneparsea.com:3443/PictureServer/default.aspx/schneider-gv2p04_Datasheet1.pdf?A3889C9397807479A2A1C7A8BAA5959DB4AAC672B9AD62A48079B389B3AB91A7B8AAB9B98365A098B6 | TESYS DECA MOTOR CIRCUIT BREAKER 0.4A-0.63A THERMAL MAGNETIC TRIP UNIT | The GV2P products have an additional UL 508 type E rating as a stand alone self-protected manual combination starter. | Device construction | Complete device in housing
| 2 | Circuit Breakers and Fuses | Circuit Breakers | Motor Protection Circuit Breakers | TESYS DECA MOTOR CIRCUIT BREAKER 0.4A-0.63A THERMAL MAGNETIC | 2004304 | GV2P04 | SCHNEIDER ELECTRIC | 3300 | https://pim-kvc.soneparsea.com:3443/PictureServer/default.aspx/schneider-gv2p04_Image1.jpg?A3889C9397807479A2A1C7A8BAA5959DB4AAC672B9AD62A48079B38EBF9897998173BEB5B9 | https://pim-kvc.soneparsea.com:3443/PictureServer/default.aspx/schneider-gv2p04_Datasheet1.pdf?A3889C9397807479A2A1C7A8BAA5959DB4AAC672B9AD62A48079B389B3AB91A7B8AAB9B98365A098B6 | TESYS DECA MOTOR CIRCUIT BREAKER 0.4A-0.63A THERMAL MAGNETIC TRIP UNIT | The GV2P products have an additional UL 508 type E rating as a stand alone self-protected manual combination starter. | With integrated auxiliary switch | no
| 2 | Circuit Breakers and Fuses | Circuit Breakers | Motor Protection Circuit Breakers | TESYS DECA MOTOR CIRCUIT BREAKER 0.4A-0.63A THERMAL MAGNETIC | 2004304 | GV2P04 | SCHNEIDER ELECTRIC | 3300 | https://pim-kvc.soneparsea.com:3443/PictureServer/default.aspx/schneider-gv2p04_Image1.jpg?A3889C9397807479A2A1C7A8BAA5959DB4AAC672B9AD62A48079B38EBF9897998173BEB5B9 | https://pim-kvc.soneparsea.com:3443/PictureServer/default.aspx/schneider-gv2p04_Datasheet1.pdf?A3889C9397807479A2A1C7A8BAA5959DB4AAC672B9AD62A48079B389B3AB91A7B8AAB9B98365A098B6 | TESYS DECA MOTOR CIRCUIT BREAKER 0.4A-0.63A THERMAL MAGNETIC TRIP UNIT | The GV2P products have an additional UL 508 type E rating as a stand alone self-protected manual combination starter. | With integrated under voltage release | no
| 2 | Circuit Breakers and Fuses | Circuit Breakers | Motor Protection Circuit Breakers | TESYS DECA MOTOR CIRCUIT BREAKER 0.4A-0.63A THERMAL MAGNETIC | 2004304 | GV2P04 | SCHNEIDER ELECTRIC | 3300 | https://pim-kvc.soneparsea.com:3443/PictureServer/default.aspx/schneider-gv2p04_Image1.jpg?A3889C9397807479A2A1C7A8BAA5959DB4AAC672B9AD62A48079B38EBF9897998173BEB5B9 | https://pim-kvc.soneparsea.com:3443/PictureServer/default.aspx/schneider-gv2p04_Datasheet1.pdf?A3889C9397807479A2A1C7A8BAA5959DB4AAC672B9AD62A48079B389B3AB91A7B8AAB9B98365A098B6 | TESYS DECA MOTOR CIRCUIT BREAKER 0.4A-0.63A THERMAL MAGNETIC TRIP UNIT | The GV2P products have an additional UL 508 type E rating as a stand alone self-protected manual combination starter. | Number of poles | 3
| 2 | Circuit Breakers and Fuses | Circuit Breakers | Motor Protection Circuit Breakers | TESYS DECA MOTOR CIRCUIT BREAKER 0.4A-0.63A THERMAL MAGNETIC | 2004304 | GV2P04 | SCHNEIDER ELECTRIC | 3300 | https://pim-kvc.soneparsea.com:3443/PictureServer/default.aspx/schneider-gv2p04_Image1.jpg?A3889C9397807479A2A1C7A8BAA5959DB4AAC672B9AD62A48079B38EBF9897998173BEB5B9 | https://pim-kvc.soneparsea.com:3443/PictureServer/default.aspx/schneider-gv2p04_Datasheet1.pdf?A3889C9397807479A2A1C7A8BAA5959DB4AAC672B9AD62A48079B389B3AB91A7B8AAB9B98365A098B6 | TESYS DECA MOTOR CIRCUIT BREAKER 0.4A-0.63A THERMAL MAGNETIC TRIP UNIT | The GV2P products have an additional UL 508 type E rating as a stand alone self-protected manual combination starter. | Rated short-circuit breaking capacity lcu at 400 V, AC | 100kA
| 2 | Circuit Breakers and Fuses | Circuit Breakers | Motor Protection Circuit Breakers | TESYS DECA MOTOR CIRCUIT BREAKER 0.4A-0.63A THERMAL MAGNETIC | 2004304 | GV2P04 | SCHNEIDER ELECTRIC | 3300 | https://pim-kvc.soneparsea.com:3443/PictureServer/default.aspx/schneider-gv2p04_Image1.jpg?A3889C9397807479A2A1C7A8BAA5959DB4AAC672B9AD62A48079B38EBF9897998173BEB5B9 | https://pim-kvc.soneparsea.com:3443/PictureServer/default.aspx/schneider-gv2p04_Datasheet1.pdf?A3889C9397807479A2A1C7A8BAA5959DB4AAC672B9AD62A48079B389B3AB91A7B8AAB9B98365A098B6 | TESYS DECA MOTOR CIRCUIT BREAKER 0.4A-0.63A THERMAL MAGNETIC TRIP UNIT | The GV2P products have an additional UL 508 type E rating as a stand alone self-protected manual combination starter. | Degree of protection (IP) | IP20
| 2 | Circuit Breakers and Fuses | Circuit Breakers | Motor Protection Circuit Breakers | TESYS DECA MOTOR CIRCUIT BREAKER 0.4A-0.63A THERMAL MAGNETIC | 2004304 | GV2P04 | SCHNEIDER ELECTRIC | 3300 | https://pim-kvc.soneparsea.com:3443/PictureServer/default.aspx/schneider-gv2p04_Image1.jpg?A3889C9397807479A2A1C7A8BAA5959DB4AAC672B9AD62A48079B38EBF9897998173BEB5B9 | https://pim-kvc.soneparsea.com:3443/PictureServer/default.aspx/schneider-gv2p04_Datasheet1.pdf?A3889C9397807479A2A1C7A8BAA5959DB4AAC672B9AD62A48079B389B3AB91A7B8AAB9B98365A098B6 | TESYS DECA MOTOR CIRCUIT BREAKER 0.4A-0.63A THERMAL MAGNETIC TRIP UNIT | The GV2P products have an additional UL 508 type E rating as a stand alone self-protected manual combination starter. | Height | 89mm
| 2 | Circuit Breakers and Fuses | Circuit Breakers | Motor Protection Circuit Breakers | TESYS DECA MOTOR CIRCUIT BREAKER 0.4A-0.63A THERMAL MAGNETIC | 2004304 | GV2P04 | SCHNEIDER ELECTRIC | 3300 | https://pim-kvc.soneparsea.com:3443/PictureServer/default.aspx/schneider-gv2p04_Image1.jpg?A3889C9397807479A2A1C7A8BAA5959DB4AAC672B9AD62A48079B38EBF9897998173BEB5B9 | https://pim-kvc.soneparsea.com:3443/PictureServer/default.aspx/schneider-gv2p04_Datasheet1.pdf?A3889C9397807479A2A1C7A8BAA5959DB4AAC672B9AD62A48079B389B3AB91A7B8AAB9B98365A098B6 | TESYS DECA MOTOR CIRCUIT BREAKER 0.4A-0.63A THERMAL MAGNETIC TRIP UNIT | The GV2P products have an additional UL 508 type E rating as a stand alone self-protected manual combination starter. | Width | 44.5mm
| 2 | Circuit Breakers and Fuses | Circuit Breakers | Motor Protection Circuit Breakers | TESYS DECA MOTOR CIRCUIT BREAKER 0.4A-0.63A THERMAL MAGNETIC | 2004304 | GV2P04 | SCHNEIDER ELECTRIC | 3300 | https://pim-kvc.soneparsea.com:3443/PictureServer/default.aspx/schneider-gv2p04_Image1.jpg?A3889C9397807479A2A1C7A8BAA5959DB4AAC672B9AD62A48079B38EBF9897998173BEB5B9 | https://pim-kvc.soneparsea.com:3443/PictureServer/default.aspx/schneider-gv2p04_Datasheet1.pdf?A3889C9397807479A2A1C7A8BAA5959DB4AAC672B9AD62A48079B389B3AB91A7B8AAB9B98365A098B6 | TESYS DECA MOTOR CIRCUIT BREAKER 0.4A-0.63A THERMAL MAGNETIC TRIP UNIT | The GV2P products have an additional UL 508 type E rating as a stand alone self-protected manual combination starter. | Depth | 97mm
| 2 | Circuit Breakers and Fuses | Circuit Breakers | Motor Protection Circuit Breakers | TESYS DECA MOTOR CIRCUIT BREAKER 0.4A-0.63A THERMAL MAGNETIC | 2004304 | GV2P04 | SCHNEIDER ELECTRIC | 3300 | https://pim-kvc.soneparsea.com:3443/PictureServer/default.aspx/schneider-gv2p04_Image1.jpg?A3889C9397807479A2A1C7A8BAA5959DB4AAC672B9AD62A48079B38EBF9897998173BEB5B9 | https://pim-kvc.soneparsea.com:3443/PictureServer/default.aspx/schneider-gv2p04_Datasheet1.pdf?A3889C9397807479A2A1C7A8BAA5959DB4AAC672B9AD62A48079B389B3AB91A7B8AAB9B98365A098B6 | TESYS DECA MOTOR CIRCUIT BREAKER 0.4A-0.63A THERMAL MAGNETIC TRIP UNIT | The GV2P products have an additional UL 508 type E rating as a stand alone self-protected manual combination starter. | Overload release current setting | 0.4...0.63A
| 2 | Circuit Breakers and Fuses | Circuit Breakers | Motor Protection Circuit Breakers | TESYS DECA MOTOR CIRCUIT BREAKER 0.4A-0.63A THERMAL MAGNETIC | 2004304 | GV2P04 | SCHNEIDER ELECTRIC | 3300 | https://pim-kvc.soneparsea.com:3443/PictureServer/default.aspx/schneider-gv2p04_Image1.jpg?A3889C9397807479A2A1C7A8BAA5959DB4AAC672B9AD62A48079B38EBF9897998173BEB5B9 | https://pim-kvc.soneparsea.com:3443/PictureServer/default.aspx/schneider-gv2p04_Datasheet1.pdf?A3889C9397807479A2A1C7A8BAA5959DB4AAC672B9AD62A48079B389B3AB91A7B8AAB9B98365A098B6 | TESYS DECA MOTOR CIRCUIT BREAKER 0.4A-0.63A THERMAL MAGNETIC TRIP UNIT | The GV2P products have an additional UL 508 type E rating as a stand alone self-protected manual combination starter. | Adjustment range undelayed short-circuit release | 8...8A
| 2 | Circuit Breakers and Fuses | Circuit Breakers | Motor Protection Circuit Breakers | TESYS DECA MOTOR CIRCUIT BREAKER 0.4A-0.63A THERMAL MAGNETIC | 2004304 | GV2P04 | SCHNEIDER ELECTRIC | 3300 | https://pim-kvc.soneparsea.com:3443/PictureServer/default.aspx/schneider-gv2p04_Image1.jpg?A3889C9397807479A2A1C7A8BAA5959DB4AAC672B9AD62A48079B38EBF9897998173BEB5B9 | https://pim-kvc.soneparsea.com:3443/PictureServer/default.aspx/schneider-gv2p04_Datasheet1.pdf?A3889C9397807479A2A1C7A8BAA5959DB4AAC672B9AD62A48079B389B3AB91A7B8AAB9B98365A098B6 | TESYS DECA MOTOR CIRCUIT BREAKER 0.4A-0.63A THERMAL MAGNETIC TRIP UNIT | The GV2P products have an additional UL 508 type E rating as a stand alone self-protected manual combination starter. | Phase failure sensitive | yes
| 2 | Circuit Breakers and Fuses | Circuit Breakers | Motor Protection Circuit Breakers | TESYS DECA MOTOR CIRCUIT BREAKER 0.4A-0.63A THERMAL MAGNETIC | 2004304 | GV2P04 | SCHNEIDER ELECTRIC | 3300 | https://pim-kvc.soneparsea.com:3443/PictureServer/default.aspx/schneider-gv2p04_Image1.jpg?A3889C9397807479A2A1C7A8BAA5959DB4AAC672B9AD62A48079B38EBF9897998173BEB5B9 | https://pim-kvc.soneparsea.com:3443/PictureServer/default.aspx/schneider-gv2p04_Datasheet1.pdf?A3889C9397807479A2A1C7A8BAA5959DB4AAC672B9AD62A48079B389B3AB91A7B8AAB9B98365A098B6 | TESYS DECA MOTOR CIRCUIT BREAKER 0.4A-0.63A THERMAL MAGNETIC TRIP UNIT | The GV2P products have an additional UL 508 type E rating as a stand alone self-protected manual combination starter. | Switch off technique | Thermomagnetic
| 2 | Circuit Breakers and Fuses | Circuit Breakers | Motor Protection Circuit Breakers | TESYS DECA MOTOR CIRCUIT BREAKER 0.4A-0.63A THERMAL MAGNETIC | 2004304 | GV2P04 | SCHNEIDER ELECTRIC | 3300 | https://pim-kvc.soneparsea.com:3443/PictureServer/default.aspx/schneider-gv2p04_Image1.jpg?A3889C9397807479A2A1C7A8BAA5959DB4AAC672B9AD62A48079B38EBF9897998173BEB5B9 | https://pim-kvc.soneparsea.com:3443/PictureServer/default.aspx/schneider-gv2p04_Datasheet1.pdf?A3889C9397807479A2A1C7A8BAA5959DB4AAC672B9AD62A48079B389B3AB91A7B8AAB9B98365A098B6 | TESYS DECA MOTOR CIRCUIT BREAKER 0.4A-0.63A THERMAL MAGNETIC TRIP UNIT | The GV2P products have an additional UL 508 type E rating as a stand alone self-protected manual combination starter. | Rated operating voltage | 690...690V
| 2 | Circuit Breakers and Fuses | Circuit Breakers | Motor Protection Circuit Breakers | TESYS DECA MOTOR CIRCUIT BREAKER 0.4A-0.63A THERMAL MAGNETIC | 2004304 | GV2P04 | SCHNEIDER ELECTRIC | 3300 | https://pim-kvc.soneparsea.com:3443/PictureServer/default.aspx/schneider-gv2p04_Image1.jpg?A3889C9397807479A2A1C7A8BAA5959DB4AAC672B9AD62A48079B38EBF9897998173BEB5B9 | https://pim-kvc.soneparsea.com:3443/PictureServer/default.aspx/schneider-gv2p04_Datasheet1.pdf?A3889C9397807479A2A1C7A8BAA5959DB4AAC672B9AD62A48079B389B3AB91A7B8AAB9B98365A098B6 | TESYS DECA MOTOR CIRCUIT BREAKER 0.4A-0.63A THERMAL MAGNETIC TRIP UNIT | The GV2P products have an additional UL 508 type E rating as a stand alone self-protected manual combination starter. | Rated permanent current Iu | 0.63A
| 2 | Circuit Breakers and Fuses | Circuit Breakers | Motor Protection Circuit Breakers | TESYS DECA MOTOR CIRCUIT BREAKER 0.4A-0.63A THERMAL MAGNETIC | 2004304 | GV2P04 | SCHNEIDER ELECTRIC | 3300 | https://pim-kvc.soneparsea.com:3443/PictureServer/default.aspx/schneider-gv2p04_Image1.jpg?A3889C9397807479A2A1C7A8BAA5959DB4AAC672B9AD62A48079B38EBF9897998173BEB5B9 | https://pim-kvc.soneparsea.com:3443/PictureServer/default.aspx/schneider-gv2p04_Datasheet1.pdf?A3889C9397807479A2A1C7A8BAA5959DB4AAC672B9AD62A48079B389B3AB91A7B8AAB9B98365A098B6 | TESYS DECA MOTOR CIRCUIT BREAKER 0.4A-0.63A THERMAL MAGNETIC TRIP UNIT | The GV2P products have an additional UL 508 type E rating as a stand alone self-protected manual combination starter. | Rated operation power at AC-3, 230 V | 0kW
| 2 | Circuit Breakers and Fuses | Circuit Breakers | Motor Protection Circuit Breakers | TESYS DECA MOTOR CIRCUIT BREAKER 0.4A-0.63A THERMAL MAGNETIC | 2004304 | GV2P04 | SCHNEIDER ELECTRIC | 3300 | https://pim-kvc.soneparsea.com:3443/PictureServer/default.aspx/schneider-gv2p04_Image1.jpg?A3889C9397807479A2A1C7A8BAA5959DB4AAC672B9AD62A48079B38EBF9897998173BEB5B9 | https://pim-kvc.soneparsea.com:3443/PictureServer/default.aspx/schneider-gv2p04_Datasheet1.pdf?A3889C9397807479A2A1C7A8BAA5959DB4AAC672B9AD62A48079B389B3AB91A7B8AAB9B98365A098B6 | TESYS DECA MOTOR CIRCUIT BREAKER 0.4A-0.63A THERMAL MAGNETIC TRIP UNIT | The GV2P products have an additional UL 508 type E rating as a stand alone self-protected manual combination starter. | Rated operation power at AC-3, 400 V | 0.18kW
| 2 | Circuit Breakers and Fuses | Circuit Breakers | Motor Protection Circuit Breakers | TESYS DECA MOTOR CIRCUIT BREAKER 0.4A-0.63A THERMAL MAGNETIC | 2004304 | GV2P04 | SCHNEIDER ELECTRIC | 3300 | https://pim-kvc.soneparsea.com:3443/PictureServer/default.aspx/schneider-gv2p04_Image1.jpg?A3889C9397807479A2A1C7A8BAA5959DB4AAC672B9AD62A48079B38EBF9897998173BEB5B9 | https://pim-kvc.soneparsea.com:3443/PictureServer/default.aspx/schneider-gv2p04_Datasheet1.pdf?A3889C9397807479A2A1C7A8BAA5959DB4AAC672B9AD62A48079B389B3AB91A7B8AAB9B98365A098B6 | TESYS DECA MOTOR CIRCUIT BREAKER 0.4A-0.63A THERMAL MAGNETIC TRIP UNIT | The GV2P products have an additional UL 508 type E rating as a stand alone self-protected manual combination starter. | Type of electrical connection of main circuit | Screw connection
| 2 | Circuit Breakers and Fuses | Circuit Breakers | Motor Protection Circuit Breakers | TESYS DECA MOTOR CIRCUIT BREAKER 0.4A-0.63A THERMAL MAGNETIC | 2004304 | GV2P04 | SCHNEIDER ELECTRIC | 3300 | https://pim-kvc.soneparsea.com:3443/PictureServer/default.aspx/schneider-gv2p04_Image1.jpg?A3889C9397807479A2A1C7A8BAA5959DB4AAC672B9AD62A48079B38EBF9897998173BEB5B9 | https://pim-kvc.soneparsea.com:3443/PictureServer/default.aspx/schneider-gv2p04_Datasheet1.pdf?A3889C9397807479A2A1C7A8BAA5959DB4AAC672B9AD62A48079B389B3AB91A7B8AAB9B98365A098B6 | TESYS DECA MOTOR CIRCUIT BREAKER 0.4A-0.63A THERMAL MAGNETIC TRIP UNIT | The GV2P products have an additional UL 508 type E rating as a stand alone self-protected manual combination starter. | Type of control element | Turn button
| 2 | Circuit Breakers and Fuses | Circuit Breakers | Motor Protection Circuit Breakers | TESYS DECA MOTOR CIRCUIT BREAKER 0.4A-0.63A THERMAL MAGNETIC | 2004304 | GV2P04 | SCHNEIDER ELECTRIC | 3300 | https://pim-kvc.soneparsea.com:3443/PictureServer/default.aspx/schneider-gv2p04_Image1.jpg?A3889C9397807479A2A1C7A8BAA5959DB4AAC672B9AD62A48079B38EBF9897998173BEB5B9 | https://pim-kvc.soneparsea.com:3443/PictureServer/default.aspx/schneider-gv2p04_Datasheet1.pdf?A3889C9397807479A2A1C7A8BAA5959DB4AAC672B9AD62A48079B389B3AB91A7B8AAB9B98365A098B6 | TESYS DECA MOTOR CIRCUIT BREAKER 0.4A-0.63A THERMAL MAGNETIC TRIP UNIT | The GV2P products have an additional UL 508 type E rating as a stand alone self-protected manual combination starter. | Device construction | Complete device in housing
| 2 | Circuit Breakers and Fuses | Circuit Breakers | Motor Protection Circuit Breakers | TESYS DECA MOTOR CIRCUIT BREAKER 0.4A-0.63A THERMAL MAGNETIC | 2004304 | GV2P04 | SCHNEIDER ELECTRIC | 3300 | https://pim-kvc.soneparsea.com:3443/PictureServer/default.aspx/schneider-gv2p04_Image1.jpg?A3889C9397807479A2A1C7A8BAA5959DB4AAC672B9AD62A48079B38EBF9897998173BEB5B9 | https://pim-kvc.soneparsea.com:3443/PictureServer/default.aspx/schneider-gv2p04_Datasheet1.pdf?A3889C9397807479A2A1C7A8BAA5959DB4AAC672B9AD62A48079B389B3AB91A7B8AAB9B98365A098B6 | TESYS DECA MOTOR CIRCUIT BREAKER 0.4A-0.63A THERMAL MAGNETIC TRIP UNIT | The GV2P products have an additional UL 508 type E rating as a stand alone self-protected manual combination starter. | With integrated auxiliary switch | no
| 2 | Circuit Breakers and Fuses | Circuit Breakers | Motor Protection Circuit Breakers | TESYS DECA MOTOR CIRCUIT BREAKER 0.4A-0.63A THERMAL MAGNETIC | 2004304 | GV2P04 | SCHNEIDER ELECTRIC | 3300 | https://pim-kvc.soneparsea.com:3443/PictureServer/default.aspx/schneider-gv2p04_Image1.jpg?A3889C9397807479A2A1C7A8BAA5959DB4AAC672B9AD62A48079B38EBF9897998173BEB5B9 | https://pim-kvc.soneparsea.com:3443/PictureServer/default.aspx/schneider-gv2p04_Datasheet1.pdf?A3889C9397807479A2A1C7A8BAA5959DB4AAC672B9AD62A48079B389B3AB91A7B8AAB9B98365A098B6 | TESYS DECA MOTOR CIRCUIT BREAKER 0.4A-0.63A THERMAL MAGNETIC TRIP UNIT | The GV2P products have an additional UL 508 type E rating as a stand alone self-protected manual combination starter. | With integrated under voltage release | no
| 2 | Circuit Breakers and Fuses | Circuit Breakers | Motor Protection Circuit Breakers | TESYS DECA MOTOR CIRCUIT BREAKER 0.4A-0.63A THERMAL MAGNETIC | 2004304 | GV2P04 | SCHNEIDER ELECTRIC | 3300 | https://pim-kvc.soneparsea.com:3443/PictureServer/default.aspx/schneider-gv2p04_Image1.jpg?A3889C9397807479A2A1C7A8BAA5959DB4AAC672B9AD62A48079B38EBF9897998173BEB5B9 | https://pim-kvc.soneparsea.com:3443/PictureServer/default.aspx/schneider-gv2p04_Datasheet1.pdf?A3889C9397807479A2A1C7A8BAA5959DB4AAC672B9AD62A48079B389B3AB91A7B8AAB9B98365A098B6 | TESYS DECA MOTOR CIRCUIT BREAKER 0.4A-0.63A THERMAL MAGNETIC TRIP UNIT | The GV2P products have an additional UL 508 type E rating as a stand alone self-protected manual combination starter. | Number of poles | 3
| 2 | Circuit Breakers and Fuses | Circuit Breakers | Motor Protection Circuit Breakers | TESYS DECA MOTOR CIRCUIT BREAKER 0.4A-0.63A THERMAL MAGNETIC | 2004304 | GV2P04 | SCHNEIDER ELECTRIC | 3300 | https://pim-kvc.soneparsea.com:3443/PictureServer/default.aspx/schneider-gv2p04_Image1.jpg?A3889C9397807479A2A1C7A8BAA5959DB4AAC672B9AD62A48079B38EBF9897998173BEB5B9 | https://pim-kvc.soneparsea.com:3443/PictureServer/default.aspx/schneider-gv2p04_Datasheet1.pdf?A3889C9397807479A2A1C7A8BAA5959DB4AAC672B9AD62A48079B389B3AB91A7B8AAB9B98365A098B6 | TESYS DECA MOTOR CIRCUIT BREAKER 0.4A-0.63A THERMAL MAGNETIC TRIP UNIT | The GV2P products have an additional UL 508 type E rating as a stand alone self-protected manual combination starter. | Rated short-circuit breaking capacity lcu at 400 V, AC | 100kA
| 2 | Circuit Breakers and Fuses | Circuit Breakers | Motor Protection Circuit Breakers | TESYS DECA MOTOR CIRCUIT BREAKER 0.4A-0.63A THERMAL MAGNETIC | 2004304 | GV2P04 | SCHNEIDER ELECTRIC | 3300 | https://pim-kvc.soneparsea.com:3443/PictureServer/default.aspx/schneider-gv2p04_Image1.jpg?A3889C9397807479A2A1C7A8BAA5959DB4AAC672B9AD62A48079B38EBF9897998173BEB5B9 | https://pim-kvc.soneparsea.com:3443/PictureServer/default.aspx/schneider-gv2p04_Datasheet1.pdf?A3889C9397807479A2A1C7A8BAA5959DB4AAC672B9AD62A48079B389B3AB91A7B8AAB9B98365A098B6 | TESYS DECA MOTOR CIRCUIT BREAKER 0.4A-0.63A THERMAL MAGNETIC TRIP UNIT | The GV2P products have an additional UL 508 type E rating as a stand alone self-protected manual combination starter. | Degree of protection (IP) | IP20
| 2 | Circuit Breakers and Fuses | Circuit Breakers | Motor Protection Circuit Breakers | TESYS DECA MOTOR CIRCUIT BREAKER 0.4A-0.63A THERMAL MAGNETIC | 2004304 | GV2P04 | SCHNEIDER ELECTRIC | 3300 | https://pim-kvc.soneparsea.com:3443/PictureServer/default.aspx/schneider-gv2p04_Image1.jpg?A3889C9397807479A2A1C7A8BAA5959DB4AAC672B9AD62A48079B38EBF9897998173BEB5B9 | https://pim-kvc.soneparsea.com:3443/PictureServer/default.aspx/schneider-gv2p04_Datasheet1.pdf?A3889C9397807479A2A1C7A8BAA5959DB4AAC672B9AD62A48079B389B3AB91A7B8AAB9B98365A098B6 | TESYS DECA MOTOR CIRCUIT BREAKER 0.4A-0.63A THERMAL MAGNETIC TRIP UNIT | The GV2P products have an additional UL 508 type E rating as a stand alone self-protected manual combination starter. | Height | 89mm
| 2 | Circuit Breakers and Fuses | Circuit Breakers | Motor Protection Circuit Breakers | TESYS DECA MOTOR CIRCUIT BREAKER 0.4A-0.63A THERMAL MAGNETIC | 2004304 | GV2P04 | SCHNEIDER ELECTRIC | 3300 | https://pim-kvc.soneparsea.com:3443/PictureServer/default.aspx/schneider-gv2p04_Image1.jpg?A3889C9397807479A2A1C7A8BAA5959DB4AAC672B9AD62A48079B38EBF9897998173BEB5B9 | https://pim-kvc.soneparsea.com:3443/PictureServer/default.aspx/schneider-gv2p04_Datasheet1.pdf?A3889C9397807479A2A1C7A8BAA5959DB4AAC672B9AD62A48079B389B3AB91A7B8AAB9B98365A098B6 | TESYS DECA MOTOR CIRCUIT BREAKER 0.4A-0.63A THERMAL MAGNETIC TRIP UNIT | The GV2P products have an additional UL 508 type E rating as a stand alone self-protected manual combination starter. | Width | 44.5mm
| 2 | Circuit Breakers and Fuses | Circuit Breakers | Motor Protection Circuit Breakers | TESYS DECA MOTOR CIRCUIT BREAKER 0.4A-0.63A THERMAL MAGNETIC | 2004304 | GV2P04 | SCHNEIDER ELECTRIC | 3300 | https://pim-kvc.soneparsea.com:3443/PictureServer/default.aspx/schneider-gv2p04_Image1.jpg?A3889C9397807479A2A1C7A8BAA5959DB4AAC672B9AD62A48079B38EBF9897998173BEB5B9 | https://pim-kvc.soneparsea.com:3443/PictureServer/default.aspx/schneider-gv2p04_Datasheet1.pdf?A3889C9397807479A2A1C7A8BAA5959DB4AAC672B9AD62A48079B389B3AB91A7B8AAB9B98365A098B6 | TESYS DECA MOTOR CIRCUIT BREAKER 0.4A-0.63A THERMAL MAGNETIC TRIP UNIT | The GV2P products have an additional UL 508 type E rating as a stand alone self-protected manual combination starter. | Depth | 97mm
| 2 | Circuit Breakers and Fuses | Circuit Breakers | Motor Protection Circuit Breakers | TESYS DECA MOTOR CIRCUIT BREAKER 0.4A-0.63A THERMAL MAGNETIC | 2004304 | GV2P04 | SCHNEIDER ELECTRIC | 3300 | https://pim-kvc.soneparsea.com:3443/PictureServer/default.aspx/schneider-gv2p04_Image1.jpg?A3889C9397807479A2A1C7A8BAA5959DB4AAC672B9AD62A48079B38EBF9897998173BEB5B9 | https://pim-kvc.soneparsea.com:3443/PictureServer/default.aspx/schneider-gv2p04_Datasheet1.pdf?A3889C9397807479A2A1C7A8BAA5959DB4AAC672B9AD62A48079B389B3AB91A7B8AAB9B98365A098B6 | TESYS DECA MOTOR CIRCUIT BREAKER 0.4A-0.63A THERMAL MAGNETIC TRIP UNIT | The GV2P products have an additional UL 508 type E rating as a stand alone self-protected manual combination starter. | Overload release current setting | 0.4...0.63A
| 2 | Circuit Breakers and Fuses | Circuit Breakers | Motor Protection Circuit Breakers | TESYS DECA MOTOR CIRCUIT BREAKER 0.4A-0.63A THERMAL MAGNETIC | 2004304 | GV2P04 | SCHNEIDER ELECTRIC | 3300 | https://pim-kvc.soneparsea.com:3443/PictureServer/default.aspx/schneider-gv2p04_Image1.jpg?A3889C9397807479A2A1C7A8BAA5959DB4AAC672B9AD62A48079B38EBF9897998173BEB5B9 | https://pim-kvc.soneparsea.com:3443/PictureServer/default.aspx/schneider-gv2p04_Datasheet1.pdf?A3889C9397807479A2A1C7A8BAA5959DB4AAC672B9AD62A48079B389B3AB91A7B8AAB9B98365A098B6 | TESYS DECA MOTOR CIRCUIT BREAKER 0.4A-0.63A THERMAL MAGNETIC TRIP UNIT | The GV2P products have an additional UL 508 type E rating as a stand alone self-protected manual combination starter. | Adjustment range undelayed short-circuit release | 8...8A
| 2 | Circuit Breakers and Fuses | Circuit Breakers | Motor Protection Circuit Breakers | TESYS DECA MOTOR CIRCUIT BREAKER 0.4A-0.63A THERMAL MAGNETIC | 2004304 | GV2P04 | SCHNEIDER ELECTRIC | 3300 | https://pim-kvc.soneparsea.com:3443/PictureServer/default.aspx/schneider-gv2p04_Image1.jpg?A3889C9397807479A2A1C7A8BAA5959DB4AAC672B9AD62A48079B38EBF9897998173BEB5B9 | https://pim-kvc.soneparsea.com:3443/PictureServer/default.aspx/schneider-gv2p04_Datasheet1.pdf?A3889C9397807479A2A1C7A8BAA5959DB4AAC672B9AD62A48079B389B3AB91A7B8AAB9B98365A098B6 | TESYS DECA MOTOR CIRCUIT BREAKER 0.4A-0.63A THERMAL MAGNETIC TRIP UNIT | The GV2P products have an additional UL 508 type E rating as a stand alone self-protected manual combination starter. | Phase failure sensitive | yes
| 2 | Circuit Breakers and Fuses | Circuit Breakers | Motor Protection Circuit Breakers | TESYS DECA MOTOR CIRCUIT BREAKER 0.4A-0.63A THERMAL MAGNETIC | 2004304 | GV2P04 | SCHNEIDER ELECTRIC | 3300 | https://pim-kvc.soneparsea.com:3443/PictureServer/default.aspx/schneider-gv2p04_Image1.jpg?A3889C9397807479A2A1C7A8BAA5959DB4AAC672B9AD62A48079B38EBF9897998173BEB5B9 | https://pim-kvc.soneparsea.com:3443/PictureServer/default.aspx/schneider-gv2p04_Datasheet1.pdf?A3889C9397807479A2A1C7A8BAA5959DB4AAC672B9AD62A48079B389B3AB91A7B8AAB9B98365A098B6 | TESYS DECA MOTOR CIRCUIT BREAKER 0.4A-0.63A THERMAL MAGNETIC TRIP UNIT | The GV2P products have an additional UL 508 type E rating as a stand alone self-protected manual combination starter. | Switch off technique | Thermomagnetic
| 2 | Circuit Breakers and Fuses | Circuit Breakers | Motor Protection Circuit Breakers | TESYS DECA MOTOR CIRCUIT BREAKER 0.4A-0.63A THERMAL MAGNETIC | 2004304 | GV2P04 | SCHNEIDER ELECTRIC | 3300 | https://pim-kvc.soneparsea.com:3443/PictureServer/default.aspx/schneider-gv2p04_Image1.jpg?A3889C9397807479A2A1C7A8BAA5959DB4AAC672B9AD62A48079B38EBF9897998173BEB5B9 | https://pim-kvc.soneparsea.com:3443/PictureServer/default.aspx/schneider-gv2p04_Datasheet1.pdf?A3889C9397807479A2A1C7A8BAA5959DB4AAC672B9AD62A48079B389B3AB91A7B8AAB9B98365A098B6 | TESYS DECA MOTOR CIRCUIT BREAKER 0.4A-0.63A THERMAL MAGNETIC TRIP UNIT | The GV2P products have an additional UL 508 type E rating as a stand alone self-protected manual combination starter. | Rated operating voltage | 690...690V
| 2 | Circuit Breakers and Fuses | Circuit Breakers | Motor Protection Circuit Breakers | TESYS DECA MOTOR CIRCUIT BREAKER 0.4A-0.63A THERMAL MAGNETIC | 2004304 | GV2P04 | SCHNEIDER ELECTRIC | 3300 | https://pim-kvc.soneparsea.com:3443/PictureServer/default.aspx/schneider-gv2p04_Image1.jpg?A3889C9397807479A2A1C7A8BAA5959DB4AAC672B9AD62A48079B38EBF9897998173BEB5B9 | https://pim-kvc.soneparsea.com:3443/PictureServer/default.aspx/schneider-gv2p04_Datasheet1.pdf?A3889C9397807479A2A1C7A8BAA5959DB4AAC672B9AD62A48079B389B3AB91A7B8AAB9B98365A098B6 | TESYS DECA MOTOR CIRCUIT BREAKER 0.4A-0.63A THERMAL MAGNETIC TRIP UNIT | The GV2P products have an additional UL 508 type E rating as a stand alone self-protected manual combination starter. | Rated permanent current Iu | 0.63A
| 2 | Circuit Breakers and Fuses | Circuit Breakers | Motor Protection Circuit Breakers | TESYS DECA MOTOR CIRCUIT BREAKER 0.4A-0.63A THERMAL MAGNETIC | 2004304 | GV2P04 | SCHNEIDER ELECTRIC | 3300 | https://pim-kvc.soneparsea.com:3443/PictureServer/default.aspx/schneider-gv2p04_Image1.jpg?A3889C9397807479A2A1C7A8BAA5959DB4AAC672B9AD62A48079B38EBF9897998173BEB5B9 | https://pim-kvc.soneparsea.com:3443/PictureServer/default.aspx/schneider-gv2p04_Datasheet1.pdf?A3889C9397807479A2A1C7A8BAA5959DB4AAC672B9AD62A48079B389B3AB91A7B8AAB9B98365A098B6 | TESYS DECA MOTOR CIRCUIT BREAKER 0.4A-0.63A THERMAL MAGNETIC TRIP UNIT | The GV2P products have an additional UL 508 type E rating as a stand alone self-protected manual combination starter. | Rated operation power at AC-3, 230 V | 0kW
| 2 | Circuit Breakers and Fuses | Circuit Breakers | Motor Protection Circuit Breakers | TESYS DECA MOTOR CIRCUIT BREAKER 0.4A-0.63A THERMAL MAGNETIC | 2004304 | GV2P04 | SCHNEIDER ELECTRIC | 3300 | https://pim-kvc.soneparsea.com:3443/PictureServer/default.aspx/schneider-gv2p04_Image1.jpg?A3889C9397807479A2A1C7A8BAA5959DB4AAC672B9AD62A48079B38EBF9897998173BEB5B9 | https://pim-kvc.soneparsea.com:3443/PictureServer/default.aspx/schneider-gv2p04_Datasheet1.pdf?A3889C9397807479A2A1C7A8BAA5959DB4AAC672B9AD62A48079B389B3AB91A7B8AAB9B98365A098B6 | TESYS DECA MOTOR CIRCUIT BREAKER 0.4A-0.63A THERMAL MAGNETIC TRIP UNIT | The GV2P products have an additional UL 508 type E rating as a stand alone self-protected manual combination starter. | Rated operation power at AC-3, 400 V | 0.18kW
| 2 | Circuit Breakers and Fuses | Circuit Breakers | Motor Protection Circuit Breakers | TESYS DECA MOTOR CIRCUIT BREAKER 0.4A-0.63A THERMAL MAGNETIC | 2004304 | GV2P04 | SCHNEIDER ELECTRIC | 3300 | https://pim-kvc.soneparsea.com:3443/PictureServer/default.aspx/schneider-gv2p04_Image1.jpg?A3889C9397807479A2A1C7A8BAA5959DB4AAC672B9AD62A48079B38EBF9897998173BEB5B9 | https://pim-kvc.soneparsea.com:3443/PictureServer/default.aspx/schneider-gv2p04_Datasheet1.pdf?A3889C9397807479A2A1C7A8BAA5959DB4AAC672B9AD62A48079B389B3AB91A7B8AAB9B98365A098B6 | TESYS DECA MOTOR CIRCUIT BREAKER 0.4A-0.63A THERMAL MAGNETIC TRIP UNIT | The GV2P products have an additional UL 508 type E rating as a stand alone self-protected manual combination starter. | Type of electrical connection of main circuit | Screw connection
| 2 | Circuit Breakers and Fuses | Circuit Breakers | Motor Protection Circuit Breakers | TESYS DECA MOTOR CIRCUIT BREAKER 0.4A-0.63A THERMAL MAGNETIC | 2004304 | GV2P04 | SCHNEIDER ELECTRIC | 3300 | https://pim-kvc.soneparsea.com:3443/PictureServer/default.aspx/schneider-gv2p04_Image1.jpg?A3889C9397807479A2A1C7A8BAA5959DB4AAC672B9AD62A48079B38EBF9897998173BEB5B9 | https://pim-kvc.soneparsea.com:3443/PictureServer/default.aspx/schneider-gv2p04_Datasheet1.pdf?A3889C9397807479A2A1C7A8BAA5959DB4AAC672B9AD62A48079B389B3AB91A7B8AAB9B98365A098B6 | TESYS DECA MOTOR CIRCUIT BREAKER 0.4A-0.63A THERMAL MAGNETIC TRIP UNIT | The GV2P products have an additional UL 508 type E rating as a stand alone self-protected manual combination starter. | Type of control element | Turn button
| 2 | Circuit Breakers and Fuses | Circuit Breakers | Motor Protection Circuit Breakers | TESYS DECA MOTOR CIRCUIT BREAKER 0.4A-0.63A THERMAL MAGNETIC | 2004304 | GV2P04 | SCHNEIDER ELECTRIC | 3300 | https://pim-kvc.soneparsea.com:3443/PictureServer/default.aspx/schneider-gv2p04_Image1.jpg?A3889C9397807479A2A1C7A8BAA5959DB4AAC672B9AD62A48079B38EBF9897998173BEB5B9 | https://pim-kvc.soneparsea.com:3443/PictureServer/default.aspx/schneider-gv2p04_Datasheet1.pdf?A3889C9397807479A2A1C7A8BAA5959DB4AAC672B9AD62A48079B389B3AB91A7B8AAB9B98365A098B6 | TESYS DECA MOTOR CIRCUIT BREAKER 0.4A-0.63A THERMAL MAGNETIC TRIP UNIT | The GV2P products have an additional UL 508 type E rating as a stand alone self-protected manual combination starter. | Device construction | Complete device in housing
| 2 | Circuit Breakers and Fuses | Circuit Breakers | Motor Protection Circuit Breakers | TESYS DECA MOTOR CIRCUIT BREAKER 0.4A-0.63A THERMAL MAGNETIC | 2004304 | GV2P04 | SCHNEIDER ELECTRIC | 3300 | https://pim-kvc.soneparsea.com:3443/PictureServer/default.aspx/schneider-gv2p04_Image1.jpg?A3889C9397807479A2A1C7A8BAA5959DB4AAC672B9AD62A48079B38EBF9897998173BEB5B9 | https://pim-kvc.soneparsea.com:3443/PictureServer/default.aspx/schneider-gv2p04_Datasheet1.pdf?A3889C9397807479A2A1C7A8BAA5959DB4AAC672B9AD62A48079B389B3AB91A7B8AAB9B98365A098B6 | TESYS DECA MOTOR CIRCUIT BREAKER 0.4A-0.63A THERMAL MAGNETIC TRIP UNIT | The GV2P products have an additional UL 508 type E rating as a stand alone self-protected manual combination starter. | With integrated auxiliary switch | no
| 2 | Circuit Breakers and Fuses | Circuit Breakers | Motor Protection Circuit Breakers | TESYS DECA MOTOR CIRCUIT BREAKER 0.4A-0.63A THERMAL MAGNETIC | 2004304 | GV2P04 | SCHNEIDER ELECTRIC | 3300 | https://pim-kvc.soneparsea.com:3443/PictureServer/default.aspx/schneider-gv2p04_Image1.jpg?A3889C9397807479A2A1C7A8BAA5959DB4AAC672B9AD62A48079B38EBF9897998173BEB5B9 | https://pim-kvc.soneparsea.com:3443/PictureServer/default.aspx/schneider-gv2p04_Datasheet1.pdf?A3889C9397807479A2A1C7A8BAA5959DB4AAC672B9AD62A48079B389B3AB91A7B8AAB9B98365A098B6 | TESYS DECA MOTOR CIRCUIT BREAKER 0.4A-0.63A THERMAL MAGNETIC TRIP UNIT | The GV2P products have an additional UL 508 type E rating as a stand alone self-protected manual combination starter. | With integrated under voltage release | no
| 2 | Circuit Breakers and Fuses | Circuit Breakers | Motor Protection Circuit Breakers | TESYS DECA MOTOR CIRCUIT BREAKER 0.4A-0.63A THERMAL MAGNETIC | 2004304 | GV2P04 | SCHNEIDER ELECTRIC | 3300 | https://pim-kvc.soneparsea.com:3443/PictureServer/default.aspx/schneider-gv2p04_Image1.jpg?A3889C9397807479A2A1C7A8BAA5959DB4AAC672B9AD62A48079B38EBF9897998173BEB5B9 | https://pim-kvc.soneparsea.com:3443/PictureServer/default.aspx/schneider-gv2p04_Datasheet1.pdf?A3889C9397807479A2A1C7A8BAA5959DB4AAC672B9AD62A48079B389B3AB91A7B8AAB9B98365A098B6 | TESYS DECA MOTOR CIRCUIT BREAKER 0.4A-0.63A THERMAL MAGNETIC TRIP UNIT | The GV2P products have an additional UL 508 type E rating as a stand alone self-protected manual combination starter. | Number of poles | 3
| 2 | Circuit Breakers and Fuses | Circuit Breakers | Motor Protection Circuit Breakers | TESYS DECA MOTOR CIRCUIT BREAKER 0.4A-0.63A THERMAL MAGNETIC | 2004304 | GV2P04 | SCHNEIDER ELECTRIC | 3300 | https://pim-kvc.soneparsea.com:3443/PictureServer/default.aspx/schneider-gv2p04_Image1.jpg?A3889C9397807479A2A1C7A8BAA5959DB4AAC672B9AD62A48079B38EBF9897998173BEB5B9 | https://pim-kvc.soneparsea.com:3443/PictureServer/default.aspx/schneider-gv2p04_Datasheet1.pdf?A3889C9397807479A2A1C7A8BAA5959DB4AAC672B9AD62A48079B389B3AB91A7B8AAB9B98365A098B6 | TESYS DECA MOTOR CIRCUIT BREAKER 0.4A-0.63A THERMAL MAGNETIC TRIP UNIT | The GV2P products have an additional UL 508 type E rating as a stand alone self-protected manual combination starter. | Rated short-circuit breaking capacity lcu at 400 V, AC | 100kA
| 2 | Circuit Breakers and Fuses | Circuit Breakers | Motor Protection Circuit Breakers | TESYS DECA MOTOR CIRCUIT BREAKER 0.4A-0.63A THERMAL MAGNETIC | 2004304 | GV2P04 | SCHNEIDER ELECTRIC | 3300 | https://pim-kvc.soneparsea.com:3443/PictureServer/default.aspx/schneider-gv2p04_Image1.jpg?A3889C9397807479A2A1C7A8BAA5959DB4AAC672B9AD62A48079B38EBF9897998173BEB5B9 | https://pim-kvc.soneparsea.com:3443/PictureServer/default.aspx/schneider-gv2p04_Datasheet1.pdf?A3889C9397807479A2A1C7A8BAA5959DB4AAC672B9AD62A48079B389B3AB91A7B8AAB9B98365A098B6 | TESYS DECA MOTOR CIRCUIT BREAKER 0.4A-0.63A THERMAL MAGNETIC TRIP UNIT | The GV2P products have an additional UL 508 type E rating as a stand alone self-protected manual combination starter. | Degree of protection (IP) | IP20
| 2 | Circuit Breakers and Fuses | Circuit Breakers | Motor Protection Circuit Breakers | TESYS DECA MOTOR CIRCUIT BREAKER 0.4A-0.63A THERMAL MAGNETIC | 2004304 | GV2P04 | SCHNEIDER ELECTRIC | 3300 | https://pim-kvc.soneparsea.com:3443/PictureServer/default.aspx/schneider-gv2p04_Image1.jpg?A3889C9397807479A2A1C7A8BAA5959DB4AAC672B9AD62A48079B38EBF9897998173BEB5B9 | https://pim-kvc.soneparsea.com:3443/PictureServer/default.aspx/schneider-gv2p04_Datasheet1.pdf?A3889C9397807479A2A1C7A8BAA5959DB4AAC672B9AD62A48079B389B3AB91A7B8AAB9B98365A098B6 | TESYS DECA MOTOR CIRCUIT BREAKER 0.4A-0.63A THERMAL MAGNETIC TRIP UNIT | The GV2P products have an additional UL 508 type E rating as a stand alone self-protected manual combination starter. | Height | 89mm
| 2 | Circuit Breakers and Fuses | Circuit Breakers | Motor Protection Circuit Breakers | TESYS DECA MOTOR CIRCUIT BREAKER 0.4A-0.63A THERMAL MAGNETIC | 2004304 | GV2P04 | SCHNEIDER ELECTRIC | 3300 | https://pim-kvc.soneparsea.com:3443/PictureServer/default.aspx/schneider-gv2p04_Image1.jpg?A3889C9397807479A2A1C7A8BAA5959DB4AAC672B9AD62A48079B38EBF9897998173BEB5B9 | https://pim-kvc.soneparsea.com:3443/PictureServer/default.aspx/schneider-gv2p04_Datasheet1.pdf?A3889C9397807479A2A1C7A8BAA5959DB4AAC672B9AD62A48079B389B3AB91A7B8AAB9B98365A098B6 | TESYS DECA MOTOR CIRCUIT BREAKER 0.4A-0.63A THERMAL MAGNETIC TRIP UNIT | The GV2P products have an additional UL 508 type E rating as a stand alone self-protected manual combination starter. | Width | 44.5mm
| 2 | Circuit Breakers and Fuses | Circuit Breakers | Motor Protection Circuit Breakers | TESYS DECA MOTOR CIRCUIT BREAKER 0.4A-0.63A THERMAL MAGNETIC | 2004304 | GV2P04 | SCHNEIDER ELECTRIC | 3300 | https://pim-kvc.soneparsea.com:3443/PictureServer/default.aspx/schneider-gv2p04_Image1.jpg?A3889C9397807479A2A1C7A8BAA5959DB4AAC672B9AD62A48079B38EBF9897998173BEB5B9 | https://pim-kvc.soneparsea.com:3443/PictureServer/default.aspx/schneider-gv2p04_Datasheet1.pdf?A3889C9397807479A2A1C7A8BAA5959DB4AAC672B9AD62A48079B389B3AB91A7B8AAB9B98365A098B6 | TESYS DECA MOTOR CIRCUIT BREAKER 0.4A-0.63A THERMAL MAGNETIC TRIP UNIT | The GV2P products have an additional UL 508 type E rating as a stand alone self-protected manual combination starter. | Depth | 97mm
| 2 | Circuit Breakers and Fuses | Circuit Breakers | Motor Protection Circuit Breakers | TESYS DECA MOTOR CIRCUIT BREAKER 0.4A-0.63A THERMAL MAGNETIC | 2004304 | GV2P04 | SCHNEIDER ELECTRIC | 3300 | https://pim-kvc.soneparsea.com:3443/PictureServer/default.aspx/schneider-gv2p04_Image1.jpg?A3889C9397807479A2A1C7A8BAA5959DB4AAC672B9AD62A48079B38EBF9897998173BEB5B9 | https://pim-kvc.soneparsea.com:3443/PictureServer/default.aspx/schneider-gv2p04_Datasheet1.pdf?A3889C9397807479A2A1C7A8BAA5959DB4AAC672B9AD62A48079B389B3AB91A7B8AAB9B98365A098B6 | TESYS DECA MOTOR CIRCUIT BREAKER 0.4A-0.63A THERMAL MAGNETIC TRIP UNIT | The GV2P products have an additional UL 508 type E rating as a stand alone self-protected manual combination starter. | Overload release current setting | 0.4...0.63A
| 2 | Circuit Breakers and Fuses | Circuit Breakers | Motor Protection Circuit Breakers | TESYS DECA MOTOR CIRCUIT BREAKER 0.4A-0.63A THERMAL MAGNETIC | 2004304 | GV2P04 | SCHNEIDER ELECTRIC | 3300 | https://pim-kvc.soneparsea.com:3443/PictureServer/default.aspx/schneider-gv2p04_Image1.jpg?A3889C9397807479A2A1C7A8BAA5959DB4AAC672B9AD62A48079B38EBF9897998173BEB5B9 | https://pim-kvc.soneparsea.com:3443/PictureServer/default.aspx/schneider-gv2p04_Datasheet1.pdf?A3889C9397807479A2A1C7A8BAA5959DB4AAC672B9AD62A48079B389B3AB91A7B8AAB9B98365A098B6 | TESYS DECA MOTOR CIRCUIT BREAKER 0.4A-0.63A THERMAL MAGNETIC TRIP UNIT | The GV2P products have an additional UL 508 type E rating as a stand alone self-protected manual combination starter. | Adjustment range undelayed short-circuit release | 8...8A
| 2 | Circuit Breakers and Fuses | Circuit Breakers | Motor Protection Circuit Breakers | TESYS DECA MOTOR CIRCUIT BREAKER 0.4A-0.63A THERMAL MAGNETIC | 2004304 | GV2P04 | SCHNEIDER ELECTRIC | 3300 | https://pim-kvc.soneparsea.com:3443/PictureServer/default.aspx/schneider-gv2p04_Image1.jpg?A3889C9397807479A2A1C7A8BAA5959DB4AAC672B9AD62A48079B38EBF9897998173BEB5B9 | https://pim-kvc.soneparsea.com:3443/PictureServer/default.aspx/schneider-gv2p04_Datasheet1.pdf?A3889C9397807479A2A1C7A8BAA5959DB4AAC672B9AD62A48079B389B3AB91A7B8AAB9B98365A098B6 | TESYS DECA MOTOR CIRCUIT BREAKER 0.4A-0.63A THERMAL MAGNETIC TRIP UNIT | The GV2P products have an additional UL 508 type E rating as a stand alone self-protected manual combination starter. | Phase failure sensitive | yes
| 2 | Circuit Breakers and Fuses | Circuit Breakers | Motor Protection Circuit Breakers | TESYS DECA MOTOR CIRCUIT BREAKER 0.4A-0.63A THERMAL MAGNETIC | 2004304 | GV2P04 | SCHNEIDER ELECTRIC | 3300 | https://pim-kvc.soneparsea.com:3443/PictureServer/default.aspx/schneider-gv2p04_Image1.jpg?A3889C9397807479A2A1C7A8BAA5959DB4AAC672B9AD62A48079B38EBF9897998173BEB5B9 | https://pim-kvc.soneparsea.com:3443/PictureServer/default.aspx/schneider-gv2p04_Datasheet1.pdf?A3889C9397807479A2A1C7A8BAA5959DB4AAC672B9AD62A48079B389B3AB91A7B8AAB9B98365A098B6 | TESYS DECA MOTOR CIRCUIT BREAKER 0.4A-0.63A THERMAL MAGNETIC TRIP UNIT | The GV2P products have an additional UL 508 type E rating as a stand alone self-protected manual combination starter. | Switch off technique | Thermomagnetic
| 2 | Circuit Breakers and Fuses | Circuit Breakers | Motor Protection Circuit Breakers | TESYS DECA MOTOR CIRCUIT BREAKER 0.4A-0.63A THERMAL MAGNETIC | 2004304 | GV2P04 | SCHNEIDER ELECTRIC | 3300 | https://pim-kvc.soneparsea.com:3443/PictureServer/default.aspx/schneider-gv2p04_Image1.jpg?A3889C9397807479A2A1C7A8BAA5959DB4AAC672B9AD62A48079B38EBF9897998173BEB5B9 | https://pim-kvc.soneparsea.com:3443/PictureServer/default.aspx/schneider-gv2p04_Datasheet1.pdf?A3889C9397807479A2A1C7A8BAA5959DB4AAC672B9AD62A48079B389B3AB91A7B8AAB9B98365A098B6 | TESYS DECA MOTOR CIRCUIT BREAKER 0.4A-0.63A THERMAL MAGNETIC TRIP UNIT | The GV2P products have an additional UL 508 type E rating as a stand alone self-protected manual combination starter. | Rated operating voltage | 690...690V
| 2 | Circuit Breakers and Fuses | Circuit Breakers | Motor Protection Circuit Breakers | TESYS DECA MOTOR CIRCUIT BREAKER 0.4A-0.63A THERMAL MAGNETIC | 2004304 | GV2P04 | SCHNEIDER ELECTRIC | 3300 | https://pim-kvc.soneparsea.com:3443/PictureServer/default.aspx/schneider-gv2p04_Image1.jpg?A3889C9397807479A2A1C7A8BAA5959DB4AAC672B9AD62A48079B38EBF9897998173BEB5B9 | https://pim-kvc.soneparsea.com:3443/PictureServer/default.aspx/schneider-gv2p04_Datasheet1.pdf?A3889C9397807479A2A1C7A8BAA5959DB4AAC672B9AD62A48079B389B3AB91A7B8AAB9B98365A098B6 | TESYS DECA MOTOR CIRCUIT BREAKER 0.4A-0.63A THERMAL MAGNETIC TRIP UNIT | The GV2P products have an additional UL 508 type E rating as a stand alone self-protected manual combination starter. | Rated permanent current Iu | 0.63A
| 2 | Circuit Breakers and Fuses | Circuit Breakers | Motor Protection Circuit Breakers | TESYS DECA MOTOR CIRCUIT BREAKER 0.4A-0.63A THERMAL MAGNETIC | 2004304 | GV2P04 | SCHNEIDER ELECTRIC | 3300 | https://pim-kvc.soneparsea.com:3443/PictureServer/default.aspx/schneider-gv2p04_Image1.jpg?A3889C9397807479A2A1C7A8BAA5959DB4AAC672B9AD62A48079B38EBF9897998173BEB5B9 | https://pim-kvc.soneparsea.com:3443/PictureServer/default.aspx/schneider-gv2p04_Datasheet1.pdf?A3889C9397807479A2A1C7A8BAA5959DB4AAC672B9AD62A48079B389B3AB91A7B8AAB9B98365A098B6 | TESYS DECA MOTOR CIRCUIT BREAKER 0.4A-0.63A THERMAL MAGNETIC TRIP UNIT | The GV2P products have an additional UL 508 type E rating as a stand alone self-protected manual combination starter. | Rated operation power at AC-3, 230 V | 0kW
| 2 | Circuit Breakers and Fuses | Circuit Breakers | Motor Protection Circuit Breakers | TESYS DECA MOTOR CIRCUIT BREAKER 0.4A-0.63A THERMAL MAGNETIC | 2004304 | GV2P04 | SCHNEIDER ELECTRIC | 3300 | https://pim-kvc.soneparsea.com:3443/PictureServer/default.aspx/schneider-gv2p04_Image1.jpg?A3889C9397807479A2A1C7A8BAA5959DB4AAC672B9AD62A48079B38EBF9897998173BEB5B9 | https://pim-kvc.soneparsea.com:3443/PictureServer/default.aspx/schneider-gv2p04_Datasheet1.pdf?A3889C9397807479A2A1C7A8BAA5959DB4AAC672B9AD62A48079B389B3AB91A7B8AAB9B98365A098B6 | TESYS DECA MOTOR CIRCUIT BREAKER 0.4A-0.63A THERMAL MAGNETIC TRIP UNIT | The GV2P products have an additional UL 508 type E rating as a stand alone self-protected manual combination starter. | Rated operation power at AC-3, 400 V | 0.18kW
| 2 | Circuit Breakers and Fuses | Circuit Breakers | Motor Protection Circuit Breakers | TESYS DECA MOTOR CIRCUIT BREAKER 0.4A-0.63A THERMAL MAGNETIC | 2004304 | GV2P04 | SCHNEIDER ELECTRIC | 3300 | https://pim-kvc.soneparsea.com:3443/PictureServer/default.aspx/schneider-gv2p04_Image1.jpg?A3889C9397807479A2A1C7A8BAA5959DB4AAC672B9AD62A48079B38EBF9897998173BEB5B9 | https://pim-kvc.soneparsea.com:3443/PictureServer/default.aspx/schneider-gv2p04_Datasheet1.pdf?A3889C9397807479A2A1C7A8BAA5959DB4AAC672B9AD62A48079B389B3AB91A7B8AAB9B98365A098B6 | TESYS DECA MOTOR CIRCUIT BREAKER 0.4A-0.63A THERMAL MAGNETIC TRIP UNIT | The GV2P products have an additional UL 508 type E rating as a stand alone self-protected manual combination starter. | Type of electrical connection of main circuit | Screw connection
| 2 | Circuit Breakers and Fuses | Circuit Breakers | Motor Protection Circuit Breakers | TESYS DECA MOTOR CIRCUIT BREAKER 0.4A-0.63A THERMAL MAGNETIC | 2004304 | GV2P04 | SCHNEIDER ELECTRIC | 3300 | https://pim-kvc.soneparsea.com:3443/PictureServer/default.aspx/schneider-gv2p04_Image1.jpg?A3889C9397807479A2A1C7A8BAA5959DB4AAC672B9AD62A48079B38EBF9897998173BEB5B9 | https://pim-kvc.soneparsea.com:3443/PictureServer/default.aspx/schneider-gv2p04_Datasheet1.pdf?A3889C9397807479A2A1C7A8BAA5959DB4AAC672B9AD62A48079B389B3AB91A7B8AAB9B98365A098B6 | TESYS DECA MOTOR CIRCUIT BREAKER 0.4A-0.63A THERMAL MAGNETIC TRIP UNIT | The GV2P products have an additional UL 508 type E rating as a stand alone self-protected manual combination starter. | Type of control element | Turn button
| 2 | Circuit Breakers and Fuses | Circuit Breakers | Motor Protection Circuit Breakers | TESYS DECA MOTOR CIRCUIT BREAKER 0.4A-0.63A THERMAL MAGNETIC | 2004304 | GV2P04 | SCHNEIDER ELECTRIC | 3300 | https://pim-kvc.soneparsea.com:3443/PictureServer/default.aspx/schneider-gv2p04_Image1.jpg?A3889C9397807479A2A1C7A8BAA5959DB4AAC672B9AD62A48079B38EBF9897998173BEB5B9 | https://pim-kvc.soneparsea.com:3443/PictureServer/default.aspx/schneider-gv2p04_Datasheet1.pdf?A3889C9397807479A2A1C7A8BAA5959DB4AAC672B9AD62A48079B389B3AB91A7B8AAB9B98365A098B6 | TESYS DECA MOTOR CIRCUIT BREAKER 0.4A-0.63A THERMAL MAGNETIC TRIP UNIT | The GV2P products have an additional UL 508 type E rating as a stand alone self-protected manual combination starter. | Device construction | Complete device in housing
| 2 | Circuit Breakers and Fuses | Circuit Breakers | Motor Protection Circuit Breakers | TESYS DECA MOTOR CIRCUIT BREAKER 0.4A-0.63A THERMAL MAGNETIC | 2004304 | GV2P04 | SCHNEIDER ELECTRIC | 3300 | https://pim-kvc.soneparsea.com:3443/PictureServer/default.aspx/schneider-gv2p04_Image1.jpg?A3889C9397807479A2A1C7A8BAA5959DB4AAC672B9AD62A48079B38EBF9897998173BEB5B9 | https://pim-kvc.soneparsea.com:3443/PictureServer/default.aspx/schneider-gv2p04_Datasheet1.pdf?A3889C9397807479A2A1C7A8BAA5959DB4AAC672B9AD62A48079B389B3AB91A7B8AAB9B98365A098B6 | TESYS DECA MOTOR CIRCUIT BREAKER 0.4A-0.63A THERMAL MAGNETIC TRIP UNIT | The GV2P products have an additional UL 508 type E rating as a stand alone self-protected manual combination starter. | With integrated auxiliary switch | no
| 2 | Circuit Breakers and Fuses | Circuit Breakers | Motor Protection Circuit Breakers | TESYS DECA MOTOR CIRCUIT BREAKER 0.4A-0.63A THERMAL MAGNETIC | 2004304 | GV2P04 | SCHNEIDER ELECTRIC | 3300 | https://pim-kvc.soneparsea.com:3443/PictureServer/default.aspx/schneider-gv2p04_Image1.jpg?A3889C9397807479A2A1C7A8BAA5959DB4AAC672B9AD62A48079B38EBF9897998173BEB5B9 | https://pim-kvc.soneparsea.com:3443/PictureServer/default.aspx/schneider-gv2p04_Datasheet1.pdf?A3889C9397807479A2A1C7A8BAA5959DB4AAC672B9AD62A48079B389B3AB91A7B8AAB9B98365A098B6 | TESYS DECA MOTOR CIRCUIT BREAKER 0.4A-0.63A THERMAL MAGNETIC TRIP UNIT | The GV2P products have an additional UL 508 type E rating as a stand alone self-protected manual combination starter. | With integrated under voltage release | no
| 2 | Circuit Breakers and Fuses | Circuit Breakers | Motor Protection Circuit Breakers | TESYS DECA MOTOR CIRCUIT BREAKER 0.4A-0.63A THERMAL MAGNETIC | 2004304 | GV2P04 | SCHNEIDER ELECTRIC | 3300 | https://pim-kvc.soneparsea.com:3443/PictureServer/default.aspx/schneider-gv2p04_Image1.jpg?A3889C9397807479A2A1C7A8BAA5959DB4AAC672B9AD62A48079B38EBF9897998173BEB5B9 | https://pim-kvc.soneparsea.com:3443/PictureServer/default.aspx/schneider-gv2p04_Datasheet1.pdf?A3889C9397807479A2A1C7A8BAA5959DB4AAC672B9AD62A48079B389B3AB91A7B8AAB9B98365A098B6 | TESYS DECA MOTOR CIRCUIT BREAKER 0.4A-0.63A THERMAL MAGNETIC TRIP UNIT | The GV2P products have an additional UL 508 type E rating as a stand alone self-protected manual combination starter. | Number of poles | 3
| 2 | Circuit Breakers and Fuses | Circuit Breakers | Motor Protection Circuit Breakers | TESYS DECA MOTOR CIRCUIT BREAKER 0.4A-0.63A THERMAL MAGNETIC | 2004304 | GV2P04 | SCHNEIDER ELECTRIC | 3300 | https://pim-kvc.soneparsea.com:3443/PictureServer/default.aspx/schneider-gv2p04_Image1.jpg?A3889C9397807479A2A1C7A8BAA5959DB4AAC672B9AD62A48079B38EBF9897998173BEB5B9 | https://pim-kvc.soneparsea.com:3443/PictureServer/default.aspx/schneider-gv2p04_Datasheet1.pdf?A3889C9397807479A2A1C7A8BAA5959DB4AAC672B9AD62A48079B389B3AB91A7B8AAB9B98365A098B6 | TESYS DECA MOTOR CIRCUIT BREAKER 0.4A-0.63A THERMAL MAGNETIC TRIP UNIT | The GV2P products have an additional UL 508 type E rating as a stand alone self-protected manual combination starter. | Rated short-circuit breaking capacity lcu at 400 V, AC | 100kA
| 2 | Circuit Breakers and Fuses | Circuit Breakers | Motor Protection Circuit Breakers | TESYS DECA MOTOR CIRCUIT BREAKER 0.4A-0.63A THERMAL MAGNETIC | 2004304 | GV2P04 | SCHNEIDER ELECTRIC | 3300 | https://pim-kvc.soneparsea.com:3443/PictureServer/default.aspx/schneider-gv2p04_Image1.jpg?A3889C9397807479A2A1C7A8BAA5959DB4AAC672B9AD62A48079B38EBF9897998173BEB5B9 | https://pim-kvc.soneparsea.com:3443/PictureServer/default.aspx/schneider-gv2p04_Datasheet1.pdf?A3889C9397807479A2A1C7A8BAA5959DB4AAC672B9AD62A48079B389B3AB91A7B8AAB9B98365A098B6 | TESYS DECA MOTOR CIRCUIT BREAKER 0.4A-0.63A THERMAL MAGNETIC TRIP UNIT | The GV2P products have an additional UL 508 type E rating as a stand alone self-protected manual combination starter. | Degree of protection (IP) | IP20
| 2 | Circuit Breakers and Fuses | Circuit Breakers | Motor Protection Circuit Breakers | TESYS DECA MOTOR CIRCUIT BREAKER 0.4A-0.63A THERMAL MAGNETIC | 2004304 | GV2P04 | SCHNEIDER ELECTRIC | 3300 | https://pim-kvc.soneparsea.com:3443/PictureServer/default.aspx/schneider-gv2p04_Image1.jpg?A3889C9397807479A2A1C7A8BAA5959DB4AAC672B9AD62A48079B38EBF9897998173BEB5B9 | https://pim-kvc.soneparsea.com:3443/PictureServer/default.aspx/schneider-gv2p04_Datasheet1.pdf?A3889C9397807479A2A1C7A8BAA5959DB4AAC672B9AD62A48079B389B3AB91A7B8AAB9B98365A098B6 | TESYS DECA MOTOR CIRCUIT BREAKER 0.4A-0.63A THERMAL MAGNETIC TRIP UNIT | The GV2P products have an additional UL 508 type E rating as a stand alone self-protected manual combination starter. | Height | 89mm
| 2 | Circuit Breakers and Fuses | Circuit Breakers | Motor Protection Circuit Breakers | TESYS DECA MOTOR CIRCUIT BREAKER 0.4A-0.63A THERMAL MAGNETIC | 2004304 | GV2P04 | SCHNEIDER ELECTRIC | 3300 | https://pim-kvc.soneparsea.com:3443/PictureServer/default.aspx/schneider-gv2p04_Image1.jpg?A3889C9397807479A2A1C7A8BAA5959DB4AAC672B9AD62A48079B38EBF9897998173BEB5B9 | https://pim-kvc.soneparsea.com:3443/PictureServer/default.aspx/schneider-gv2p04_Datasheet1.pdf?A3889C9397807479A2A1C7A8BAA5959DB4AAC672B9AD62A48079B389B3AB91A7B8AAB9B98365A098B6 | TESYS DECA MOTOR CIRCUIT BREAKER 0.4A-0.63A THERMAL MAGNETIC TRIP UNIT | The GV2P products have an additional UL 508 type E rating as a stand alone self-protected manual combination starter. | Width | 44.5mm
| 2 | Circuit Breakers and Fuses | Circuit Breakers | Motor Protection Circuit Breakers | TESYS DECA MOTOR CIRCUIT BREAKER 0.4A-0.63A THERMAL MAGNETIC | 2004304 | GV2P04 | SCHNEIDER ELECTRIC | 3300 | https://pim-kvc.soneparsea.com:3443/PictureServer/default.aspx/schneider-gv2p04_Image1.jpg?A3889C9397807479A2A1C7A8BAA5959DB4AAC672B9AD62A48079B38EBF9897998173BEB5B9 | https://pim-kvc.soneparsea.com:3443/PictureServer/default.aspx/schneider-gv2p04_Datasheet1.pdf?A3889C9397807479A2A1C7A8BAA5959DB4AAC672B9AD62A48079B389B3AB91A7B8AAB9B98365A098B6 | TESYS DECA MOTOR CIRCUIT BREAKER 0.4A-0.63A THERMAL MAGNETIC TRIP UNIT | The GV2P products have an additional UL 508 type E rating as a stand alone self-protected manual combination starter. | Depth | 97mm
| 2 | Circuit Breakers and Fuses | Circuit Breakers | Motor Protection Circuit Breakers | TESYS DECA MOTOR CIRCUIT BREAKER 0.4A-0.63A THERMAL MAGNETIC | 2004304 | GV2P04 | SCHNEIDER ELECTRIC | 3300 | https://pim-kvc.soneparsea.com:3443/PictureServer/default.aspx/schneider-gv2p04_Image1.jpg?A3889C9397807479A2A1C7A8BAA5959DB4AAC672B9AD62A48079B38EBF9897998173BEB5B9 | https://pim-kvc.soneparsea.com:3443/PictureServer/default.aspx/schneider-gv2p04_Datasheet1.pdf?A3889C9397807479A2A1C7A8BAA5959DB4AAC672B9AD62A48079B389B3AB91A7B8AAB9B98365A098B6 | TESYS DECA MOTOR CIRCUIT BREAKER 0.4A-0.63A THERMAL MAGNETIC TRIP UNIT | The GV2P products have an additional UL 508 type E rating as a stand alone self-protected manual combination starter. | Overload release current setting | 0.4...0.63A
| 2 | Circuit Breakers and Fuses | Circuit Breakers | Motor Protection Circuit Breakers | TESYS DECA MOTOR CIRCUIT BREAKER 0.4A-0.63A THERMAL MAGNETIC | 2004304 | GV2P04 | SCHNEIDER ELECTRIC | 3300 | https://pim-kvc.soneparsea.com:3443/PictureServer/default.aspx/schneider-gv2p04_Image1.jpg?A3889C9397807479A2A1C7A8BAA5959DB4AAC672B9AD62A48079B38EBF9897998173BEB5B9 | https://pim-kvc.soneparsea.com:3443/PictureServer/default.aspx/schneider-gv2p04_Datasheet1.pdf?A3889C9397807479A2A1C7A8BAA5959DB4AAC672B9AD62A48079B389B3AB91A7B8AAB9B98365A098B6 | TESYS DECA MOTOR CIRCUIT BREAKER 0.4A-0.63A THERMAL MAGNETIC TRIP UNIT | The GV2P products have an additional UL 508 type E rating as a stand alone self-protected manual combination starter. | Adjustment range undelayed short-circuit release | 8...8A
| 2 | Circuit Breakers and Fuses | Circuit Breakers | Motor Protection Circuit Breakers | TESYS DECA MOTOR CIRCUIT BREAKER 0.4A-0.63A THERMAL MAGNETIC | 2004304 | GV2P04 | SCHNEIDER ELECTRIC | 3300 | https://pim-kvc.soneparsea.com:3443/PictureServer/default.aspx/schneider-gv2p04_Image1.jpg?A3889C9397807479A2A1C7A8BAA5959DB4AAC672B9AD62A48079B38EBF9897998173BEB5B9 | https://pim-kvc.soneparsea.com:3443/PictureServer/default.aspx/schneider-gv2p04_Datasheet1.pdf?A3889C9397807479A2A1C7A8BAA5959DB4AAC672B9AD62A48079B389B3AB91A7B8AAB9B98365A098B6 | TESYS DECA MOTOR CIRCUIT BREAKER 0.4A-0.63A THERMAL MAGNETIC TRIP UNIT | The GV2P products have an additional UL 508 type E rating as a stand alone self-protected manual combination starter. | Phase failure sensitive | yes
| 2 | Circuit Breakers and Fuses | Circuit Breakers | Motor Protection Circuit Breakers | TESYS DECA MOTOR CIRCUIT BREAKER 0.4A-0.63A THERMAL MAGNETIC | 2004304 | GV2P04 | SCHNEIDER ELECTRIC | 3300 | https://pim-kvc.soneparsea.com:3443/PictureServer/default.aspx/schneider-gv2p04_Image1.jpg?A3889C9397807479A2A1C7A8BAA5959DB4AAC672B9AD62A48079B38EBF9897998173BEB5B9 | https://pim-kvc.soneparsea.com:3443/PictureServer/default.aspx/schneider-gv2p04_Datasheet1.pdf?A3889C9397807479A2A1C7A8BAA5959DB4AAC672B9AD62A48079B389B3AB91A7B8AAB9B98365A098B6 | TESYS DECA MOTOR CIRCUIT BREAKER 0.4A-0.63A THERMAL MAGNETIC TRIP UNIT | The GV2P products have an additional UL 508 type E rating as a stand alone self-protected manual combination starter. | Switch off technique | Thermomagnetic
| 2 | Circuit Breakers and Fuses | Circuit Breakers | Motor Protection Circuit Breakers | TESYS DECA MOTOR CIRCUIT BREAKER 0.4A-0.63A THERMAL MAGNETIC | 2004304 | GV2P04 | SCHNEIDER ELECTRIC | 3300 | https://pim-kvc.soneparsea.com:3443/PictureServer/default.aspx/schneider-gv2p04_Image1.jpg?A3889C9397807479A2A1C7A8BAA5959DB4AAC672B9AD62A48079B38EBF9897998173BEB5B9 | https://pim-kvc.soneparsea.com:3443/PictureServer/default.aspx/schneider-gv2p04_Datasheet1.pdf?A3889C9397807479A2A1C7A8BAA5959DB4AAC672B9AD62A48079B389B3AB91A7B8AAB9B98365A098B6 | TESYS DECA MOTOR CIRCUIT BREAKER 0.4A-0.63A THERMAL MAGNETIC TRIP UNIT | The GV2P products have an additional UL 508 type E rating as a stand alone self-protected manual combination starter. | Rated operating voltage | 690...690V
| 2 | Circuit Breakers and Fuses | Circuit Breakers | Motor Protection Circuit Breakers | TESYS DECA MOTOR CIRCUIT BREAKER 0.4A-0.63A THERMAL MAGNETIC | 2004304 | GV2P04 | SCHNEIDER ELECTRIC | 3300 | https://pim-kvc.soneparsea.com:3443/PictureServer/default.aspx/schneider-gv2p04_Image1.jpg?A3889C9397807479A2A1C7A8BAA5959DB4AAC672B9AD62A48079B38EBF9897998173BEB5B9 | https://pim-kvc.soneparsea.com:3443/PictureServer/default.aspx/schneider-gv2p04_Datasheet1.pdf?A3889C9397807479A2A1C7A8BAA5959DB4AAC672B9AD62A48079B389B3AB91A7B8AAB9B98365A098B6 | TESYS DECA MOTOR CIRCUIT BREAKER 0.4A-0.63A THERMAL MAGNETIC TRIP UNIT | The GV2P products have an additional UL 508 type E rating as a stand alone self-protected manual combination starter. | Rated permanent current Iu | 0.63A
| 2 | Circuit Breakers and Fuses | Circuit Breakers | Motor Protection Circuit Breakers | TESYS DECA MOTOR CIRCUIT BREAKER 0.4A-0.63A THERMAL MAGNETIC | 2004304 | GV2P04 | SCHNEIDER ELECTRIC | 3300 | https://pim-kvc.soneparsea.com:3443/PictureServer/default.aspx/schneider-gv2p04_Image1.jpg?A3889C9397807479A2A1C7A8BAA5959DB4AAC672B9AD62A48079B38EBF9897998173BEB5B9 | https://pim-kvc.soneparsea.com:3443/PictureServer/default.aspx/schneider-gv2p04_Datasheet1.pdf?A3889C9397807479A2A1C7A8BAA5959DB4AAC672B9AD62A48079B389B3AB91A7B8AAB9B98365A098B6 | TESYS DECA MOTOR CIRCUIT BREAKER 0.4A-0.63A THERMAL MAGNETIC TRIP UNIT | The GV2P products have an additional UL 508 type E rating as a stand alone self-protected manual combination starter. | Rated operation power at AC-3, 230 V | 0kW
| 2 | Circuit Breakers and Fuses | Circuit Breakers | Motor Protection Circuit Breakers | TESYS DECA MOTOR CIRCUIT BREAKER 0.4A-0.63A THERMAL MAGNETIC | 2004304 | GV2P04 | SCHNEIDER ELECTRIC | 3300 | https://pim-kvc.soneparsea.com:3443/PictureServer/default.aspx/schneider-gv2p04_Image1.jpg?A3889C9397807479A2A1C7A8BAA5959DB4AAC672B9AD62A48079B38EBF9897998173BEB5B9 | https://pim-kvc.soneparsea.com:3443/PictureServer/default.aspx/schneider-gv2p04_Datasheet1.pdf?A3889C9397807479A2A1C7A8BAA5959DB4AAC672B9AD62A48079B389B3AB91A7B8AAB9B98365A098B6 | TESYS DECA MOTOR CIRCUIT BREAKER 0.4A-0.63A THERMAL MAGNETIC TRIP UNIT | The GV2P products have an additional UL 508 type E rating as a stand alone self-protected manual combination starter. | Rated operation power at AC-3, 400 V | 0.18kW
| 2 | Circuit Breakers and Fuses | Circuit Breakers | Motor Protection Circuit Breakers | TESYS DECA MOTOR CIRCUIT BREAKER 0.4A-0.63A THERMAL MAGNETIC | 2004304 | GV2P04 | SCHNEIDER ELECTRIC | 3300 | https://pim-kvc.soneparsea.com:3443/PictureServer/default.aspx/schneider-gv2p04_Image1.jpg?A3889C9397807479A2A1C7A8BAA5959DB4AAC672B9AD62A48079B38EBF9897998173BEB5B9 | https://pim-kvc.soneparsea.com:3443/PictureServer/default.aspx/schneider-gv2p04_Datasheet1.pdf?A3889C9397807479A2A1C7A8BAA5959DB4AAC672B9AD62A48079B389B3AB91A7B8AAB9B98365A098B6 | TESYS DECA MOTOR CIRCUIT BREAKER 0.4A-0.63A THERMAL MAGNETIC TRIP UNIT | The GV2P products have an additional UL 508 type E rating as a stand alone self-protected manual combination starter. | Type of electrical connection of main circuit | Screw connection
| 2 | Circuit Breakers and Fuses | Circuit Breakers | Motor Protection Circuit Breakers | TESYS DECA MOTOR CIRCUIT BREAKER 0.4A-0.63A THERMAL MAGNETIC | 2004304 | GV2P04 | SCHNEIDER ELECTRIC | 3300 | https://pim-kvc.soneparsea.com:3443/PictureServer/default.aspx/schneider-gv2p04_Image1.jpg?A3889C9397807479A2A1C7A8BAA5959DB4AAC672B9AD62A48079B38EBF9897998173BEB5B9 | https://pim-kvc.soneparsea.com:3443/PictureServer/default.aspx/schneider-gv2p04_Datasheet1.pdf?A3889C9397807479A2A1C7A8BAA5959DB4AAC672B9AD62A48079B389B3AB91A7B8AAB9B98365A098B6 | TESYS DECA MOTOR CIRCUIT BREAKER 0.4A-0.63A THERMAL MAGNETIC TRIP UNIT | The GV2P products have an additional UL 508 type E rating as a stand alone self-protected manual combination starter. | Type of control element | Turn button
| 2 | Circuit Breakers and Fuses | Circuit Breakers | Motor Protection Circuit Breakers | TESYS DECA MOTOR CIRCUIT BREAKER 0.4A-0.63A THERMAL MAGNETIC | 2004304 | GV2P04 | SCHNEIDER ELECTRIC | 3300 | https://pim-kvc.soneparsea.com:3443/PictureServer/default.aspx/schneider-gv2p04_Image1.jpg?A3889C9397807479A2A1C7A8BAA5959DB4AAC672B9AD62A48079B38EBF9897998173BEB5B9 | https://pim-kvc.soneparsea.com:3443/PictureServer/default.aspx/schneider-gv2p04_Datasheet1.pdf?A3889C9397807479A2A1C7A8BAA5959DB4AAC672B9AD62A48079B389B3AB91A7B8AAB9B98365A098B6 | TESYS DECA MOTOR CIRCUIT BREAKER 0.4A-0.63A THERMAL MAGNETIC TRIP UNIT | The GV2P products have an additional UL 508 type E rating as a stand alone self-protected manual combination starter. | Device construction | Complete device in housing
| 2 | Circuit Breakers and Fuses | Circuit Breakers | Motor Protection Circuit Breakers | TESYS DECA MOTOR CIRCUIT BREAKER 0.4A-0.63A THERMAL MAGNETIC | 2004304 | GV2P04 | SCHNEIDER ELECTRIC | 3300 | https://pim-kvc.soneparsea.com:3443/PictureServer/default.aspx/schneider-gv2p04_Image1.jpg?A3889C9397807479A2A1C7A8BAA5959DB4AAC672B9AD62A48079B38EBF9897998173BEB5B9 | https://pim-kvc.soneparsea.com:3443/PictureServer/default.aspx/schneider-gv2p04_Datasheet1.pdf?A3889C9397807479A2A1C7A8BAA5959DB4AAC672B9AD62A48079B389B3AB91A7B8AAB9B98365A098B6 | TESYS DECA MOTOR CIRCUIT BREAKER 0.4A-0.63A THERMAL MAGNETIC TRIP UNIT | The GV2P products have an additional UL 508 type E rating as a stand alone self-protected manual combination starter. | With integrated auxiliary switch | no
| 2 | Circuit Breakers and Fuses | Circuit Breakers | Motor Protection Circuit Breakers | TESYS DECA MOTOR CIRCUIT BREAKER 0.4A-0.63A THERMAL MAGNETIC | 2004304 | GV2P04 | SCHNEIDER ELECTRIC | 3300 | https://pim-kvc.soneparsea.com:3443/PictureServer/default.aspx/schneider-gv2p04_Image1.jpg?A3889C9397807479A2A1C7A8BAA5959DB4AAC672B9AD62A48079B38EBF9897998173BEB5B9 | https://pim-kvc.soneparsea.com:3443/PictureServer/default.aspx/schneider-gv2p04_Datasheet1.pdf?A3889C9397807479A2A1C7A8BAA5959DB4AAC672B9AD62A48079B389B3AB91A7B8AAB9B98365A098B6 | TESYS DECA MOTOR CIRCUIT BREAKER 0.4A-0.63A THERMAL MAGNETIC TRIP UNIT | The GV2P products have an additional UL 508 type E rating as a stand alone self-protected manual combination starter. | With integrated under voltage release | no
| 2 | Circuit Breakers and Fuses | Circuit Breakers | Motor Protection Circuit Breakers | TESYS DECA MOTOR CIRCUIT BREAKER 0.4A-0.63A THERMAL MAGNETIC | 2004304 | GV2P04 | SCHNEIDER ELECTRIC | 3300 | https://pim-kvc.soneparsea.com:3443/PictureServer/default.aspx/schneider-gv2p04_Image1.jpg?A3889C9397807479A2A1C7A8BAA5959DB4AAC672B9AD62A48079B38EBF9897998173BEB5B9 | https://pim-kvc.soneparsea.com:3443/PictureServer/default.aspx/schneider-gv2p04_Datasheet1.pdf?A3889C9397807479A2A1C7A8BAA5959DB4AAC672B9AD62A48079B389B3AB91A7B8AAB9B98365A098B6 | TESYS DECA MOTOR CIRCUIT BREAKER 0.4A-0.63A THERMAL MAGNETIC TRIP UNIT | The GV2P products have an additional UL 508 type E rating as a stand alone self-protected manual combination starter. | Number of poles | 3
| 2 | Circuit Breakers and Fuses | Circuit Breakers | Motor Protection Circuit Breakers | TESYS DECA MOTOR CIRCUIT BREAKER 0.4A-0.63A THERMAL MAGNETIC | 2004304 | GV2P04 | SCHNEIDER ELECTRIC | 3300 | https://pim-kvc.soneparsea.com:3443/PictureServer/default.aspx/schneider-gv2p04_Image1.jpg?A3889C9397807479A2A1C7A8BAA5959DB4AAC672B9AD62A48079B38EBF9897998173BEB5B9 | https://pim-kvc.soneparsea.com:3443/PictureServer/default.aspx/schneider-gv2p04_Datasheet1.pdf?A3889C9397807479A2A1C7A8BAA5959DB4AAC672B9AD62A48079B389B3AB91A7B8AAB9B98365A098B6 | TESYS DECA MOTOR CIRCUIT BREAKER 0.4A-0.63A THERMAL MAGNETIC TRIP UNIT | The GV2P products have an additional UL 508 type E rating as a stand alone self-protected manual combination starter. | Rated short-circuit breaking capacity lcu at 400 V, AC | 100kA
| 2 | Circuit Breakers and Fuses | Circuit Breakers | Motor Protection Circuit Breakers | TESYS DECA MOTOR CIRCUIT BREAKER 0.4A-0.63A THERMAL MAGNETIC | 2004304 | GV2P04 | SCHNEIDER ELECTRIC | 3300 | https://pim-kvc.soneparsea.com:3443/PictureServer/default.aspx/schneider-gv2p04_Image1.jpg?A3889C9397807479A2A1C7A8BAA5959DB4AAC672B9AD62A48079B38EBF9897998173BEB5B9 | https://pim-kvc.soneparsea.com:3443/PictureServer/default.aspx/schneider-gv2p04_Datasheet1.pdf?A3889C9397807479A2A1C7A8BAA5959DB4AAC672B9AD62A48079B389B3AB91A7B8AAB9B98365A098B6 | TESYS DECA MOTOR CIRCUIT BREAKER 0.4A-0.63A THERMAL MAGNETIC TRIP UNIT | The GV2P products have an additional UL 508 type E rating as a stand alone self-protected manual combination starter. | Degree of protection (IP) | IP20
| 2 | Circuit Breakers and Fuses | Circuit Breakers | Motor Protection Circuit Breakers | TESYS DECA MOTOR CIRCUIT BREAKER 0.4A-0.63A THERMAL MAGNETIC | 2004304 | GV2P04 | SCHNEIDER ELECTRIC | 3300 | https://pim-kvc.soneparsea.com:3443/PictureServer/default.aspx/schneider-gv2p04_Image1.jpg?A3889C9397807479A2A1C7A8BAA5959DB4AAC672B9AD62A48079B38EBF9897998173BEB5B9 | https://pim-kvc.soneparsea.com:3443/PictureServer/default.aspx/schneider-gv2p04_Datasheet1.pdf?A3889C9397807479A2A1C7A8BAA5959DB4AAC672B9AD62A48079B389B3AB91A7B8AAB9B98365A098B6 | TESYS DECA MOTOR CIRCUIT BREAKER 0.4A-0.63A THERMAL MAGNETIC TRIP UNIT | The GV2P products have an additional UL 508 type E rating as a stand alone self-protected manual combination starter. | Height | 89mm
| 2 | Circuit Breakers and Fuses | Circuit Breakers | Motor Protection Circuit Breakers | TESYS DECA MOTOR CIRCUIT BREAKER 0.4A-0.63A THERMAL MAGNETIC | 2004304 | GV2P04 | SCHNEIDER ELECTRIC | 3300 | https://pim-kvc.soneparsea.com:3443/PictureServer/default.aspx/schneider-gv2p04_Image1.jpg?A3889C9397807479A2A1C7A8BAA5959DB4AAC672B9AD62A48079B38EBF9897998173BEB5B9 | https://pim-kvc.soneparsea.com:3443/PictureServer/default.aspx/schneider-gv2p04_Datasheet1.pdf?A3889C9397807479A2A1C7A8BAA5959DB4AAC672B9AD62A48079B389B3AB91A7B8AAB9B98365A098B6 | TESYS DECA MOTOR CIRCUIT BREAKER 0.4A-0.63A THERMAL MAGNETIC TRIP UNIT | The GV2P products have an additional UL 508 type E rating as a stand alone self-protected manual combination starter. | Width | 44.5mm
| 2 | Circuit Breakers and Fuses | Circuit Breakers | Motor Protection Circuit Breakers | TESYS DECA MOTOR CIRCUIT BREAKER 0.4A-0.63A THERMAL MAGNETIC | 2004304 | GV2P04 | SCHNEIDER ELECTRIC | 3300 | https://pim-kvc.soneparsea.com:3443/PictureServer/default.aspx/schneider-gv2p04_Image1.jpg?A3889C9397807479A2A1C7A8BAA5959DB4AAC672B9AD62A48079B38EBF9897998173BEB5B9 | https://pim-kvc.soneparsea.com:3443/PictureServer/default.aspx/schneider-gv2p04_Datasheet1.pdf?A3889C9397807479A2A1C7A8BAA5959DB4AAC672B9AD62A48079B389B3AB91A7B8AAB9B98365A098B6 | TESYS DECA MOTOR CIRCUIT BREAKER 0.4A-0.63A THERMAL MAGNETIC TRIP UNIT | The GV2P products have an additional UL 508 type E rating as a stand alone self-protected manual combination starter. | Depth | 97mm
| 2 | Circuit Breakers and Fuses | Circuit Breakers | Motor Protection Circuit Breakers | TESYS DECA MOTOR CIRCUIT BREAKER 0.4A-0.63A THERMAL MAGNETIC | 2004304 | GV2P04 | SCHNEIDER ELECTRIC | 3300 | https://pim-kvc.soneparsea.com:3443/PictureServer/default.aspx/schneider-gv2p04_Image1.jpg?A3889C9397807479A2A1C7A8BAA5959DB4AAC672B9AD62A48079B38EBF9897998173BEB5B9 | https://pim-kvc.soneparsea.com:3443/PictureServer/default.aspx/schneider-gv2p04_Datasheet1.pdf?A3889C9397807479A2A1C7A8BAA5959DB4AAC672B9AD62A48079B389B3AB91A7B8AAB9B98365A098B6 | TESYS DECA MOTOR CIRCUIT BREAKER 0.4A-0.63A THERMAL MAGNETIC TRIP UNIT | The GV2P products have an additional UL 508 type E rating as a stand alone self-protected manual combination starter. | Overload release current setting | 0.4...0.63A
| 2 | Circuit Breakers and Fuses | Circuit Breakers | Motor Protection Circuit Breakers | TESYS DECA MOTOR CIRCUIT BREAKER 0.4A-0.63A THERMAL MAGNETIC | 2004304 | GV2P04 | SCHNEIDER ELECTRIC | 3300 | https://pim-kvc.soneparsea.com:3443/PictureServer/default.aspx/schneider-gv2p04_Image1.jpg?A3889C9397807479A2A1C7A8BAA5959DB4AAC672B9AD62A48079B38EBF9897998173BEB5B9 | https://pim-kvc.soneparsea.com:3443/PictureServer/default.aspx/schneider-gv2p04_Datasheet1.pdf?A3889C9397807479A2A1C7A8BAA5959DB4AAC672B9AD62A48079B389B3AB91A7B8AAB9B98365A098B6 | TESYS DECA MOTOR CIRCUIT BREAKER 0.4A-0.63A THERMAL MAGNETIC TRIP UNIT | The GV2P products have an additional UL 508 type E rating as a stand alone self-protected manual combination starter. | Adjustment range undelayed short-circuit release | 8...8A
| 2 | Circuit Breakers and Fuses | Circuit Breakers | Motor Protection Circuit Breakers | TESYS DECA MOTOR CIRCUIT BREAKER 0.4A-0.63A THERMAL MAGNETIC | 2004304 | GV2P04 | SCHNEIDER ELECTRIC | 3300 | https://pim-kvc.soneparsea.com:3443/PictureServer/default.aspx/schneider-gv2p04_Image1.jpg?A3889C9397807479A2A1C7A8BAA5959DB4AAC672B9AD62A48079B38EBF9897998173BEB5B9 | https://pim-kvc.soneparsea.com:3443/PictureServer/default.aspx/schneider-gv2p04_Datasheet1.pdf?A3889C9397807479A2A1C7A8BAA5959DB4AAC672B9AD62A48079B389B3AB91A7B8AAB9B98365A098B6 | TESYS DECA MOTOR CIRCUIT BREAKER 0.4A-0.63A THERMAL MAGNETIC TRIP UNIT | The GV2P products have an additional UL 508 type E rating as a stand alone self-protected manual combination starter. | Phase failure sensitive | yes
| 2 | Circuit Breakers and Fuses | Circuit Breakers | Motor Protection Circuit Breakers | TESYS DECA MOTOR CIRCUIT BREAKER 0.4A-0.63A THERMAL MAGNETIC | 2004304 | GV2P04 | SCHNEIDER ELECTRIC | 3300 | https://pim-kvc.soneparsea.com:3443/PictureServer/default.aspx/schneider-gv2p04_Image1.jpg?A3889C9397807479A2A1C7A8BAA5959DB4AAC672B9AD62A48079B38EBF9897998173BEB5B9 | https://pim-kvc.soneparsea.com:3443/PictureServer/default.aspx/schneider-gv2p04_Datasheet1.pdf?A3889C9397807479A2A1C7A8BAA5959DB4AAC672B9AD62A48079B389B3AB91A7B8AAB9B98365A098B6 | TESYS DECA MOTOR CIRCUIT BREAKER 0.4A-0.63A THERMAL MAGNETIC TRIP UNIT | The GV2P products have an additional UL 508 type E rating as a stand alone self-protected manual combination starter. | Switch off technique | Thermomagnetic
| 2 | Circuit Breakers and Fuses | Circuit Breakers | Motor Protection Circuit Breakers | TESYS DECA MOTOR CIRCUIT BREAKER 0.4A-0.63A THERMAL MAGNETIC | 2004304 | GV2P04 | SCHNEIDER ELECTRIC | 3300 | https://pim-kvc.soneparsea.com:3443/PictureServer/default.aspx/schneider-gv2p04_Image1.jpg?A3889C9397807479A2A1C7A8BAA5959DB4AAC672B9AD62A48079B38EBF9897998173BEB5B9 | https://pim-kvc.soneparsea.com:3443/PictureServer/default.aspx/schneider-gv2p04_Datasheet1.pdf?A3889C9397807479A2A1C7A8BAA5959DB4AAC672B9AD62A48079B389B3AB91A7B8AAB9B98365A098B6 | TESYS DECA MOTOR CIRCUIT BREAKER 0.4A-0.63A THERMAL MAGNETIC TRIP UNIT | The GV2P products have an additional UL 508 type E rating as a stand alone self-protected manual combination starter. | Rated operating voltage | 690...690V
| 2 | Circuit Breakers and Fuses | Circuit Breakers | Motor Protection Circuit Breakers | TESYS DECA MOTOR CIRCUIT BREAKER 0.4A-0.63A THERMAL MAGNETIC | 2004304 | GV2P04 | SCHNEIDER ELECTRIC | 3300 | https://pim-kvc.soneparsea.com:3443/PictureServer/default.aspx/schneider-gv2p04_Image1.jpg?A3889C9397807479A2A1C7A8BAA5959DB4AAC672B9AD62A48079B38EBF9897998173BEB5B9 | https://pim-kvc.soneparsea.com:3443/PictureServer/default.aspx/schneider-gv2p04_Datasheet1.pdf?A3889C9397807479A2A1C7A8BAA5959DB4AAC672B9AD62A48079B389B3AB91A7B8AAB9B98365A098B6 | TESYS DECA MOTOR CIRCUIT BREAKER 0.4A-0.63A THERMAL MAGNETIC TRIP UNIT | The GV2P products have an additional UL 508 type E rating as a stand alone self-protected manual combination starter. | Rated permanent current Iu | 0.63A
| 2 | Circuit Breakers and Fuses | Circuit Breakers | Motor Protection Circuit Breakers | TESYS DECA MOTOR CIRCUIT BREAKER 0.4A-0.63A THERMAL MAGNETIC | 2004304 | GV2P04 | SCHNEIDER ELECTRIC | 3300 | https://pim-kvc.soneparsea.com:3443/PictureServer/default.aspx/schneider-gv2p04_Image1.jpg?A3889C9397807479A2A1C7A8BAA5959DB4AAC672B9AD62A48079B38EBF9897998173BEB5B9 | https://pim-kvc.soneparsea.com:3443/PictureServer/default.aspx/schneider-gv2p04_Datasheet1.pdf?A3889C9397807479A2A1C7A8BAA5959DB4AAC672B9AD62A48079B389B3AB91A7B8AAB9B98365A098B6 | TESYS DECA MOTOR CIRCUIT BREAKER 0.4A-0.63A THERMAL MAGNETIC TRIP UNIT | The GV2P products have an additional UL 508 type E rating as a stand alone self-protected manual combination starter. | Rated operation power at AC-3, 230 V | 0kW
| 2 | Circuit Breakers and Fuses | Circuit Breakers | Motor Protection Circuit Breakers | TESYS DECA MOTOR CIRCUIT BREAKER 0.4A-0.63A THERMAL MAGNETIC | 2004304 | GV2P04 | SCHNEIDER ELECTRIC | 3300 | https://pim-kvc.soneparsea.com:3443/PictureServer/default.aspx/schneider-gv2p04_Image1.jpg?A3889C9397807479A2A1C7A8BAA5959DB4AAC672B9AD62A48079B38EBF9897998173BEB5B9 | https://pim-kvc.soneparsea.com:3443/PictureServer/default.aspx/schneider-gv2p04_Datasheet1.pdf?A3889C9397807479A2A1C7A8BAA5959DB4AAC672B9AD62A48079B389B3AB91A7B8AAB9B98365A098B6 | TESYS DECA MOTOR CIRCUIT BREAKER 0.4A-0.63A THERMAL MAGNETIC TRIP UNIT | The GV2P products have an additional UL 508 type E rating as a stand alone self-protected manual combination starter. | Rated operation power at AC-3, 400 V | 0.18kW
| 2 | Circuit Breakers and Fuses | Circuit Breakers | Motor Protection Circuit Breakers | TESYS DECA MOTOR CIRCUIT BREAKER 0.4A-0.63A THERMAL MAGNETIC | 2004304 | GV2P04 | SCHNEIDER ELECTRIC | 3300 | https://pim-kvc.soneparsea.com:3443/PictureServer/default.aspx/schneider-gv2p04_Image1.jpg?A3889C9397807479A2A1C7A8BAA5959DB4AAC672B9AD62A48079B38EBF9897998173BEB5B9 | https://pim-kvc.soneparsea.com:3443/PictureServer/default.aspx/schneider-gv2p04_Datasheet1.pdf?A3889C9397807479A2A1C7A8BAA5959DB4AAC672B9AD62A48079B389B3AB91A7B8AAB9B98365A098B6 | TESYS DECA MOTOR CIRCUIT BREAKER 0.4A-0.63A THERMAL MAGNETIC TRIP UNIT | The GV2P products have an additional UL 508 type E rating as a stand alone self-protected manual combination starter. | Type of electrical connection of main circuit | Screw connection
| 2 | Circuit Breakers and Fuses | Circuit Breakers | Motor Protection Circuit Breakers | TESYS DECA MOTOR CIRCUIT BREAKER 0.4A-0.63A THERMAL MAGNETIC | 2004304 | GV2P04 | SCHNEIDER ELECTRIC | 3300 | https://pim-kvc.soneparsea.com:3443/PictureServer/default.aspx/schneider-gv2p04_Image1.jpg?A3889C9397807479A2A1C7A8BAA5959DB4AAC672B9AD62A48079B38EBF9897998173BEB5B9 | https://pim-kvc.soneparsea.com:3443/PictureServer/default.aspx/schneider-gv2p04_Datasheet1.pdf?A3889C9397807479A2A1C7A8BAA5959DB4AAC672B9AD62A48079B389B3AB91A7B8AAB9B98365A098B6 | TESYS DECA MOTOR CIRCUIT BREAKER 0.4A-0.63A THERMAL MAGNETIC TRIP UNIT | The GV2P products have an additional UL 508 type E rating as a stand alone self-protected manual combination starter. | Type of control element | Turn button
| 2 | Circuit Breakers and Fuses | Circuit Breakers | Motor Protection Circuit Breakers | TESYS DECA MOTOR CIRCUIT BREAKER 0.4A-0.63A THERMAL MAGNETIC | 2004304 | GV2P04 | SCHNEIDER ELECTRIC | 3300 | https://pim-kvc.soneparsea.com:3443/PictureServer/default.aspx/schneider-gv2p04_Image1.jpg?A3889C9397807479A2A1C7A8BAA5959DB4AAC672B9AD62A48079B38EBF9897998173BEB5B9 | https://pim-kvc.soneparsea.com:3443/PictureServer/default.aspx/schneider-gv2p04_Datasheet1.pdf?A3889C9397807479A2A1C7A8BAA5959DB4AAC672B9AD62A48079B389B3AB91A7B8AAB9B98365A098B6 | TESYS DECA MOTOR CIRCUIT BREAKER 0.4A-0.63A THERMAL MAGNETIC TRIP UNIT | The GV2P products have an additional UL 508 type E rating as a stand alone self-protected manual combination starter. | Device construction | Complete device in housing
| 2 | Circuit Breakers and Fuses | Circuit Breakers | Motor Protection Circuit Breakers | TESYS DECA MOTOR CIRCUIT BREAKER 0.4A-0.63A THERMAL MAGNETIC | 2004304 | GV2P04 | SCHNEIDER ELECTRIC | 3300 | https://pim-kvc.soneparsea.com:3443/PictureServer/default.aspx/schneider-gv2p04_Image1.jpg?A3889C9397807479A2A1C7A8BAA5959DB4AAC672B9AD62A48079B38EBF9897998173BEB5B9 | https://pim-kvc.soneparsea.com:3443/PictureServer/default.aspx/schneider-gv2p04_Datasheet1.pdf?A3889C9397807479A2A1C7A8BAA5959DB4AAC672B9AD62A48079B389B3AB91A7B8AAB9B98365A098B6 | TESYS DECA MOTOR CIRCUIT BREAKER 0.4A-0.63A THERMAL MAGNETIC TRIP UNIT | The GV2P products have an additional UL 508 type E rating as a stand alone self-protected manual combination starter. | With integrated auxiliary switch | no
| 2 | Circuit Breakers and Fuses | Circuit Breakers | Motor Protection Circuit Breakers | TESYS DECA MOTOR CIRCUIT BREAKER 0.4A-0.63A THERMAL MAGNETIC | 2004304 | GV2P04 | SCHNEIDER ELECTRIC | 3300 | https://pim-kvc.soneparsea.com:3443/PictureServer/default.aspx/schneider-gv2p04_Image1.jpg?A3889C9397807479A2A1C7A8BAA5959DB4AAC672B9AD62A48079B38EBF9897998173BEB5B9 | https://pim-kvc.soneparsea.com:3443/PictureServer/default.aspx/schneider-gv2p04_Datasheet1.pdf?A3889C9397807479A2A1C7A8BAA5959DB4AAC672B9AD62A48079B389B3AB91A7B8AAB9B98365A098B6 | TESYS DECA MOTOR CIRCUIT BREAKER 0.4A-0.63A THERMAL MAGNETIC TRIP UNIT | The GV2P products have an additional UL 508 type E rating as a stand alone self-protected manual combination starter. | With integrated under voltage release | no
| 2 | Circuit Breakers and Fuses | Circuit Breakers | Motor Protection Circuit Breakers | TESYS DECA MOTOR CIRCUIT BREAKER 0.4A-0.63A THERMAL MAGNETIC | 2004304 | GV2P04 | SCHNEIDER ELECTRIC | 3300 | https://pim-kvc.soneparsea.com:3443/PictureServer/default.aspx/schneider-gv2p04_Image1.jpg?A3889C9397807479A2A1C7A8BAA5959DB4AAC672B9AD62A48079B38EBF9897998173BEB5B9 | https://pim-kvc.soneparsea.com:3443/PictureServer/default.aspx/schneider-gv2p04_Datasheet1.pdf?A3889C9397807479A2A1C7A8BAA5959DB4AAC672B9AD62A48079B389B3AB91A7B8AAB9B98365A098B6 | TESYS DECA MOTOR CIRCUIT BREAKER 0.4A-0.63A THERMAL MAGNETIC TRIP UNIT | The GV2P products have an additional UL 508 type E rating as a stand alone self-protected manual combination starter. | Number of poles | 3
| 2 | Circuit Breakers and Fuses | Circuit Breakers | Motor Protection Circuit Breakers | TESYS DECA MOTOR CIRCUIT BREAKER 0.4A-0.63A THERMAL MAGNETIC | 2004304 | GV2P04 | SCHNEIDER ELECTRIC | 3300 | https://pim-kvc.soneparsea.com:3443/PictureServer/default.aspx/schneider-gv2p04_Image1.jpg?A3889C9397807479A2A1C7A8BAA5959DB4AAC672B9AD62A48079B38EBF9897998173BEB5B9 | https://pim-kvc.soneparsea.com:3443/PictureServer/default.aspx/schneider-gv2p04_Datasheet1.pdf?A3889C9397807479A2A1C7A8BAA5959DB4AAC672B9AD62A48079B389B3AB91A7B8AAB9B98365A098B6 | TESYS DECA MOTOR CIRCUIT BREAKER 0.4A-0.63A THERMAL MAGNETIC TRIP UNIT | The GV2P products have an additional UL 508 type E rating as a stand alone self-protected manual combination starter. | Rated short-circuit breaking capacity lcu at 400 V, AC | 100kA
| 2 | Circuit Breakers and Fuses | Circuit Breakers | Motor Protection Circuit Breakers | TESYS DECA MOTOR CIRCUIT BREAKER 0.4A-0.63A THERMAL MAGNETIC | 2004304 | GV2P04 | SCHNEIDER ELECTRIC | 3300 | https://pim-kvc.soneparsea.com:3443/PictureServer/default.aspx/schneider-gv2p04_Image1.jpg?A3889C9397807479A2A1C7A8BAA5959DB4AAC672B9AD62A48079B38EBF9897998173BEB5B9 | https://pim-kvc.soneparsea.com:3443/PictureServer/default.aspx/schneider-gv2p04_Datasheet1.pdf?A3889C9397807479A2A1C7A8BAA5959DB4AAC672B9AD62A48079B389B3AB91A7B8AAB9B98365A098B6 | TESYS DECA MOTOR CIRCUIT BREAKER 0.4A-0.63A THERMAL MAGNETIC TRIP UNIT | The GV2P products have an additional UL 508 type E rating as a stand alone self-protected manual combination starter. | Degree of protection (IP) | IP20
| 2 | Circuit Breakers and Fuses | Circuit Breakers | Motor Protection Circuit Breakers | TESYS DECA MOTOR CIRCUIT BREAKER 0.4A-0.63A THERMAL MAGNETIC | 2004304 | GV2P04 | SCHNEIDER ELECTRIC | 3300 | https://pim-kvc.soneparsea.com:3443/PictureServer/default.aspx/schneider-gv2p04_Image1.jpg?A3889C9397807479A2A1C7A8BAA5959DB4AAC672B9AD62A48079B38EBF9897998173BEB5B9 | https://pim-kvc.soneparsea.com:3443/PictureServer/default.aspx/schneider-gv2p04_Datasheet1.pdf?A3889C9397807479A2A1C7A8BAA5959DB4AAC672B9AD62A48079B389B3AB91A7B8AAB9B98365A098B6 | TESYS DECA MOTOR CIRCUIT BREAKER 0.4A-0.63A THERMAL MAGNETIC TRIP UNIT | The GV2P products have an additional UL 508 type E rating as a stand alone self-protected manual combination starter. | Height | 89mm
| 2 | Circuit Breakers and Fuses | Circuit Breakers | Motor Protection Circuit Breakers | TESYS DECA MOTOR CIRCUIT BREAKER 0.4A-0.63A THERMAL MAGNETIC | 2004304 | GV2P04 | SCHNEIDER ELECTRIC | 3300 | https://pim-kvc.soneparsea.com:3443/PictureServer/default.aspx/schneider-gv2p04_Image1.jpg?A3889C9397807479A2A1C7A8BAA5959DB4AAC672B9AD62A48079B38EBF9897998173BEB5B9 | https://pim-kvc.soneparsea.com:3443/PictureServer/default.aspx/schneider-gv2p04_Datasheet1.pdf?A3889C9397807479A2A1C7A8BAA5959DB4AAC672B9AD62A48079B389B3AB91A7B8AAB9B98365A098B6 | TESYS DECA MOTOR CIRCUIT BREAKER 0.4A-0.63A THERMAL MAGNETIC TRIP UNIT | The GV2P products have an additional UL 508 type E rating as a stand alone self-protected manual combination starter. | Width | 44.5mm
| 2 | Circuit Breakers and Fuses | Circuit Breakers | Motor Protection Circuit Breakers | TESYS DECA MOTOR CIRCUIT BREAKER 0.4A-0.63A THERMAL MAGNETIC | 2004304 | GV2P04 | SCHNEIDER ELECTRIC | 3300 | https://pim-kvc.soneparsea.com:3443/PictureServer/default.aspx/schneider-gv2p04_Image1.jpg?A3889C9397807479A2A1C7A8BAA5959DB4AAC672B9AD62A48079B38EBF9897998173BEB5B9 | https://pim-kvc.soneparsea.com:3443/PictureServer/default.aspx/schneider-gv2p04_Datasheet1.pdf?A3889C9397807479A2A1C7A8BAA5959DB4AAC672B9AD62A48079B389B3AB91A7B8AAB9B98365A098B6 | TESYS DECA MOTOR CIRCUIT BREAKER 0.4A-0.63A THERMAL MAGNETIC TRIP UNIT | The GV2P products have an additional UL 508 type E rating as a stand alone self-protected manual combination starter. | Depth | 97mm
| 2 | Circuit Breakers and Fuses | Circuit Breakers | Motor Protection Circuit Breakers | TESYS DECA MOTOR CIRCUIT BREAKER 0.4A-0.63A THERMAL MAGNETIC | 2004304 | GV2P04 | SCHNEIDER ELECTRIC | 3300 | https://pim-kvc.soneparsea.com:3443/PictureServer/default.aspx/schneider-gv2p04_Image1.jpg?A3889C9397807479A2A1C7A8BAA5959DB4AAC672B9AD62A48079B38EBF9897998173BEB5B9 | https://pim-kvc.soneparsea.com:3443/PictureServer/default.aspx/schneider-gv2p04_Datasheet1.pdf?A3889C9397807479A2A1C7A8BAA5959DB4AAC672B9AD62A48079B389B3AB91A7B8AAB9B98365A098B6 | TESYS DECA MOTOR CIRCUIT BREAKER 0.4A-0.63A THERMAL MAGNETIC TRIP UNIT | The GV2P products have an additional UL 508 type E rating as a stand alone self-protected manual combination starter. | Overload release current setting | 0.4...0.63A
| 2 | Circuit Breakers and Fuses | Circuit Breakers | Motor Protection Circuit Breakers | TESYS DECA MOTOR CIRCUIT BREAKER 0.4A-0.63A THERMAL MAGNETIC | 2004304 | GV2P04 | SCHNEIDER ELECTRIC | 3300 | https://pim-kvc.soneparsea.com:3443/PictureServer/default.aspx/schneider-gv2p04_Image1.jpg?A3889C9397807479A2A1C7A8BAA5959DB4AAC672B9AD62A48079B38EBF9897998173BEB5B9 | https://pim-kvc.soneparsea.com:3443/PictureServer/default.aspx/schneider-gv2p04_Datasheet1.pdf?A3889C9397807479A2A1C7A8BAA5959DB4AAC672B9AD62A48079B389B3AB91A7B8AAB9B98365A098B6 | TESYS DECA MOTOR CIRCUIT BREAKER 0.4A-0.63A THERMAL MAGNETIC TRIP UNIT | The GV2P products have an additional UL 508 type E rating as a stand alone self-protected manual combination starter. | Adjustment range undelayed short-circuit release | 8...8A
| 2 | Circuit Breakers and Fuses | Circuit Breakers | Motor Protection Circuit Breakers | TESYS DECA MOTOR CIRCUIT BREAKER 0.4A-0.63A THERMAL MAGNETIC | 2004304 | GV2P04 | SCHNEIDER ELECTRIC | 3300 | https://pim-kvc.soneparsea.com:3443/PictureServer/default.aspx/schneider-gv2p04_Image1.jpg?A3889C9397807479A2A1C7A8BAA5959DB4AAC672B9AD62A48079B38EBF9897998173BEB5B9 | https://pim-kvc.soneparsea.com:3443/PictureServer/default.aspx/schneider-gv2p04_Datasheet1.pdf?A3889C9397807479A2A1C7A8BAA5959DB4AAC672B9AD62A48079B389B3AB91A7B8AAB9B98365A098B6 | TESYS DECA MOTOR CIRCUIT BREAKER 0.4A-0.63A THERMAL MAGNETIC TRIP UNIT | The GV2P products have an additional UL 508 type E rating as a stand alone self-protected manual combination starter. | Phase failure sensitive | yes
| 2 | Circuit Breakers and Fuses | Circuit Breakers | Motor Protection Circuit Breakers | TESYS DECA MOTOR CIRCUIT BREAKER 0.4A-0.63A THERMAL MAGNETIC | 2004304 | GV2P04 | SCHNEIDER ELECTRIC | 3300 | https://pim-kvc.soneparsea.com:3443/PictureServer/default.aspx/schneider-gv2p04_Image1.jpg?A3889C9397807479A2A1C7A8BAA5959DB4AAC672B9AD62A48079B38EBF9897998173BEB5B9 | https://pim-kvc.soneparsea.com:3443/PictureServer/default.aspx/schneider-gv2p04_Datasheet1.pdf?A3889C9397807479A2A1C7A8BAA5959DB4AAC672B9AD62A48079B389B3AB91A7B8AAB9B98365A098B6 | TESYS DECA MOTOR CIRCUIT BREAKER 0.4A-0.63A THERMAL MAGNETIC TRIP UNIT | The GV2P products have an additional UL 508 type E rating as a stand alone self-protected manual combination starter. | Switch off technique | Thermomagnetic
| 2 | Circuit Breakers and Fuses | Circuit Breakers | Motor Protection Circuit Breakers | TESYS DECA MOTOR CIRCUIT BREAKER 0.4A-0.63A THERMAL MAGNETIC | 2004304 | GV2P04 | SCHNEIDER ELECTRIC | 3300 | https://pim-kvc.soneparsea.com:3443/PictureServer/default.aspx/schneider-gv2p04_Image1.jpg?A3889C9397807479A2A1C7A8BAA5959DB4AAC672B9AD62A48079B38EBF9897998173BEB5B9 | https://pim-kvc.soneparsea.com:3443/PictureServer/default.aspx/schneider-gv2p04_Datasheet1.pdf?A3889C9397807479A2A1C7A8BAA5959DB4AAC672B9AD62A48079B389B3AB91A7B8AAB9B98365A098B6 | TESYS DECA MOTOR CIRCUIT BREAKER 0.4A-0.63A THERMAL MAGNETIC TRIP UNIT | The GV2P products have an additional UL 508 type E rating as a stand alone self-protected manual combination starter. | Rated operating voltage | 690...690V
| 2 | Circuit Breakers and Fuses | Circuit Breakers | Motor Protection Circuit Breakers | TESYS DECA MOTOR CIRCUIT BREAKER 0.4A-0.63A THERMAL MAGNETIC | 2004304 | GV2P04 | SCHNEIDER ELECTRIC | 3300 | https://pim-kvc.soneparsea.com:3443/PictureServer/default.aspx/schneider-gv2p04_Image1.jpg?A3889C9397807479A2A1C7A8BAA5959DB4AAC672B9AD62A48079B38EBF9897998173BEB5B9 | https://pim-kvc.soneparsea.com:3443/PictureServer/default.aspx/schneider-gv2p04_Datasheet1.pdf?A3889C9397807479A2A1C7A8BAA5959DB4AAC672B9AD62A48079B389B3AB91A7B8AAB9B98365A098B6 | TESYS DECA MOTOR CIRCUIT BREAKER 0.4A-0.63A THERMAL MAGNETIC TRIP UNIT | The GV2P products have an additional UL 508 type E rating as a stand alone self-protected manual combination starter. | Rated permanent current Iu | 0.63A
| 2 | Circuit Breakers and Fuses | Circuit Breakers | Motor Protection Circuit Breakers | TESYS DECA MOTOR CIRCUIT BREAKER 0.4A-0.63A THERMAL MAGNETIC | 2004304 | GV2P04 | SCHNEIDER ELECTRIC | 3300 | https://pim-kvc.soneparsea.com:3443/PictureServer/default.aspx/schneider-gv2p04_Image1.jpg?A3889C9397807479A2A1C7A8BAA5959DB4AAC672B9AD62A48079B38EBF9897998173BEB5B9 | https://pim-kvc.soneparsea.com:3443/PictureServer/default.aspx/schneider-gv2p04_Datasheet1.pdf?A3889C9397807479A2A1C7A8BAA5959DB4AAC672B9AD62A48079B389B3AB91A7B8AAB9B98365A098B6 | TESYS DECA MOTOR CIRCUIT BREAKER 0.4A-0.63A THERMAL MAGNETIC TRIP UNIT | The GV2P products have an additional UL 508 type E rating as a stand alone self-protected manual combination starter. | Rated operation power at AC-3, 230 V | 0kW
| 2 | Circuit Breakers and Fuses | Circuit Breakers | Motor Protection Circuit Breakers | TESYS DECA MOTOR CIRCUIT BREAKER 0.4A-0.63A THERMAL MAGNETIC | 2004304 | GV2P04 | SCHNEIDER ELECTRIC | 3300 | https://pim-kvc.soneparsea.com:3443/PictureServer/default.aspx/schneider-gv2p04_Image1.jpg?A3889C9397807479A2A1C7A8BAA5959DB4AAC672B9AD62A48079B38EBF9897998173BEB5B9 | https://pim-kvc.soneparsea.com:3443/PictureServer/default.aspx/schneider-gv2p04_Datasheet1.pdf?A3889C9397807479A2A1C7A8BAA5959DB4AAC672B9AD62A48079B389B3AB91A7B8AAB9B98365A098B6 | TESYS DECA MOTOR CIRCUIT BREAKER 0.4A-0.63A THERMAL MAGNETIC TRIP UNIT | The GV2P products have an additional UL 508 type E rating as a stand alone self-protected manual combination starter. | Rated operation power at AC-3, 400 V | 0.18kW
| 2 | Circuit Breakers and Fuses | Circuit Breakers | Motor Protection Circuit Breakers | TESYS DECA MOTOR CIRCUIT BREAKER 0.4A-0.63A THERMAL MAGNETIC | 2004304 | GV2P04 | SCHNEIDER ELECTRIC | 3300 | https://pim-kvc.soneparsea.com:3443/PictureServer/default.aspx/schneider-gv2p04_Image1.jpg?A3889C9397807479A2A1C7A8BAA5959DB4AAC672B9AD62A48079B38EBF9897998173BEB5B9 | https://pim-kvc.soneparsea.com:3443/PictureServer/default.aspx/schneider-gv2p04_Datasheet1.pdf?A3889C9397807479A2A1C7A8BAA5959DB4AAC672B9AD62A48079B389B3AB91A7B8AAB9B98365A098B6 | TESYS DECA MOTOR CIRCUIT BREAKER 0.4A-0.63A THERMAL MAGNETIC TRIP UNIT | The GV2P products have an additional UL 508 type E rating as a stand alone self-protected manual combination starter. | Type of electrical connection of main circuit | Screw connection
| 2 | Circuit Breakers and Fuses | Circuit Breakers | Motor Protection Circuit Breakers | TESYS DECA MOTOR CIRCUIT BREAKER 0.4A-0.63A THERMAL MAGNETIC | 2004304 | GV2P04 | SCHNEIDER ELECTRIC | 3300 | https://pim-kvc.soneparsea.com:3443/PictureServer/default.aspx/schneider-gv2p04_Image1.jpg?A3889C9397807479A2A1C7A8BAA5959DB4AAC672B9AD62A48079B38EBF9897998173BEB5B9 | https://pim-kvc.soneparsea.com:3443/PictureServer/default.aspx/schneider-gv2p04_Datasheet1.pdf?A3889C9397807479A2A1C7A8BAA5959DB4AAC672B9AD62A48079B389B3AB91A7B8AAB9B98365A098B6 | TESYS DECA MOTOR CIRCUIT BREAKER 0.4A-0.63A THERMAL MAGNETIC TRIP UNIT | The GV2P products have an additional UL 508 type E rating as a stand alone self-protected manual combination starter. | Type of control element | Turn button
| 2 | Circuit Breakers and Fuses | Circuit Breakers | Motor Protection Circuit Breakers | TESYS DECA MOTOR CIRCUIT BREAKER 0.4A-0.63A THERMAL MAGNETIC | 2004304 | GV2P04 | SCHNEIDER ELECTRIC | 3300 | https://pim-kvc.soneparsea.com:3443/PictureServer/default.aspx/schneider-gv2p04_Image1.jpg?A3889C9397807479A2A1C7A8BAA5959DB4AAC672B9AD62A48079B38EBF9897998173BEB5B9 | https://pim-kvc.soneparsea.com:3443/PictureServer/default.aspx/schneider-gv2p04_Datasheet1.pdf?A3889C9397807479A2A1C7A8BAA5959DB4AAC672B9AD62A48079B389B3AB91A7B8AAB9B98365A098B6 | TESYS DECA MOTOR CIRCUIT BREAKER 0.4A-0.63A THERMAL MAGNETIC TRIP UNIT | The GV2P products have an additional UL 508 type E rating as a stand alone self-protected manual combination starter. | Device construction | Complete device in housing
| 2 | Circuit Breakers and Fuses | Circuit Breakers | Motor Protection Circuit Breakers | TESYS DECA MOTOR CIRCUIT BREAKER 0.4A-0.63A THERMAL MAGNETIC | 2004304 | GV2P04 | SCHNEIDER ELECTRIC | 3300 | https://pim-kvc.soneparsea.com:3443/PictureServer/default.aspx/schneider-gv2p04_Image1.jpg?A3889C9397807479A2A1C7A8BAA5959DB4AAC672B9AD62A48079B38EBF9897998173BEB5B9 | https://pim-kvc.soneparsea.com:3443/PictureServer/default.aspx/schneider-gv2p04_Datasheet1.pdf?A3889C9397807479A2A1C7A8BAA5959DB4AAC672B9AD62A48079B389B3AB91A7B8AAB9B98365A098B6 | TESYS DECA MOTOR CIRCUIT BREAKER 0.4A-0.63A THERMAL MAGNETIC TRIP UNIT | The GV2P products have an additional UL 508 type E rating as a stand alone self-protected manual combination starter. | With integrated auxiliary switch | no
| 2 | Circuit Breakers and Fuses | Circuit Breakers | Motor Protection Circuit Breakers | TESYS DECA MOTOR CIRCUIT BREAKER 0.4A-0.63A THERMAL MAGNETIC | 2004304 | GV2P04 | SCHNEIDER ELECTRIC | 3300 | https://pim-kvc.soneparsea.com:3443/PictureServer/default.aspx/schneider-gv2p04_Image1.jpg?A3889C9397807479A2A1C7A8BAA5959DB4AAC672B9AD62A48079B38EBF9897998173BEB5B9 | https://pim-kvc.soneparsea.com:3443/PictureServer/default.aspx/schneider-gv2p04_Datasheet1.pdf?A3889C9397807479A2A1C7A8BAA5959DB4AAC672B9AD62A48079B389B3AB91A7B8AAB9B98365A098B6 | TESYS DECA MOTOR CIRCUIT BREAKER 0.4A-0.63A THERMAL MAGNETIC TRIP UNIT | The GV2P products have an additional UL 508 type E rating as a stand alone self-protected manual combination starter. | With integrated under voltage release | no
| 2 | Circuit Breakers and Fuses | Circuit Breakers | Motor Protection Circuit Breakers | TESYS DECA MOTOR CIRCUIT BREAKER 0.4A-0.63A THERMAL MAGNETIC | 2004304 | GV2P04 | SCHNEIDER ELECTRIC | 3300 | https://pim-kvc.soneparsea.com:3443/PictureServer/default.aspx/schneider-gv2p04_Image1.jpg?A3889C9397807479A2A1C7A8BAA5959DB4AAC672B9AD62A48079B38EBF9897998173BEB5B9 | https://pim-kvc.soneparsea.com:3443/PictureServer/default.aspx/schneider-gv2p04_Datasheet1.pdf?A3889C9397807479A2A1C7A8BAA5959DB4AAC672B9AD62A48079B389B3AB91A7B8AAB9B98365A098B6 | TESYS DECA MOTOR CIRCUIT BREAKER 0.4A-0.63A THERMAL MAGNETIC TRIP UNIT | The GV2P products have an additional UL 508 type E rating as a stand alone self-protected manual combination starter. | Number of poles | 3
| 2 | Circuit Breakers and Fuses | Circuit Breakers | Motor Protection Circuit Breakers | TESYS DECA MOTOR CIRCUIT BREAKER 0.4A-0.63A THERMAL MAGNETIC | 2004304 | GV2P04 | SCHNEIDER ELECTRIC | 3300 | https://pim-kvc.soneparsea.com:3443/PictureServer/default.aspx/schneider-gv2p04_Image1.jpg?A3889C9397807479A2A1C7A8BAA5959DB4AAC672B9AD62A48079B38EBF9897998173BEB5B9 | https://pim-kvc.soneparsea.com:3443/PictureServer/default.aspx/schneider-gv2p04_Datasheet1.pdf?A3889C9397807479A2A1C7A8BAA5959DB4AAC672B9AD62A48079B389B3AB91A7B8AAB9B98365A098B6 | TESYS DECA MOTOR CIRCUIT BREAKER 0.4A-0.63A THERMAL MAGNETIC TRIP UNIT | The GV2P products have an additional UL 508 type E rating as a stand alone self-protected manual combination starter. | Rated short-circuit breaking capacity lcu at 400 V, AC | 100kA
| 2 | Circuit Breakers and Fuses | Circuit Breakers | Motor Protection Circuit Breakers | TESYS DECA MOTOR CIRCUIT BREAKER 0.4A-0.63A THERMAL MAGNETIC | 2004304 | GV2P04 | SCHNEIDER ELECTRIC | 3300 | https://pim-kvc.soneparsea.com:3443/PictureServer/default.aspx/schneider-gv2p04_Image1.jpg?A3889C9397807479A2A1C7A8BAA5959DB4AAC672B9AD62A48079B38EBF9897998173BEB5B9 | https://pim-kvc.soneparsea.com:3443/PictureServer/default.aspx/schneider-gv2p04_Datasheet1.pdf?A3889C9397807479A2A1C7A8BAA5959DB4AAC672B9AD62A48079B389B3AB91A7B8AAB9B98365A098B6 | TESYS DECA MOTOR CIRCUIT BREAKER 0.4A-0.63A THERMAL MAGNETIC TRIP UNIT | The GV2P products have an additional UL 508 type E rating as a stand alone self-protected manual combination starter. | Degree of protection (IP) | IP20
| 2 | Circuit Breakers and Fuses | Circuit Breakers | Motor Protection Circuit Breakers | TESYS DECA MOTOR CIRCUIT BREAKER 0.4A-0.63A THERMAL MAGNETIC | 2004304 | GV2P04 | SCHNEIDER ELECTRIC | 3300 | https://pim-kvc.soneparsea.com:3443/PictureServer/default.aspx/schneider-gv2p04_Image1.jpg?A3889C9397807479A2A1C7A8BAA5959DB4AAC672B9AD62A48079B38EBF9897998173BEB5B9 | https://pim-kvc.soneparsea.com:3443/PictureServer/default.aspx/schneider-gv2p04_Datasheet1.pdf?A3889C9397807479A2A1C7A8BAA5959DB4AAC672B9AD62A48079B389B3AB91A7B8AAB9B98365A098B6 | TESYS DECA MOTOR CIRCUIT BREAKER 0.4A-0.63A THERMAL MAGNETIC TRIP UNIT | The GV2P products have an additional UL 508 type E rating as a stand alone self-protected manual combination starter. | Height | 89mm
| 2 | Circuit Breakers and Fuses | Circuit Breakers | Motor Protection Circuit Breakers | TESYS DECA MOTOR CIRCUIT BREAKER 0.4A-0.63A THERMAL MAGNETIC | 2004304 | GV2P04 | SCHNEIDER ELECTRIC | 3300 | https://pim-kvc.soneparsea.com:3443/PictureServer/default.aspx/schneider-gv2p04_Image1.jpg?A3889C9397807479A2A1C7A8BAA5959DB4AAC672B9AD62A48079B38EBF9897998173BEB5B9 | https://pim-kvc.soneparsea.com:3443/PictureServer/default.aspx/schneider-gv2p04_Datasheet1.pdf?A3889C9397807479A2A1C7A8BAA5959DB4AAC672B9AD62A48079B389B3AB91A7B8AAB9B98365A098B6 | TESYS DECA MOTOR CIRCUIT BREAKER 0.4A-0.63A THERMAL MAGNETIC TRIP UNIT | The GV2P products have an additional UL 508 type E rating as a stand alone self-protected manual combination starter. | Width | 44.5mm
| 2 | Circuit Breakers and Fuses | Circuit Breakers | Motor Protection Circuit Breakers | TESYS DECA MOTOR CIRCUIT BREAKER 0.4A-0.63A THERMAL MAGNETIC | 2004304 | GV2P04 | SCHNEIDER ELECTRIC | 3300 | https://pim-kvc.soneparsea.com:3443/PictureServer/default.aspx/schneider-gv2p04_Image1.jpg?A3889C9397807479A2A1C7A8BAA5959DB4AAC672B9AD62A48079B38EBF9897998173BEB5B9 | https://pim-kvc.soneparsea.com:3443/PictureServer/default.aspx/schneider-gv2p04_Datasheet1.pdf?A3889C9397807479A2A1C7A8BAA5959DB4AAC672B9AD62A48079B389B3AB91A7B8AAB9B98365A098B6 | TESYS DECA MOTOR CIRCUIT BREAKER 0.4A-0.63A THERMAL MAGNETIC TRIP UNIT | The GV2P products have an additional UL 508 type E rating as a stand alone self-protected manual combination starter. | Depth | 97mm
| 2 | Circuit Breakers and Fuses | Circuit Breakers | Motor Protection Circuit Breakers | TESYS DECA MOTOR CIRCUIT BREAKER 0.4A-0.63A THERMAL MAGNETIC | 2004304 | GV2P04 | SCHNEIDER ELECTRIC | 3300 | https://pim-kvc.soneparsea.com:3443/PictureServer/default.aspx/schneider-gv2p04_Image1.jpg?A3889C9397807479A2A1C7A8BAA5959DB4AAC672B9AD62A48079B38EBF9897998173BEB5B9 | https://pim-kvc.soneparsea.com:3443/PictureServer/default.aspx/schneider-gv2p04_Datasheet1.pdf?A3889C9397807479A2A1C7A8BAA5959DB4AAC672B9AD62A48079B389B3AB91A7B8AAB9B98365A098B6 | TESYS DECA MOTOR CIRCUIT BREAKER 0.4A-0.63A THERMAL MAGNETIC TRIP UNIT | The GV2P products have an additional UL 508 type E rating as a stand alone self-protected manual combination starter. | Overload release current setting | 0.4...0.63A
| 2 | Circuit Breakers and Fuses | Circuit Breakers | Motor Protection Circuit Breakers | TESYS DECA MOTOR CIRCUIT BREAKER 0.4A-0.63A THERMAL MAGNETIC | 2004304 | GV2P04 | SCHNEIDER ELECTRIC | 3300 | https://pim-kvc.soneparsea.com:3443/PictureServer/default.aspx/schneider-gv2p04_Image1.jpg?A3889C9397807479A2A1C7A8BAA5959DB4AAC672B9AD62A48079B38EBF9897998173BEB5B9 | https://pim-kvc.soneparsea.com:3443/PictureServer/default.aspx/schneider-gv2p04_Datasheet1.pdf?A3889C9397807479A2A1C7A8BAA5959DB4AAC672B9AD62A48079B389B3AB91A7B8AAB9B98365A098B6 | TESYS DECA MOTOR CIRCUIT BREAKER 0.4A-0.63A THERMAL MAGNETIC TRIP UNIT | The GV2P products have an additional UL 508 type E rating as a stand alone self-protected manual combination starter. | Adjustment range undelayed short-circuit release | 8...8A
| 2 | Circuit Breakers and Fuses | Circuit Breakers | Motor Protection Circuit Breakers | TESYS DECA MOTOR CIRCUIT BREAKER 0.4A-0.63A THERMAL MAGNETIC | 2004304 | GV2P04 | SCHNEIDER ELECTRIC | 3300 | https://pim-kvc.soneparsea.com:3443/PictureServer/default.aspx/schneider-gv2p04_Image1.jpg?A3889C9397807479A2A1C7A8BAA5959DB4AAC672B9AD62A48079B38EBF9897998173BEB5B9 | https://pim-kvc.soneparsea.com:3443/PictureServer/default.aspx/schneider-gv2p04_Datasheet1.pdf?A3889C9397807479A2A1C7A8BAA5959DB4AAC672B9AD62A48079B389B3AB91A7B8AAB9B98365A098B6 | TESYS DECA MOTOR CIRCUIT BREAKER 0.4A-0.63A THERMAL MAGNETIC TRIP UNIT | The GV2P products have an additional UL 508 type E rating as a stand alone self-protected manual combination starter. | Phase failure sensitive | yes
| 2 | Circuit Breakers and Fuses | Circuit Breakers | Motor Protection Circuit Breakers | TESYS DECA MOTOR CIRCUIT BREAKER 0.4A-0.63A THERMAL MAGNETIC | 2004304 | GV2P04 | SCHNEIDER ELECTRIC | 3300 | https://pim-kvc.soneparsea.com:3443/PictureServer/default.aspx/schneider-gv2p04_Image1.jpg?A3889C9397807479A2A1C7A8BAA5959DB4AAC672B9AD62A48079B38EBF9897998173BEB5B9 | https://pim-kvc.soneparsea.com:3443/PictureServer/default.aspx/schneider-gv2p04_Datasheet1.pdf?A3889C9397807479A2A1C7A8BAA5959DB4AAC672B9AD62A48079B389B3AB91A7B8AAB9B98365A098B6 | TESYS DECA MOTOR CIRCUIT BREAKER 0.4A-0.63A THERMAL MAGNETIC TRIP UNIT | The GV2P products have an additional UL 508 type E rating as a stand alone self-protected manual combination starter. | Switch off technique | Thermomagnetic
| 2 | Circuit Breakers and Fuses | Circuit Breakers | Motor Protection Circuit Breakers | TESYS DECA MOTOR CIRCUIT BREAKER 0.4A-0.63A THERMAL MAGNETIC | 2004304 | GV2P04 | SCHNEIDER ELECTRIC | 3300 | https://pim-kvc.soneparsea.com:3443/PictureServer/default.aspx/schneider-gv2p04_Image1.jpg?A3889C9397807479A2A1C7A8BAA5959DB4AAC672B9AD62A48079B38EBF9897998173BEB5B9 | https://pim-kvc.soneparsea.com:3443/PictureServer/default.aspx/schneider-gv2p04_Datasheet1.pdf?A3889C9397807479A2A1C7A8BAA5959DB4AAC672B9AD62A48079B389B3AB91A7B8AAB9B98365A098B6 | TESYS DECA MOTOR CIRCUIT BREAKER 0.4A-0.63A THERMAL MAGNETIC TRIP UNIT | The GV2P products have an additional UL 508 type E rating as a stand alone self-protected manual combination starter. | Rated operating voltage | 690...690V
| 2 | Circuit Breakers and Fuses | Circuit Breakers | Motor Protection Circuit Breakers | TESYS DECA MOTOR CIRCUIT BREAKER 0.4A-0.63A THERMAL MAGNETIC | 2004304 | GV2P04 | SCHNEIDER ELECTRIC | 3300 | https://pim-kvc.soneparsea.com:3443/PictureServer/default.aspx/schneider-gv2p04_Image1.jpg?A3889C9397807479A2A1C7A8BAA5959DB4AAC672B9AD62A48079B38EBF9897998173BEB5B9 | https://pim-kvc.soneparsea.com:3443/PictureServer/default.aspx/schneider-gv2p04_Datasheet1.pdf?A3889C9397807479A2A1C7A8BAA5959DB4AAC672B9AD62A48079B389B3AB91A7B8AAB9B98365A098B6 | TESYS DECA MOTOR CIRCUIT BREAKER 0.4A-0.63A THERMAL MAGNETIC TRIP UNIT | The GV2P products have an additional UL 508 type E rating as a stand alone self-protected manual combination starter. | Rated permanent current Iu | 0.63A
| 2 | Circuit Breakers and Fuses | Circuit Breakers | Motor Protection Circuit Breakers | TESYS DECA MOTOR CIRCUIT BREAKER 0.4A-0.63A THERMAL MAGNETIC | 2004304 | GV2P04 | SCHNEIDER ELECTRIC | 3300 | https://pim-kvc.soneparsea.com:3443/PictureServer/default.aspx/schneider-gv2p04_Image1.jpg?A3889C9397807479A2A1C7A8BAA5959DB4AAC672B9AD62A48079B38EBF9897998173BEB5B9 | https://pim-kvc.soneparsea.com:3443/PictureServer/default.aspx/schneider-gv2p04_Datasheet1.pdf?A3889C9397807479A2A1C7A8BAA5959DB4AAC672B9AD62A48079B389B3AB91A7B8AAB9B98365A098B6 | TESYS DECA MOTOR CIRCUIT BREAKER 0.4A-0.63A THERMAL MAGNETIC TRIP UNIT | The GV2P products have an additional UL 508 type E rating as a stand alone self-protected manual combination starter. | Rated operation power at AC-3, 230 V | 0kW
| 2 | Circuit Breakers and Fuses | Circuit Breakers | Motor Protection Circuit Breakers | TESYS DECA MOTOR CIRCUIT BREAKER 0.4A-0.63A THERMAL MAGNETIC | 2004304 | GV2P04 | SCHNEIDER ELECTRIC | 3300 | https://pim-kvc.soneparsea.com:3443/PictureServer/default.aspx/schneider-gv2p04_Image1.jpg?A3889C9397807479A2A1C7A8BAA5959DB4AAC672B9AD62A48079B38EBF9897998173BEB5B9 | https://pim-kvc.soneparsea.com:3443/PictureServer/default.aspx/schneider-gv2p04_Datasheet1.pdf?A3889C9397807479A2A1C7A8BAA5959DB4AAC672B9AD62A48079B389B3AB91A7B8AAB9B98365A098B6 | TESYS DECA MOTOR CIRCUIT BREAKER 0.4A-0.63A THERMAL MAGNETIC TRIP UNIT | The GV2P products have an additional UL 508 type E rating as a stand alone self-protected manual combination starter. | Rated operation power at AC-3, 400 V | 0.18kW
| 2 | Circuit Breakers and Fuses | Circuit Breakers | Motor Protection Circuit Breakers | TESYS DECA MOTOR CIRCUIT BREAKER 0.4A-0.63A THERMAL MAGNETIC | 2004304 | GV2P04 | SCHNEIDER ELECTRIC | 3300 | https://pim-kvc.soneparsea.com:3443/PictureServer/default.aspx/schneider-gv2p04_Image1.jpg?A3889C9397807479A2A1C7A8BAA5959DB4AAC672B9AD62A48079B38EBF9897998173BEB5B9 | https://pim-kvc.soneparsea.com:3443/PictureServer/default.aspx/schneider-gv2p04_Datasheet1.pdf?A3889C9397807479A2A1C7A8BAA5959DB4AAC672B9AD62A48079B389B3AB91A7B8AAB9B98365A098B6 | TESYS DECA MOTOR CIRCUIT BREAKER 0.4A-0.63A THERMAL MAGNETIC TRIP UNIT | The GV2P products have an additional UL 508 type E rating as a stand alone self-protected manual combination starter. | Type of electrical connection of main circuit | Screw connection
| 2 | Circuit Breakers and Fuses | Circuit Breakers | Motor Protection Circuit Breakers | TESYS DECA MOTOR CIRCUIT BREAKER 0.4A-0.63A THERMAL MAGNETIC | 2004304 | GV2P04 | SCHNEIDER ELECTRIC | 3300 | https://pim-kvc.soneparsea.com:3443/PictureServer/default.aspx/schneider-gv2p04_Image1.jpg?A3889C9397807479A2A1C7A8BAA5959DB4AAC672B9AD62A48079B38EBF9897998173BEB5B9 | https://pim-kvc.soneparsea.com:3443/PictureServer/default.aspx/schneider-gv2p04_Datasheet1.pdf?A3889C9397807479A2A1C7A8BAA5959DB4AAC672B9AD62A48079B389B3AB91A7B8AAB9B98365A098B6 | TESYS DECA MOTOR CIRCUIT BREAKER 0.4A-0.63A THERMAL MAGNETIC TRIP UNIT | The GV2P products have an additional UL 508 type E rating as a stand alone self-protected manual combination starter. | Type of control element | Turn button
| 2 | Circuit Breakers and Fuses | Circuit Breakers | Motor Protection Circuit Breakers | TESYS DECA MOTOR CIRCUIT BREAKER 0.4A-0.63A THERMAL MAGNETIC | 2004304 | GV2P04 | SCHNEIDER ELECTRIC | 3300 | https://pim-kvc.soneparsea.com:3443/PictureServer/default.aspx/schneider-gv2p04_Image1.jpg?A3889C9397807479A2A1C7A8BAA5959DB4AAC672B9AD62A48079B38EBF9897998173BEB5B9 | https://pim-kvc.soneparsea.com:3443/PictureServer/default.aspx/schneider-gv2p04_Datasheet1.pdf?A3889C9397807479A2A1C7A8BAA5959DB4AAC672B9AD62A48079B389B3AB91A7B8AAB9B98365A098B6 | TESYS DECA MOTOR CIRCUIT BREAKER 0.4A-0.63A THERMAL MAGNETIC TRIP UNIT | The GV2P products have an additional UL 508 type E rating as a stand alone self-protected manual combination starter. | Device construction | Complete device in housing
| 2 | Circuit Breakers and Fuses | Circuit Breakers | Motor Protection Circuit Breakers | TESYS DECA MOTOR CIRCUIT BREAKER 0.4A-0.63A THERMAL MAGNETIC | 2004304 | GV2P04 | SCHNEIDER ELECTRIC | 3300 | https://pim-kvc.soneparsea.com:3443/PictureServer/default.aspx/schneider-gv2p04_Image1.jpg?A3889C9397807479A2A1C7A8BAA5959DB4AAC672B9AD62A48079B38EBF9897998173BEB5B9 | https://pim-kvc.soneparsea.com:3443/PictureServer/default.aspx/schneider-gv2p04_Datasheet1.pdf?A3889C9397807479A2A1C7A8BAA5959DB4AAC672B9AD62A48079B389B3AB91A7B8AAB9B98365A098B6 | TESYS DECA MOTOR CIRCUIT BREAKER 0.4A-0.63A THERMAL MAGNETIC TRIP UNIT | The GV2P products have an additional UL 508 type E rating as a stand alone self-protected manual combination starter. | With integrated auxiliary switch | no
| 2 | Circuit Breakers and Fuses | Circuit Breakers | Motor Protection Circuit Breakers | TESYS DECA MOTOR CIRCUIT BREAKER 0.4A-0.63A THERMAL MAGNETIC | 2004304 | GV2P04 | SCHNEIDER ELECTRIC | 3300 | https://pim-kvc.soneparsea.com:3443/PictureServer/default.aspx/schneider-gv2p04_Image1.jpg?A3889C9397807479A2A1C7A8BAA5959DB4AAC672B9AD62A48079B38EBF9897998173BEB5B9 | https://pim-kvc.soneparsea.com:3443/PictureServer/default.aspx/schneider-gv2p04_Datasheet1.pdf?A3889C9397807479A2A1C7A8BAA5959DB4AAC672B9AD62A48079B389B3AB91A7B8AAB9B98365A098B6 | TESYS DECA MOTOR CIRCUIT BREAKER 0.4A-0.63A THERMAL MAGNETIC TRIP UNIT | The GV2P products have an additional UL 508 type E rating as a stand alone self-protected manual combination starter. | With integrated under voltage release | no
| 2 | Circuit Breakers and Fuses | Circuit Breakers | Motor Protection Circuit Breakers | TESYS DECA MOTOR CIRCUIT BREAKER 0.4A-0.63A THERMAL MAGNETIC | 2004304 | GV2P04 | SCHNEIDER ELECTRIC | 3300 | https://pim-kvc.soneparsea.com:3443/PictureServer/default.aspx/schneider-gv2p04_Image1.jpg?A3889C9397807479A2A1C7A8BAA5959DB4AAC672B9AD62A48079B38EBF9897998173BEB5B9 | https://pim-kvc.soneparsea.com:3443/PictureServer/default.aspx/schneider-gv2p04_Datasheet1.pdf?A3889C9397807479A2A1C7A8BAA5959DB4AAC672B9AD62A48079B389B3AB91A7B8AAB9B98365A098B6 | TESYS DECA MOTOR CIRCUIT BREAKER 0.4A-0.63A THERMAL MAGNETIC TRIP UNIT | The GV2P products have an additional UL 508 type E rating as a stand alone self-protected manual combination starter. | Number of poles | 3
| 2 | Circuit Breakers and Fuses | Circuit Breakers | Motor Protection Circuit Breakers | TESYS DECA MOTOR CIRCUIT BREAKER 0.4A-0.63A THERMAL MAGNETIC | 2004304 | GV2P04 | SCHNEIDER ELECTRIC | 3300 | https://pim-kvc.soneparsea.com:3443/PictureServer/default.aspx/schneider-gv2p04_Image1.jpg?A3889C9397807479A2A1C7A8BAA5959DB4AAC672B9AD62A48079B38EBF9897998173BEB5B9 | https://pim-kvc.soneparsea.com:3443/PictureServer/default.aspx/schneider-gv2p04_Datasheet1.pdf?A3889C9397807479A2A1C7A8BAA5959DB4AAC672B9AD62A48079B389B3AB91A7B8AAB9B98365A098B6 | TESYS DECA MOTOR CIRCUIT BREAKER 0.4A-0.63A THERMAL MAGNETIC TRIP UNIT | The GV2P products have an additional UL 508 type E rating as a stand alone self-protected manual combination starter. | Rated short-circuit breaking capacity lcu at 400 V, AC | 100kA
| 2 | Circuit Breakers and Fuses | Circuit Breakers | Motor Protection Circuit Breakers | TESYS DECA MOTOR CIRCUIT BREAKER 0.4A-0.63A THERMAL MAGNETIC | 2004304 | GV2P04 | SCHNEIDER ELECTRIC | 3300 | https://pim-kvc.soneparsea.com:3443/PictureServer/default.aspx/schneider-gv2p04_Image1.jpg?A3889C9397807479A2A1C7A8BAA5959DB4AAC672B9AD62A48079B38EBF9897998173BEB5B9 | https://pim-kvc.soneparsea.com:3443/PictureServer/default.aspx/schneider-gv2p04_Datasheet1.pdf?A3889C9397807479A2A1C7A8BAA5959DB4AAC672B9AD62A48079B389B3AB91A7B8AAB9B98365A098B6 | TESYS DECA MOTOR CIRCUIT BREAKER 0.4A-0.63A THERMAL MAGNETIC TRIP UNIT | The GV2P products have an additional UL 508 type E rating as a stand alone self-protected manual combination starter. | Degree of protection (IP) | IP20
| 2 | Circuit Breakers and Fuses | Circuit Breakers | Motor Protection Circuit Breakers | TESYS DECA MOTOR CIRCUIT BREAKER 0.4A-0.63A THERMAL MAGNETIC | 2004304 | GV2P04 | SCHNEIDER ELECTRIC | 3300 | https://pim-kvc.soneparsea.com:3443/PictureServer/default.aspx/schneider-gv2p04_Image1.jpg?A3889C9397807479A2A1C7A8BAA5959DB4AAC672B9AD62A48079B38EBF9897998173BEB5B9 | https://pim-kvc.soneparsea.com:3443/PictureServer/default.aspx/schneider-gv2p04_Datasheet1.pdf?A3889C9397807479A2A1C7A8BAA5959DB4AAC672B9AD62A48079B389B3AB91A7B8AAB9B98365A098B6 | TESYS DECA MOTOR CIRCUIT BREAKER 0.4A-0.63A THERMAL MAGNETIC TRIP UNIT | The GV2P products have an additional UL 508 type E rating as a stand alone self-protected manual combination starter. | Height | 89mm
| 2 | Circuit Breakers and Fuses | Circuit Breakers | Motor Protection Circuit Breakers | TESYS DECA MOTOR CIRCUIT BREAKER 0.4A-0.63A THERMAL MAGNETIC | 2004304 | GV2P04 | SCHNEIDER ELECTRIC | 3300 | https://pim-kvc.soneparsea.com:3443/PictureServer/default.aspx/schneider-gv2p04_Image1.jpg?A3889C9397807479A2A1C7A8BAA5959DB4AAC672B9AD62A48079B38EBF9897998173BEB5B9 | https://pim-kvc.soneparsea.com:3443/PictureServer/default.aspx/schneider-gv2p04_Datasheet1.pdf?A3889C9397807479A2A1C7A8BAA5959DB4AAC672B9AD62A48079B389B3AB91A7B8AAB9B98365A098B6 | TESYS DECA MOTOR CIRCUIT BREAKER 0.4A-0.63A THERMAL MAGNETIC TRIP UNIT | The GV2P products have an additional UL 508 type E rating as a stand alone self-protected manual combination starter. | Width | 44.5mm
| 2 | Circuit Breakers and Fuses | Circuit Breakers | Motor Protection Circuit Breakers | TESYS DECA MOTOR CIRCUIT BREAKER 0.4A-0.63A THERMAL MAGNETIC | 2004304 | GV2P04 | SCHNEIDER ELECTRIC | 3300 | https://pim-kvc.soneparsea.com:3443/PictureServer/default.aspx/schneider-gv2p04_Image1.jpg?A3889C9397807479A2A1C7A8BAA5959DB4AAC672B9AD62A48079B38EBF9897998173BEB5B9 | https://pim-kvc.soneparsea.com:3443/PictureServer/default.aspx/schneider-gv2p04_Datasheet1.pdf?A3889C9397807479A2A1C7A8BAA5959DB4AAC672B9AD62A48079B389B3AB91A7B8AAB9B98365A098B6 | TESYS DECA MOTOR CIRCUIT BREAKER 0.4A-0.63A THERMAL MAGNETIC TRIP UNIT | The GV2P products have an additional UL 508 type E rating as a stand alone self-protected manual combination starter. | Depth | 97mm
| 2 | Circuit Breakers and Fuses | Circuit Breakers | Motor Protection Circuit Breakers | TESYS DECA MOTOR CIRCUIT BREAKER 0.4A-0.63A THERMAL MAGNETIC | 2004304 | GV2P04 | SCHNEIDER ELECTRIC | 3300 | https://pim-kvc.soneparsea.com:3443/PictureServer/default.aspx/schneider-gv2p04_Image1.jpg?A3889C9397807479A2A1C7A8BAA5959DB4AAC672B9AD62A48079B38EBF9897998173BEB5B9 | https://pim-kvc.soneparsea.com:3443/PictureServer/default.aspx/schneider-gv2p04_Datasheet1.pdf?A3889C9397807479A2A1C7A8BAA5959DB4AAC672B9AD62A48079B389B3AB91A7B8AAB9B98365A098B6 | TESYS DECA MOTOR CIRCUIT BREAKER 0.4A-0.63A THERMAL MAGNETIC TRIP UNIT | The GV2P products have an additional UL 508 type E rating as a stand alone self-protected manual combination starter. | Overload release current setting | 0.4...0.63A
| 2 | Circuit Breakers and Fuses | Circuit Breakers | Motor Protection Circuit Breakers | TESYS DECA MOTOR CIRCUIT BREAKER 0.4A-0.63A THERMAL MAGNETIC | 2004304 | GV2P04 | SCHNEIDER ELECTRIC | 3300 | https://pim-kvc.soneparsea.com:3443/PictureServer/default.aspx/schneider-gv2p04_Image1.jpg?A3889C9397807479A2A1C7A8BAA5959DB4AAC672B9AD62A48079B38EBF9897998173BEB5B9 | https://pim-kvc.soneparsea.com:3443/PictureServer/default.aspx/schneider-gv2p04_Datasheet1.pdf?A3889C9397807479A2A1C7A8BAA5959DB4AAC672B9AD62A48079B389B3AB91A7B8AAB9B98365A098B6 | TESYS DECA MOTOR CIRCUIT BREAKER 0.4A-0.63A THERMAL MAGNETIC TRIP UNIT | The GV2P products have an additional UL 508 type E rating as a stand alone self-protected manual combination starter. | Adjustment range undelayed short-circuit release | 8...8A
| 2 | Circuit Breakers and Fuses | Circuit Breakers | Motor Protection Circuit Breakers | TESYS DECA MOTOR CIRCUIT BREAKER 0.4A-0.63A THERMAL MAGNETIC | 2004304 | GV2P04 | SCHNEIDER ELECTRIC | 3300 | https://pim-kvc.soneparsea.com:3443/PictureServer/default.aspx/schneider-gv2p04_Image1.jpg?A3889C9397807479A2A1C7A8BAA5959DB4AAC672B9AD62A48079B38EBF9897998173BEB5B9 | https://pim-kvc.soneparsea.com:3443/PictureServer/default.aspx/schneider-gv2p04_Datasheet1.pdf?A3889C9397807479A2A1C7A8BAA5959DB4AAC672B9AD62A48079B389B3AB91A7B8AAB9B98365A098B6 | TESYS DECA MOTOR CIRCUIT BREAKER 0.4A-0.63A THERMAL MAGNETIC TRIP UNIT | The GV2P products have an additional UL 508 type E rating as a stand alone self-protected manual combination starter. | Phase failure sensitive | yes
| 2 | Circuit Breakers and Fuses | Circuit Breakers | Motor Protection Circuit Breakers | TESYS DECA MOTOR CIRCUIT BREAKER 0.4A-0.63A THERMAL MAGNETIC | 2004304 | GV2P04 | SCHNEIDER ELECTRIC | 3300 | https://pim-kvc.soneparsea.com:3443/PictureServer/default.aspx/schneider-gv2p04_Image1.jpg?A3889C9397807479A2A1C7A8BAA5959DB4AAC672B9AD62A48079B38EBF9897998173BEB5B9 | https://pim-kvc.soneparsea.com:3443/PictureServer/default.aspx/schneider-gv2p04_Datasheet1.pdf?A3889C9397807479A2A1C7A8BAA5959DB4AAC672B9AD62A48079B389B3AB91A7B8AAB9B98365A098B6 | TESYS DECA MOTOR CIRCUIT BREAKER 0.4A-0.63A THERMAL MAGNETIC TRIP UNIT | The GV2P products have an additional UL 508 type E rating as a stand alone self-protected manual combination starter. | Switch off technique | Thermomagnetic
| 2 | Circuit Breakers and Fuses | Circuit Breakers | Motor Protection Circuit Breakers | TESYS DECA MOTOR CIRCUIT BREAKER 0.4A-0.63A THERMAL MAGNETIC | 2004304 | GV2P04 | SCHNEIDER ELECTRIC | 3300 | https://pim-kvc.soneparsea.com:3443/PictureServer/default.aspx/schneider-gv2p04_Image1.jpg?A3889C9397807479A2A1C7A8BAA5959DB4AAC672B9AD62A48079B38EBF9897998173BEB5B9 | https://pim-kvc.soneparsea.com:3443/PictureServer/default.aspx/schneider-gv2p04_Datasheet1.pdf?A3889C9397807479A2A1C7A8BAA5959DB4AAC672B9AD62A48079B389B3AB91A7B8AAB9B98365A098B6 | TESYS DECA MOTOR CIRCUIT BREAKER 0.4A-0.63A THERMAL MAGNETIC TRIP UNIT | The GV2P products have an additional UL 508 type E rating as a stand alone self-protected manual combination starter. | Rated operating voltage | 690...690V
| 2 | Circuit Breakers and Fuses | Circuit Breakers | Motor Protection Circuit Breakers | TESYS DECA MOTOR CIRCUIT BREAKER 0.4A-0.63A THERMAL MAGNETIC | 2004304 | GV2P04 | SCHNEIDER ELECTRIC | 3300 | https://pim-kvc.soneparsea.com:3443/PictureServer/default.aspx/schneider-gv2p04_Image1.jpg?A3889C9397807479A2A1C7A8BAA5959DB4AAC672B9AD62A48079B38EBF9897998173BEB5B9 | https://pim-kvc.soneparsea.com:3443/PictureServer/default.aspx/schneider-gv2p04_Datasheet1.pdf?A3889C9397807479A2A1C7A8BAA5959DB4AAC672B9AD62A48079B389B3AB91A7B8AAB9B98365A098B6 | TESYS DECA MOTOR CIRCUIT BREAKER 0.4A-0.63A THERMAL MAGNETIC TRIP UNIT | The GV2P products have an additional UL 508 type E rating as a stand alone self-protected manual combination starter. | Rated permanent current Iu | 0.63A
| 2 | Circuit Breakers and Fuses | Circuit Breakers | Motor Protection Circuit Breakers | TESYS DECA MOTOR CIRCUIT BREAKER 0.4A-0.63A THERMAL MAGNETIC | 2004304 | GV2P04 | SCHNEIDER ELECTRIC | 3300 | https://pim-kvc.soneparsea.com:3443/PictureServer/default.aspx/schneider-gv2p04_Image1.jpg?A3889C9397807479A2A1C7A8BAA5959DB4AAC672B9AD62A48079B38EBF9897998173BEB5B9 | https://pim-kvc.soneparsea.com:3443/PictureServer/default.aspx/schneider-gv2p04_Datasheet1.pdf?A3889C9397807479A2A1C7A8BAA5959DB4AAC672B9AD62A48079B389B3AB91A7B8AAB9B98365A098B6 | TESYS DECA MOTOR CIRCUIT BREAKER 0.4A-0.63A THERMAL MAGNETIC TRIP UNIT | The GV2P products have an additional UL 508 type E rating as a stand alone self-protected manual combination starter. | Rated operation power at AC-3, 230 V | 0kW
| 2 | Circuit Breakers and Fuses | Circuit Breakers | Motor Protection Circuit Breakers | TESYS DECA MOTOR CIRCUIT BREAKER 0.4A-0.63A THERMAL MAGNETIC | 2004304 | GV2P04 | SCHNEIDER ELECTRIC | 3300 | https://pim-kvc.soneparsea.com:3443/PictureServer/default.aspx/schneider-gv2p04_Image1.jpg?A3889C9397807479A2A1C7A8BAA5959DB4AAC672B9AD62A48079B38EBF9897998173BEB5B9 | https://pim-kvc.soneparsea.com:3443/PictureServer/default.aspx/schneider-gv2p04_Datasheet1.pdf?A3889C9397807479A2A1C7A8BAA5959DB4AAC672B9AD62A48079B389B3AB91A7B8AAB9B98365A098B6 | TESYS DECA MOTOR CIRCUIT BREAKER 0.4A-0.63A THERMAL MAGNETIC TRIP UNIT | The GV2P products have an additional UL 508 type E rating as a stand alone self-protected manual combination starter. | Rated operation power at AC-3, 400 V | 0.18kW
| 2 | Circuit Breakers and Fuses | Circuit Breakers | Motor Protection Circuit Breakers | TESYS DECA MOTOR CIRCUIT BREAKER 0.4A-0.63A THERMAL MAGNETIC | 2004304 | GV2P04 | SCHNEIDER ELECTRIC | 3300 | https://pim-kvc.soneparsea.com:3443/PictureServer/default.aspx/schneider-gv2p04_Image1.jpg?A3889C9397807479A2A1C7A8BAA5959DB4AAC672B9AD62A48079B38EBF9897998173BEB5B9 | https://pim-kvc.soneparsea.com:3443/PictureServer/default.aspx/schneider-gv2p04_Datasheet1.pdf?A3889C9397807479A2A1C7A8BAA5959DB4AAC672B9AD62A48079B389B3AB91A7B8AAB9B98365A098B6 | TESYS DECA MOTOR CIRCUIT BREAKER 0.4A-0.63A THERMAL MAGNETIC TRIP UNIT | The GV2P products have an additional UL 508 type E rating as a stand alone self-protected manual combination starter. | Type of electrical connection of main circuit | Screw connection
| 2 | Circuit Breakers and Fuses | Circuit Breakers | Motor Protection Circuit Breakers | TESYS DECA MOTOR CIRCUIT BREAKER 0.4A-0.63A THERMAL MAGNETIC | 2004304 | GV2P04 | SCHNEIDER ELECTRIC | 3300 | https://pim-kvc.soneparsea.com:3443/PictureServer/default.aspx/schneider-gv2p04_Image1.jpg?A3889C9397807479A2A1C7A8BAA5959DB4AAC672B9AD62A48079B38EBF9897998173BEB5B9 | https://pim-kvc.soneparsea.com:3443/PictureServer/default.aspx/schneider-gv2p04_Datasheet1.pdf?A3889C9397807479A2A1C7A8BAA5959DB4AAC672B9AD62A48079B389B3AB91A7B8AAB9B98365A098B6 | TESYS DECA MOTOR CIRCUIT BREAKER 0.4A-0.63A THERMAL MAGNETIC TRIP UNIT | The GV2P products have an additional UL 508 type E rating as a stand alone self-protected manual combination starter. | Type of control element | Turn button
| 2 | Circuit Breakers and Fuses | Circuit Breakers | Motor Protection Circuit Breakers | TESYS DECA MOTOR CIRCUIT BREAKER 0.4A-0.63A THERMAL MAGNETIC | 2004304 | GV2P04 | SCHNEIDER ELECTRIC | 3300 | https://pim-kvc.soneparsea.com:3443/PictureServer/default.aspx/schneider-gv2p04_Image1.jpg?A3889C9397807479A2A1C7A8BAA5959DB4AAC672B9AD62A48079B38EBF9897998173BEB5B9 | https://pim-kvc.soneparsea.com:3443/PictureServer/default.aspx/schneider-gv2p04_Datasheet1.pdf?A3889C9397807479A2A1C7A8BAA5959DB4AAC672B9AD62A48079B389B3AB91A7B8AAB9B98365A098B6 | TESYS DECA MOTOR CIRCUIT BREAKER 0.4A-0.63A THERMAL MAGNETIC TRIP UNIT | The GV2P products have an additional UL 508 type E rating as a stand alone self-protected manual combination starter. | Device construction | Complete device in housing
| 2 | Circuit Breakers and Fuses | Circuit Breakers | Motor Protection Circuit Breakers | TESYS DECA MOTOR CIRCUIT BREAKER 0.4A-0.63A THERMAL MAGNETIC | 2004304 | GV2P04 | SCHNEIDER ELECTRIC | 3300 | https://pim-kvc.soneparsea.com:3443/PictureServer/default.aspx/schneider-gv2p04_Image1.jpg?A3889C9397807479A2A1C7A8BAA5959DB4AAC672B9AD62A48079B38EBF9897998173BEB5B9 | https://pim-kvc.soneparsea.com:3443/PictureServer/default.aspx/schneider-gv2p04_Datasheet1.pdf?A3889C9397807479A2A1C7A8BAA5959DB4AAC672B9AD62A48079B389B3AB91A7B8AAB9B98365A098B6 | TESYS DECA MOTOR CIRCUIT BREAKER 0.4A-0.63A THERMAL MAGNETIC TRIP UNIT | The GV2P products have an additional UL 508 type E rating as a stand alone self-protected manual combination starter. | With integrated auxiliary switch | no
| 2 | Circuit Breakers and Fuses | Circuit Breakers | Motor Protection Circuit Breakers | TESYS DECA MOTOR CIRCUIT BREAKER 0.4A-0.63A THERMAL MAGNETIC | 2004304 | GV2P04 | SCHNEIDER ELECTRIC | 3300 | https://pim-kvc.soneparsea.com:3443/PictureServer/default.aspx/schneider-gv2p04_Image1.jpg?A3889C9397807479A2A1C7A8BAA5959DB4AAC672B9AD62A48079B38EBF9897998173BEB5B9 | https://pim-kvc.soneparsea.com:3443/PictureServer/default.aspx/schneider-gv2p04_Datasheet1.pdf?A3889C9397807479A2A1C7A8BAA5959DB4AAC672B9AD62A48079B389B3AB91A7B8AAB9B98365A098B6 | TESYS DECA MOTOR CIRCUIT BREAKER 0.4A-0.63A THERMAL MAGNETIC TRIP UNIT | The GV2P products have an additional UL 508 type E rating as a stand alone self-protected manual combination starter. | With integrated under voltage release | no
| 2 | Circuit Breakers and Fuses | Circuit Breakers | Motor Protection Circuit Breakers | TESYS DECA MOTOR CIRCUIT BREAKER 0.4A-0.63A THERMAL MAGNETIC | 2004304 | GV2P04 | SCHNEIDER ELECTRIC | 3300 | https://pim-kvc.soneparsea.com:3443/PictureServer/default.aspx/schneider-gv2p04_Image1.jpg?A3889C9397807479A2A1C7A8BAA5959DB4AAC672B9AD62A48079B38EBF9897998173BEB5B9 | https://pim-kvc.soneparsea.com:3443/PictureServer/default.aspx/schneider-gv2p04_Datasheet1.pdf?A3889C9397807479A2A1C7A8BAA5959DB4AAC672B9AD62A48079B389B3AB91A7B8AAB9B98365A098B6 | TESYS DECA MOTOR CIRCUIT BREAKER 0.4A-0.63A THERMAL MAGNETIC TRIP UNIT | The GV2P products have an additional UL 508 type E rating as a stand alone self-protected manual combination starter. | Number of poles | 3
| 2 | Circuit Breakers and Fuses | Circuit Breakers | Motor Protection Circuit Breakers | TESYS DECA MOTOR CIRCUIT BREAKER 0.4A-0.63A THERMAL MAGNETIC | 2004304 | GV2P04 | SCHNEIDER ELECTRIC | 3300 | https://pim-kvc.soneparsea.com:3443/PictureServer/default.aspx/schneider-gv2p04_Image1.jpg?A3889C9397807479A2A1C7A8BAA5959DB4AAC672B9AD62A48079B38EBF9897998173BEB5B9 | https://pim-kvc.soneparsea.com:3443/PictureServer/default.aspx/schneider-gv2p04_Datasheet1.pdf?A3889C9397807479A2A1C7A8BAA5959DB4AAC672B9AD62A48079B389B3AB91A7B8AAB9B98365A098B6 | TESYS DECA MOTOR CIRCUIT BREAKER 0.4A-0.63A THERMAL MAGNETIC TRIP UNIT | The GV2P products have an additional UL 508 type E rating as a stand alone self-protected manual combination starter. | Rated short-circuit breaking capacity lcu at 400 V, AC | 100kA
| 2 | Circuit Breakers and Fuses | Circuit Breakers | Motor Protection Circuit Breakers | TESYS DECA MOTOR CIRCUIT BREAKER 0.4A-0.63A THERMAL MAGNETIC | 2004304 | GV2P04 | SCHNEIDER ELECTRIC | 3300 | https://pim-kvc.soneparsea.com:3443/PictureServer/default.aspx/schneider-gv2p04_Image1.jpg?A3889C9397807479A2A1C7A8BAA5959DB4AAC672B9AD62A48079B38EBF9897998173BEB5B9 | https://pim-kvc.soneparsea.com:3443/PictureServer/default.aspx/schneider-gv2p04_Datasheet1.pdf?A3889C9397807479A2A1C7A8BAA5959DB4AAC672B9AD62A48079B389B3AB91A7B8AAB9B98365A098B6 | TESYS DECA MOTOR CIRCUIT BREAKER 0.4A-0.63A THERMAL MAGNETIC TRIP UNIT | The GV2P products have an additional UL 508 type E rating as a stand alone self-protected manual combination starter. | Degree of protection (IP) | IP20
| 2 | Circuit Breakers and Fuses | Circuit Breakers | Motor Protection Circuit Breakers | TESYS DECA MOTOR CIRCUIT BREAKER 0.4A-0.63A THERMAL MAGNETIC | 2004304 | GV2P04 | SCHNEIDER ELECTRIC | 3300 | https://pim-kvc.soneparsea.com:3443/PictureServer/default.aspx/schneider-gv2p04_Image1.jpg?A3889C9397807479A2A1C7A8BAA5959DB4AAC672B9AD62A48079B38EBF9897998173BEB5B9 | https://pim-kvc.soneparsea.com:3443/PictureServer/default.aspx/schneider-gv2p04_Datasheet1.pdf?A3889C9397807479A2A1C7A8BAA5959DB4AAC672B9AD62A48079B389B3AB91A7B8AAB9B98365A098B6 | TESYS DECA MOTOR CIRCUIT BREAKER 0.4A-0.63A THERMAL MAGNETIC TRIP UNIT | The GV2P products have an additional UL 508 type E rating as a stand alone self-protected manual combination starter. | Height | 89mm
| 2 | Circuit Breakers and Fuses | Circuit Breakers | Motor Protection Circuit Breakers | TESYS DECA MOTOR CIRCUIT BREAKER 0.4A-0.63A THERMAL MAGNETIC | 2004304 | GV2P04 | SCHNEIDER ELECTRIC | 3300 | https://pim-kvc.soneparsea.com:3443/PictureServer/default.aspx/schneider-gv2p04_Image1.jpg?A3889C9397807479A2A1C7A8BAA5959DB4AAC672B9AD62A48079B38EBF9897998173BEB5B9 | https://pim-kvc.soneparsea.com:3443/PictureServer/default.aspx/schneider-gv2p04_Datasheet1.pdf?A3889C9397807479A2A1C7A8BAA5959DB4AAC672B9AD62A48079B389B3AB91A7B8AAB9B98365A098B6 | TESYS DECA MOTOR CIRCUIT BREAKER 0.4A-0.63A THERMAL MAGNETIC TRIP UNIT | The GV2P products have an additional UL 508 type E rating as a stand alone self-protected manual combination starter. | Width | 44.5mm
| 2 | Circuit Breakers and Fuses | Circuit Breakers | Motor Protection Circuit Breakers | TESYS DECA MOTOR CIRCUIT BREAKER 0.4A-0.63A THERMAL MAGNETIC | 2004304 | GV2P04 | SCHNEIDER ELECTRIC | 3300 | https://pim-kvc.soneparsea.com:3443/PictureServer/default.aspx/schneider-gv2p04_Image1.jpg?A3889C9397807479A2A1C7A8BAA5959DB4AAC672B9AD62A48079B38EBF9897998173BEB5B9 | https://pim-kvc.soneparsea.com:3443/PictureServer/default.aspx/schneider-gv2p04_Datasheet1.pdf?A3889C9397807479A2A1C7A8BAA5959DB4AAC672B9AD62A48079B389B3AB91A7B8AAB9B98365A098B6 | TESYS DECA MOTOR CIRCUIT BREAKER 0.4A-0.63A THERMAL MAGNETIC TRIP UNIT | The GV2P products have an additional UL 508 type E rating as a stand alone self-protected manual combination starter. | Depth | 97mm
| 2 | Circuit Breakers and Fuses | Circuit Breakers | Motor Protection Circuit Breakers | TESYS DECA MOTOR CIRCUIT BREAKER 0.4A-0.63A THERMAL MAGNETIC | 2004304 | GV2P04 | SCHNEIDER ELECTRIC | 3300 | https://pim-kvc.soneparsea.com:3443/PictureServer/default.aspx/schneider-gv2p04_Image1.jpg?A3889C9397807479A2A1C7A8BAA5959DB4AAC672B9AD62A48079B38EBF9897998173BEB5B9 | https://pim-kvc.soneparsea.com:3443/PictureServer/default.aspx/schneider-gv2p04_Datasheet1.pdf?A3889C9397807479A2A1C7A8BAA5959DB4AAC672B9AD62A48079B389B3AB91A7B8AAB9B98365A098B6 | TESYS DECA MOTOR CIRCUIT BREAKER 0.4A-0.63A THERMAL MAGNETIC TRIP UNIT | The GV2P products have an additional UL 508 type E rating as a stand alone self-protected manual combination starter. | Overload release current setting | 0.4...0.63A
| 2 | Circuit Breakers and Fuses | Circuit Breakers | Motor Protection Circuit Breakers | TESYS DECA MOTOR CIRCUIT BREAKER 0.4A-0.63A THERMAL MAGNETIC | 2004304 | GV2P04 | SCHNEIDER ELECTRIC | 3300 | https://pim-kvc.soneparsea.com:3443/PictureServer/default.aspx/schneider-gv2p04_Image1.jpg?A3889C9397807479A2A1C7A8BAA5959DB4AAC672B9AD62A48079B38EBF9897998173BEB5B9 | https://pim-kvc.soneparsea.com:3443/PictureServer/default.aspx/schneider-gv2p04_Datasheet1.pdf?A3889C9397807479A2A1C7A8BAA5959DB4AAC672B9AD62A48079B389B3AB91A7B8AAB9B98365A098B6 | TESYS DECA MOTOR CIRCUIT BREAKER 0.4A-0.63A THERMAL MAGNETIC TRIP UNIT | The GV2P products have an additional UL 508 type E rating as a stand alone self-protected manual combination starter. | Adjustment range undelayed short-circuit release | 8...8A
| 2 | Circuit Breakers and Fuses | Circuit Breakers | Motor Protection Circuit Breakers | TESYS DECA MOTOR CIRCUIT BREAKER 0.4A-0.63A THERMAL MAGNETIC | 2004304 | GV2P04 | SCHNEIDER ELECTRIC | 3300 | https://pim-kvc.soneparsea.com:3443/PictureServer/default.aspx/schneider-gv2p04_Image1.jpg?A3889C9397807479A2A1C7A8BAA5959DB4AAC672B9AD62A48079B38EBF9897998173BEB5B9 | https://pim-kvc.soneparsea.com:3443/PictureServer/default.aspx/schneider-gv2p04_Datasheet1.pdf?A3889C9397807479A2A1C7A8BAA5959DB4AAC672B9AD62A48079B389B3AB91A7B8AAB9B98365A098B6 | TESYS DECA MOTOR CIRCUIT BREAKER 0.4A-0.63A THERMAL MAGNETIC TRIP UNIT | The GV2P products have an additional UL 508 type E rating as a stand alone self-protected manual combination starter. | Phase failure sensitive | yes
| 2 | Circuit Breakers and Fuses | Circuit Breakers | Motor Protection Circuit Breakers | TESYS DECA MOTOR CIRCUIT BREAKER 0.4A-0.63A THERMAL MAGNETIC | 2004304 | GV2P04 | SCHNEIDER ELECTRIC | 3300 | https://pim-kvc.soneparsea.com:3443/PictureServer/default.aspx/schneider-gv2p04_Image1.jpg?A3889C9397807479A2A1C7A8BAA5959DB4AAC672B9AD62A48079B38EBF9897998173BEB5B9 | https://pim-kvc.soneparsea.com:3443/PictureServer/default.aspx/schneider-gv2p04_Datasheet1.pdf?A3889C9397807479A2A1C7A8BAA5959DB4AAC672B9AD62A48079B389B3AB91A7B8AAB9B98365A098B6 | TESYS DECA MOTOR CIRCUIT BREAKER 0.4A-0.63A THERMAL MAGNETIC TRIP UNIT | The GV2P products have an additional UL 508 type E rating as a stand alone self-protected manual combination starter. | Switch off technique | Thermomagnetic
| 2 | Circuit Breakers and Fuses | Circuit Breakers | Motor Protection Circuit Breakers | TESYS DECA MOTOR CIRCUIT BREAKER 0.4A-0.63A THERMAL MAGNETIC | 2004304 | GV2P04 | SCHNEIDER ELECTRIC | 3300 | https://pim-kvc.soneparsea.com:3443/PictureServer/default.aspx/schneider-gv2p04_Image1.jpg?A3889C9397807479A2A1C7A8BAA5959DB4AAC672B9AD62A48079B38EBF9897998173BEB5B9 | https://pim-kvc.soneparsea.com:3443/PictureServer/default.aspx/schneider-gv2p04_Datasheet1.pdf?A3889C9397807479A2A1C7A8BAA5959DB4AAC672B9AD62A48079B389B3AB91A7B8AAB9B98365A098B6 | TESYS DECA MOTOR CIRCUIT BREAKER 0.4A-0.63A THERMAL MAGNETIC TRIP UNIT | The GV2P products have an additional UL 508 type E rating as a stand alone self-protected manual combination starter. | Rated operating voltage | 690...690V
| 2 | Circuit Breakers and Fuses | Circuit Breakers | Motor Protection Circuit Breakers | TESYS DECA MOTOR CIRCUIT BREAKER 0.4A-0.63A THERMAL MAGNETIC | 2004304 | GV2P04 | SCHNEIDER ELECTRIC | 3300 | https://pim-kvc.soneparsea.com:3443/PictureServer/default.aspx/schneider-gv2p04_Image1.jpg?A3889C9397807479A2A1C7A8BAA5959DB4AAC672B9AD62A48079B38EBF9897998173BEB5B9 | https://pim-kvc.soneparsea.com:3443/PictureServer/default.aspx/schneider-gv2p04_Datasheet1.pdf?A3889C9397807479A2A1C7A8BAA5959DB4AAC672B9AD62A48079B389B3AB91A7B8AAB9B98365A098B6 | TESYS DECA MOTOR CIRCUIT BREAKER 0.4A-0.63A THERMAL MAGNETIC TRIP UNIT | The GV2P products have an additional UL 508 type E rating as a stand alone self-protected manual combination starter. | Rated permanent current Iu | 0.63A
| 2 | Circuit Breakers and Fuses | Circuit Breakers | Motor Protection Circuit Breakers | TESYS DECA MOTOR CIRCUIT BREAKER 0.4A-0.63A THERMAL MAGNETIC | 2004304 | GV2P04 | SCHNEIDER ELECTRIC | 3300 | https://pim-kvc.soneparsea.com:3443/PictureServer/default.aspx/schneider-gv2p04_Image1.jpg?A3889C9397807479A2A1C7A8BAA5959DB4AAC672B9AD62A48079B38EBF9897998173BEB5B9 | https://pim-kvc.soneparsea.com:3443/PictureServer/default.aspx/schneider-gv2p04_Datasheet1.pdf?A3889C9397807479A2A1C7A8BAA5959DB4AAC672B9AD62A48079B389B3AB91A7B8AAB9B98365A098B6 | TESYS DECA MOTOR CIRCUIT BREAKER 0.4A-0.63A THERMAL MAGNETIC TRIP UNIT | The GV2P products have an additional UL 508 type E rating as a stand alone self-protected manual combination starter. | Rated operation power at AC-3, 230 V | 0kW
| 2 | Circuit Breakers and Fuses | Circuit Breakers | Motor Protection Circuit Breakers | TESYS DECA MOTOR CIRCUIT BREAKER 0.4A-0.63A THERMAL MAGNETIC | 2004304 | GV2P04 | SCHNEIDER ELECTRIC | 3300 | https://pim-kvc.soneparsea.com:3443/PictureServer/default.aspx/schneider-gv2p04_Image1.jpg?A3889C9397807479A2A1C7A8BAA5959DB4AAC672B9AD62A48079B38EBF9897998173BEB5B9 | https://pim-kvc.soneparsea.com:3443/PictureServer/default.aspx/schneider-gv2p04_Datasheet1.pdf?A3889C9397807479A2A1C7A8BAA5959DB4AAC672B9AD62A48079B389B3AB91A7B8AAB9B98365A098B6 | TESYS DECA MOTOR CIRCUIT BREAKER 0.4A-0.63A THERMAL MAGNETIC TRIP UNIT | The GV2P products have an additional UL 508 type E rating as a stand alone self-protected manual combination starter. | Rated operation power at AC-3, 400 V | 0.18kW
| 2 | Circuit Breakers and Fuses | Circuit Breakers | Motor Protection Circuit Breakers | TESYS DECA MOTOR CIRCUIT BREAKER 0.4A-0.63A THERMAL MAGNETIC | 2004304 | GV2P04 | SCHNEIDER ELECTRIC | 3300 | https://pim-kvc.soneparsea.com:3443/PictureServer/default.aspx/schneider-gv2p04_Image1.jpg?A3889C9397807479A2A1C7A8BAA5959DB4AAC672B9AD62A48079B38EBF9897998173BEB5B9 | https://pim-kvc.soneparsea.com:3443/PictureServer/default.aspx/schneider-gv2p04_Datasheet1.pdf?A3889C9397807479A2A1C7A8BAA5959DB4AAC672B9AD62A48079B389B3AB91A7B8AAB9B98365A098B6 | TESYS DECA MOTOR CIRCUIT BREAKER 0.4A-0.63A THERMAL MAGNETIC TRIP UNIT | The GV2P products have an additional UL 508 type E rating as a stand alone self-protected manual combination starter. | Type of electrical connection of main circuit | Screw connection
| 2 | Circuit Breakers and Fuses | Circuit Breakers | Motor Protection Circuit Breakers | TESYS DECA MOTOR CIRCUIT BREAKER 0.4A-0.63A THERMAL MAGNETIC | 2004304 | GV2P04 | SCHNEIDER ELECTRIC | 3300 | https://pim-kvc.soneparsea.com:3443/PictureServer/default.aspx/schneider-gv2p04_Image1.jpg?A3889C9397807479A2A1C7A8BAA5959DB4AAC672B9AD62A48079B38EBF9897998173BEB5B9 | https://pim-kvc.soneparsea.com:3443/PictureServer/default.aspx/schneider-gv2p04_Datasheet1.pdf?A3889C9397807479A2A1C7A8BAA5959DB4AAC672B9AD62A48079B389B3AB91A7B8AAB9B98365A098B6 | TESYS DECA MOTOR CIRCUIT BREAKER 0.4A-0.63A THERMAL MAGNETIC TRIP UNIT | The GV2P products have an additional UL 508 type E rating as a stand alone self-protected manual combination starter. | Type of control element | Turn button
| 2 | Circuit Breakers and Fuses | Circuit Breakers | Motor Protection Circuit Breakers | TESYS DECA MOTOR CIRCUIT BREAKER 0.4A-0.63A THERMAL MAGNETIC | 2004304 | GV2P04 | SCHNEIDER ELECTRIC | 3300 | https://pim-kvc.soneparsea.com:3443/PictureServer/default.aspx/schneider-gv2p04_Image1.jpg?A3889C9397807479A2A1C7A8BAA5959DB4AAC672B9AD62A48079B38EBF9897998173BEB5B9 | https://pim-kvc.soneparsea.com:3443/PictureServer/default.aspx/schneider-gv2p04_Datasheet1.pdf?A3889C9397807479A2A1C7A8BAA5959DB4AAC672B9AD62A48079B389B3AB91A7B8AAB9B98365A098B6 | TESYS DECA MOTOR CIRCUIT BREAKER 0.4A-0.63A THERMAL MAGNETIC TRIP UNIT | The GV2P products have an additional UL 508 type E rating as a stand alone self-protected manual combination starter. | Device construction | Complete device in housing
| 2 | Circuit Breakers and Fuses | Circuit Breakers | Motor Protection Circuit Breakers | TESYS DECA MOTOR CIRCUIT BREAKER 0.4A-0.63A THERMAL MAGNETIC | 2004304 | GV2P04 | SCHNEIDER ELECTRIC | 3300 | https://pim-kvc.soneparsea.com:3443/PictureServer/default.aspx/schneider-gv2p04_Image1.jpg?A3889C9397807479A2A1C7A8BAA5959DB4AAC672B9AD62A48079B38EBF9897998173BEB5B9 | https://pim-kvc.soneparsea.com:3443/PictureServer/default.aspx/schneider-gv2p04_Datasheet1.pdf?A3889C9397807479A2A1C7A8BAA5959DB4AAC672B9AD62A48079B389B3AB91A7B8AAB9B98365A098B6 | TESYS DECA MOTOR CIRCUIT BREAKER 0.4A-0.63A THERMAL MAGNETIC TRIP UNIT | The GV2P products have an additional UL 508 type E rating as a stand alone self-protected manual combination starter. | With integrated auxiliary switch | no
| 2 | Circuit Breakers and Fuses | Circuit Breakers | Motor Protection Circuit Breakers | TESYS DECA MOTOR CIRCUIT BREAKER 0.4A-0.63A THERMAL MAGNETIC | 2004304 | GV2P04 | SCHNEIDER ELECTRIC | 3300 | https://pim-kvc.soneparsea.com:3443/PictureServer/default.aspx/schneider-gv2p04_Image1.jpg?A3889C9397807479A2A1C7A8BAA5959DB4AAC672B9AD62A48079B38EBF9897998173BEB5B9 | https://pim-kvc.soneparsea.com:3443/PictureServer/default.aspx/schneider-gv2p04_Datasheet1.pdf?A3889C9397807479A2A1C7A8BAA5959DB4AAC672B9AD62A48079B389B3AB91A7B8AAB9B98365A098B6 | TESYS DECA MOTOR CIRCUIT BREAKER 0.4A-0.63A THERMAL MAGNETIC TRIP UNIT | The GV2P products have an additional UL 508 type E rating as a stand alone self-protected manual combination starter. | With integrated under voltage release | no
| 2 | Circuit Breakers and Fuses | Circuit Breakers | Motor Protection Circuit Breakers | TESYS DECA MOTOR CIRCUIT BREAKER 0.4A-0.63A THERMAL MAGNETIC | 2004304 | GV2P04 | SCHNEIDER ELECTRIC | 3300 | https://pim-kvc.soneparsea.com:3443/PictureServer/default.aspx/schneider-gv2p04_Image1.jpg?A3889C9397807479A2A1C7A8BAA5959DB4AAC672B9AD62A48079B38EBF9897998173BEB5B9 | https://pim-kvc.soneparsea.com:3443/PictureServer/default.aspx/schneider-gv2p04_Datasheet1.pdf?A3889C9397807479A2A1C7A8BAA5959DB4AAC672B9AD62A48079B389B3AB91A7B8AAB9B98365A098B6 | TESYS DECA MOTOR CIRCUIT BREAKER 0.4A-0.63A THERMAL MAGNETIC TRIP UNIT | The GV2P products have an additional UL 508 type E rating as a stand alone self-protected manual combination starter. | Number of poles | 3
| 2 | Circuit Breakers and Fuses | Circuit Breakers | Motor Protection Circuit Breakers | TESYS DECA MOTOR CIRCUIT BREAKER 0.4A-0.63A THERMAL MAGNETIC | 2004304 | GV2P04 | SCHNEIDER ELECTRIC | 3300 | https://pim-kvc.soneparsea.com:3443/PictureServer/default.aspx/schneider-gv2p04_Image1.jpg?A3889C9397807479A2A1C7A8BAA5959DB4AAC672B9AD62A48079B38EBF9897998173BEB5B9 | https://pim-kvc.soneparsea.com:3443/PictureServer/default.aspx/schneider-gv2p04_Datasheet1.pdf?A3889C9397807479A2A1C7A8BAA5959DB4AAC672B9AD62A48079B389B3AB91A7B8AAB9B98365A098B6 | TESYS DECA MOTOR CIRCUIT BREAKER 0.4A-0.63A THERMAL MAGNETIC TRIP UNIT | The GV2P products have an additional UL 508 type E rating as a stand alone self-protected manual combination starter. | Rated short-circuit breaking capacity lcu at 400 V, AC | 100kA
| 2 | Circuit Breakers and Fuses | Circuit Breakers | Motor Protection Circuit Breakers | TESYS DECA MOTOR CIRCUIT BREAKER 0.4A-0.63A THERMAL MAGNETIC | 2004304 | GV2P04 | SCHNEIDER ELECTRIC | 3300 | https://pim-kvc.soneparsea.com:3443/PictureServer/default.aspx/schneider-gv2p04_Image1.jpg?A3889C9397807479A2A1C7A8BAA5959DB4AAC672B9AD62A48079B38EBF9897998173BEB5B9 | https://pim-kvc.soneparsea.com:3443/PictureServer/default.aspx/schneider-gv2p04_Datasheet1.pdf?A3889C9397807479A2A1C7A8BAA5959DB4AAC672B9AD62A48079B389B3AB91A7B8AAB9B98365A098B6 | TESYS DECA MOTOR CIRCUIT BREAKER 0.4A-0.63A THERMAL MAGNETIC TRIP UNIT | The GV2P products have an additional UL 508 type E rating as a stand alone self-protected manual combination starter. | Degree of protection (IP) | IP20
| 2 | Circuit Breakers and Fuses | Circuit Breakers | Motor Protection Circuit Breakers | TESYS DECA MOTOR CIRCUIT BREAKER 0.4A-0.63A THERMAL MAGNETIC | 2004304 | GV2P04 | SCHNEIDER ELECTRIC | 3300 | https://pim-kvc.soneparsea.com:3443/PictureServer/default.aspx/schneider-gv2p04_Image1.jpg?A3889C9397807479A2A1C7A8BAA5959DB4AAC672B9AD62A48079B38EBF9897998173BEB5B9 | https://pim-kvc.soneparsea.com:3443/PictureServer/default.aspx/schneider-gv2p04_Datasheet1.pdf?A3889C9397807479A2A1C7A8BAA5959DB4AAC672B9AD62A48079B389B3AB91A7B8AAB9B98365A098B6 | TESYS DECA MOTOR CIRCUIT BREAKER 0.4A-0.63A THERMAL MAGNETIC TRIP UNIT | The GV2P products have an additional UL 508 type E rating as a stand alone self-protected manual combination starter. | Height | 89mm
| 2 | Circuit Breakers and Fuses | Circuit Breakers | Motor Protection Circuit Breakers | TESYS DECA MOTOR CIRCUIT BREAKER 0.4A-0.63A THERMAL MAGNETIC | 2004304 | GV2P04 | SCHNEIDER ELECTRIC | 3300 | https://pim-kvc.soneparsea.com:3443/PictureServer/default.aspx/schneider-gv2p04_Image1.jpg?A3889C9397807479A2A1C7A8BAA5959DB4AAC672B9AD62A48079B38EBF9897998173BEB5B9 | https://pim-kvc.soneparsea.com:3443/PictureServer/default.aspx/schneider-gv2p04_Datasheet1.pdf?A3889C9397807479A2A1C7A8BAA5959DB4AAC672B9AD62A48079B389B3AB91A7B8AAB9B98365A098B6 | TESYS DECA MOTOR CIRCUIT BREAKER 0.4A-0.63A THERMAL MAGNETIC TRIP UNIT | The GV2P products have an additional UL 508 type E rating as a stand alone self-protected manual combination starter. | Width | 44.5mm
| 2 | Circuit Breakers and Fuses | Circuit Breakers | Motor Protection Circuit Breakers | TESYS DECA MOTOR CIRCUIT BREAKER 0.4A-0.63A THERMAL MAGNETIC | 2004304 | GV2P04 | SCHNEIDER ELECTRIC | 3300 | https://pim-kvc.soneparsea.com:3443/PictureServer/default.aspx/schneider-gv2p04_Image1.jpg?A3889C9397807479A2A1C7A8BAA5959DB4AAC672B9AD62A48079B38EBF9897998173BEB5B9 | https://pim-kvc.soneparsea.com:3443/PictureServer/default.aspx/schneider-gv2p04_Datasheet1.pdf?A3889C9397807479A2A1C7A8BAA5959DB4AAC672B9AD62A48079B389B3AB91A7B8AAB9B98365A098B6 | TESYS DECA MOTOR CIRCUIT BREAKER 0.4A-0.63A THERMAL MAGNETIC TRIP UNIT | The GV2P products have an additional UL 508 type E rating as a stand alone self-protected manual combination starter. | Depth | 97mm
| 2 | Circuit Breakers and Fuses | Circuit Breakers | Motor Protection Circuit Breakers | TESYS DECA MOTOR CIRCUIT BREAKER 0.4A-0.63A THERMAL MAGNETIC | 2004304 | GV2P04 | SCHNEIDER ELECTRIC | 3300 | https://pim-kvc.soneparsea.com:3443/PictureServer/default.aspx/schneider-gv2p04_Image1.jpg?A3889C9397807479A2A1C7A8BAA5959DB4AAC672B9AD62A48079B38EBF9897998173BEB5B9 | https://pim-kvc.soneparsea.com:3443/PictureServer/default.aspx/schneider-gv2p04_Datasheet1.pdf?A3889C9397807479A2A1C7A8BAA5959DB4AAC672B9AD62A48079B389B3AB91A7B8AAB9B98365A098B6 | TESYS DECA MOTOR CIRCUIT BREAKER 0.4A-0.63A THERMAL MAGNETIC TRIP UNIT | The GV2P products have an additional UL 508 type E rating as a stand alone self-protected manual combination starter. | Overload release current setting | 0.4...0.63A
| 2 | Circuit Breakers and Fuses | Circuit Breakers | Motor Protection Circuit Breakers | TESYS DECA MOTOR CIRCUIT BREAKER 0.4A-0.63A THERMAL MAGNETIC | 2004304 | GV2P04 | SCHNEIDER ELECTRIC | 3300 | https://pim-kvc.soneparsea.com:3443/PictureServer/default.aspx/schneider-gv2p04_Image1.jpg?A3889C9397807479A2A1C7A8BAA5959DB4AAC672B9AD62A48079B38EBF9897998173BEB5B9 | https://pim-kvc.soneparsea.com:3443/PictureServer/default.aspx/schneider-gv2p04_Datasheet1.pdf?A3889C9397807479A2A1C7A8BAA5959DB4AAC672B9AD62A48079B389B3AB91A7B8AAB9B98365A098B6 | TESYS DECA MOTOR CIRCUIT BREAKER 0.4A-0.63A THERMAL MAGNETIC TRIP UNIT | The GV2P products have an additional UL 508 type E rating as a stand alone self-protected manual combination starter. | Adjustment range undelayed short-circuit release | 8...8A
| 2 | Circuit Breakers and Fuses | Circuit Breakers | Motor Protection Circuit Breakers | TESYS DECA MOTOR CIRCUIT BREAKER 0.4A-0.63A THERMAL MAGNETIC | 2004304 | GV2P04 | SCHNEIDER ELECTRIC | 3300 | https://pim-kvc.soneparsea.com:3443/PictureServer/default.aspx/schneider-gv2p04_Image1.jpg?A3889C9397807479A2A1C7A8BAA5959DB4AAC672B9AD62A48079B38EBF9897998173BEB5B9 | https://pim-kvc.soneparsea.com:3443/PictureServer/default.aspx/schneider-gv2p04_Datasheet1.pdf?A3889C9397807479A2A1C7A8BAA5959DB4AAC672B9AD62A48079B389B3AB91A7B8AAB9B98365A098B6 | TESYS DECA MOTOR CIRCUIT BREAKER 0.4A-0.63A THERMAL MAGNETIC TRIP UNIT | The GV2P products have an additional UL 508 type E rating as a stand alone self-protected manual combination starter. | Phase failure sensitive | yes
| 2 | Circuit Breakers and Fuses | Circuit Breakers | Motor Protection Circuit Breakers | TESYS DECA MOTOR CIRCUIT BREAKER 0.4A-0.63A THERMAL MAGNETIC | 2004304 | GV2P04 | SCHNEIDER ELECTRIC | 3300 | https://pim-kvc.soneparsea.com:3443/PictureServer/default.aspx/schneider-gv2p04_Image1.jpg?A3889C9397807479A2A1C7A8BAA5959DB4AAC672B9AD62A48079B38EBF9897998173BEB5B9 | https://pim-kvc.soneparsea.com:3443/PictureServer/default.aspx/schneider-gv2p04_Datasheet1.pdf?A3889C9397807479A2A1C7A8BAA5959DB4AAC672B9AD62A48079B389B3AB91A7B8AAB9B98365A098B6 | TESYS DECA MOTOR CIRCUIT BREAKER 0.4A-0.63A THERMAL MAGNETIC TRIP UNIT | The GV2P products have an additional UL 508 type E rating as a stand alone self-protected manual combination starter. | Switch off technique | Thermomagnetic
| 2 | Circuit Breakers and Fuses | Circuit Breakers | Motor Protection Circuit Breakers | TESYS DECA MOTOR CIRCUIT BREAKER 0.4A-0.63A THERMAL MAGNETIC | 2004304 | GV2P04 | SCHNEIDER ELECTRIC | 3300 | https://pim-kvc.soneparsea.com:3443/PictureServer/default.aspx/schneider-gv2p04_Image1.jpg?A3889C9397807479A2A1C7A8BAA5959DB4AAC672B9AD62A48079B38EBF9897998173BEB5B9 | https://pim-kvc.soneparsea.com:3443/PictureServer/default.aspx/schneider-gv2p04_Datasheet1.pdf?A3889C9397807479A2A1C7A8BAA5959DB4AAC672B9AD62A48079B389B3AB91A7B8AAB9B98365A098B6 | TESYS DECA MOTOR CIRCUIT BREAKER 0.4A-0.63A THERMAL MAGNETIC TRIP UNIT | The GV2P products have an additional UL 508 type E rating as a stand alone self-protected manual combination starter. | Rated operating voltage | 690...690V
| 2 | Circuit Breakers and Fuses | Circuit Breakers | Motor Protection Circuit Breakers | TESYS DECA MOTOR CIRCUIT BREAKER 0.4A-0.63A THERMAL MAGNETIC | 2004304 | GV2P04 | SCHNEIDER ELECTRIC | 3300 | https://pim-kvc.soneparsea.com:3443/PictureServer/default.aspx/schneider-gv2p04_Image1.jpg?A3889C9397807479A2A1C7A8BAA5959DB4AAC672B9AD62A48079B38EBF9897998173BEB5B9 | https://pim-kvc.soneparsea.com:3443/PictureServer/default.aspx/schneider-gv2p04_Datasheet1.pdf?A3889C9397807479A2A1C7A8BAA5959DB4AAC672B9AD62A48079B389B3AB91A7B8AAB9B98365A098B6 | TESYS DECA MOTOR CIRCUIT BREAKER 0.4A-0.63A THERMAL MAGNETIC TRIP UNIT | The GV2P products have an additional UL 508 type E rating as a stand alone self-protected manual combination starter. | Rated permanent current Iu | 0.63A
| 2 | Circuit Breakers and Fuses | Circuit Breakers | Motor Protection Circuit Breakers | TESYS DECA MOTOR CIRCUIT BREAKER 0.4A-0.63A THERMAL MAGNETIC | 2004304 | GV2P04 | SCHNEIDER ELECTRIC | 3300 | https://pim-kvc.soneparsea.com:3443/PictureServer/default.aspx/schneider-gv2p04_Image1.jpg?A3889C9397807479A2A1C7A8BAA5959DB4AAC672B9AD62A48079B38EBF9897998173BEB5B9 | https://pim-kvc.soneparsea.com:3443/PictureServer/default.aspx/schneider-gv2p04_Datasheet1.pdf?A3889C9397807479A2A1C7A8BAA5959DB4AAC672B9AD62A48079B389B3AB91A7B8AAB9B98365A098B6 | TESYS DECA MOTOR CIRCUIT BREAKER 0.4A-0.63A THERMAL MAGNETIC TRIP UNIT | The GV2P products have an additional UL 508 type E rating as a stand alone self-protected manual combination starter. | Rated operation power at AC-3, 230 V | 0kW
| 2 | Circuit Breakers and Fuses | Circuit Breakers | Motor Protection Circuit Breakers | TESYS DECA MOTOR CIRCUIT BREAKER 0.4A-0.63A THERMAL MAGNETIC | 2004304 | GV2P04 | SCHNEIDER ELECTRIC | 3300 | https://pim-kvc.soneparsea.com:3443/PictureServer/default.aspx/schneider-gv2p04_Image1.jpg?A3889C9397807479A2A1C7A8BAA5959DB4AAC672B9AD62A48079B38EBF9897998173BEB5B9 | https://pim-kvc.soneparsea.com:3443/PictureServer/default.aspx/schneider-gv2p04_Datasheet1.pdf?A3889C9397807479A2A1C7A8BAA5959DB4AAC672B9AD62A48079B389B3AB91A7B8AAB9B98365A098B6 | TESYS DECA MOTOR CIRCUIT BREAKER 0.4A-0.63A THERMAL MAGNETIC TRIP UNIT | The GV2P products have an additional UL 508 type E rating as a stand alone self-protected manual combination starter. | Rated operation power at AC-3, 400 V | 0.18kW
| 2 | Circuit Breakers and Fuses | Circuit Breakers | Motor Protection Circuit Breakers | TESYS DECA MOTOR CIRCUIT BREAKER 0.4A-0.63A THERMAL MAGNETIC | 2004304 | GV2P04 | SCHNEIDER ELECTRIC | 3300 | https://pim-kvc.soneparsea.com:3443/PictureServer/default.aspx/schneider-gv2p04_Image1.jpg?A3889C9397807479A2A1C7A8BAA5959DB4AAC672B9AD62A48079B38EBF9897998173BEB5B9 | https://pim-kvc.soneparsea.com:3443/PictureServer/default.aspx/schneider-gv2p04_Datasheet1.pdf?A3889C9397807479A2A1C7A8BAA5959DB4AAC672B9AD62A48079B389B3AB91A7B8AAB9B98365A098B6 | TESYS DECA MOTOR CIRCUIT BREAKER 0.4A-0.63A THERMAL MAGNETIC TRIP UNIT | The GV2P products have an additional UL 508 type E rating as a stand alone self-protected manual combination starter. | Type of electrical connection of main circuit | Screw connection
| 2 | Circuit Breakers and Fuses | Circuit Breakers | Motor Protection Circuit Breakers | TESYS DECA MOTOR CIRCUIT BREAKER 0.4A-0.63A THERMAL MAGNETIC | 2004304 | GV2P04 | SCHNEIDER ELECTRIC | 3300 | https://pim-kvc.soneparsea.com:3443/PictureServer/default.aspx/schneider-gv2p04_Image1.jpg?A3889C9397807479A2A1C7A8BAA5959DB4AAC672B9AD62A48079B38EBF9897998173BEB5B9 | https://pim-kvc.soneparsea.com:3443/PictureServer/default.aspx/schneider-gv2p04_Datasheet1.pdf?A3889C9397807479A2A1C7A8BAA5959DB4AAC672B9AD62A48079B389B3AB91A7B8AAB9B98365A098B6 | TESYS DECA MOTOR CIRCUIT BREAKER 0.4A-0.63A THERMAL MAGNETIC TRIP UNIT | The GV2P products have an additional UL 508 type E rating as a stand alone self-protected manual combination starter. | Type of control element | Turn button
| 2 | Circuit Breakers and Fuses | Circuit Breakers | Motor Protection Circuit Breakers | TESYS DECA MOTOR CIRCUIT BREAKER 0.4A-0.63A THERMAL MAGNETIC | 2004304 | GV2P04 | SCHNEIDER ELECTRIC | 3300 | https://pim-kvc.soneparsea.com:3443/PictureServer/default.aspx/schneider-gv2p04_Image1.jpg?A3889C9397807479A2A1C7A8BAA5959DB4AAC672B9AD62A48079B38EBF9897998173BEB5B9 | https://pim-kvc.soneparsea.com:3443/PictureServer/default.aspx/schneider-gv2p04_Datasheet1.pdf?A3889C9397807479A2A1C7A8BAA5959DB4AAC672B9AD62A48079B389B3AB91A7B8AAB9B98365A098B6 | TESYS DECA MOTOR CIRCUIT BREAKER 0.4A-0.63A THERMAL MAGNETIC TRIP UNIT | The GV2P products have an additional UL 508 type E rating as a stand alone self-protected manual combination starter. | Device construction | Complete device in housing
| 2 | Circuit Breakers and Fuses | Circuit Breakers | Motor Protection Circuit Breakers | TESYS DECA MOTOR CIRCUIT BREAKER 0.4A-0.63A THERMAL MAGNETIC | 2004304 | GV2P04 | SCHNEIDER ELECTRIC | 3300 | https://pim-kvc.soneparsea.com:3443/PictureServer/default.aspx/schneider-gv2p04_Image1.jpg?A3889C9397807479A2A1C7A8BAA5959DB4AAC672B9AD62A48079B38EBF9897998173BEB5B9 | https://pim-kvc.soneparsea.com:3443/PictureServer/default.aspx/schneider-gv2p04_Datasheet1.pdf?A3889C9397807479A2A1C7A8BAA5959DB4AAC672B9AD62A48079B389B3AB91A7B8AAB9B98365A098B6 | TESYS DECA MOTOR CIRCUIT BREAKER 0.4A-0.63A THERMAL MAGNETIC TRIP UNIT | The GV2P products have an additional UL 508 type E rating as a stand alone self-protected manual combination starter. | With integrated auxiliary switch | no
| 2 | Circuit Breakers and Fuses | Circuit Breakers | Motor Protection Circuit Breakers | TESYS DECA MOTOR CIRCUIT BREAKER 0.4A-0.63A THERMAL MAGNETIC | 2004304 | GV2P04 | SCHNEIDER ELECTRIC | 3300 | https://pim-kvc.soneparsea.com:3443/PictureServer/default.aspx/schneider-gv2p04_Image1.jpg?A3889C9397807479A2A1C7A8BAA5959DB4AAC672B9AD62A48079B38EBF9897998173BEB5B9 | https://pim-kvc.soneparsea.com:3443/PictureServer/default.aspx/schneider-gv2p04_Datasheet1.pdf?A3889C9397807479A2A1C7A8BAA5959DB4AAC672B9AD62A48079B389B3AB91A7B8AAB9B98365A098B6 | TESYS DECA MOTOR CIRCUIT BREAKER 0.4A-0.63A THERMAL MAGNETIC TRIP UNIT | The GV2P products have an additional UL 508 type E rating as a stand alone self-protected manual combination starter. | With integrated under voltage release | no
| 2 | Circuit Breakers and Fuses | Circuit Breakers | Motor Protection Circuit Breakers | TESYS DECA MOTOR CIRCUIT BREAKER 0.4A-0.63A THERMAL MAGNETIC | 2004304 | GV2P04 | SCHNEIDER ELECTRIC | 3300 | https://pim-kvc.soneparsea.com:3443/PictureServer/default.aspx/schneider-gv2p04_Image1.jpg?A3889C9397807479A2A1C7A8BAA5959DB4AAC672B9AD62A48079B38EBF9897998173BEB5B9 | https://pim-kvc.soneparsea.com:3443/PictureServer/default.aspx/schneider-gv2p04_Datasheet1.pdf?A3889C9397807479A2A1C7A8BAA5959DB4AAC672B9AD62A48079B389B3AB91A7B8AAB9B98365A098B6 | TESYS DECA MOTOR CIRCUIT BREAKER 0.4A-0.63A THERMAL MAGNETIC TRIP UNIT | The GV2P products have an additional UL 508 type E rating as a stand alone self-protected manual combination starter. | Number of poles | 3
| 2 | Circuit Breakers and Fuses | Circuit Breakers | Motor Protection Circuit Breakers | TESYS DECA MOTOR CIRCUIT BREAKER 0.4A-0.63A THERMAL MAGNETIC | 2004304 | GV2P04 | SCHNEIDER ELECTRIC | 3300 | https://pim-kvc.soneparsea.com:3443/PictureServer/default.aspx/schneider-gv2p04_Image1.jpg?A3889C9397807479A2A1C7A8BAA5959DB4AAC672B9AD62A48079B38EBF9897998173BEB5B9 | https://pim-kvc.soneparsea.com:3443/PictureServer/default.aspx/schneider-gv2p04_Datasheet1.pdf?A3889C9397807479A2A1C7A8BAA5959DB4AAC672B9AD62A48079B389B3AB91A7B8AAB9B98365A098B6 | TESYS DECA MOTOR CIRCUIT BREAKER 0.4A-0.63A THERMAL MAGNETIC TRIP UNIT | The GV2P products have an additional UL 508 type E rating as a stand alone self-protected manual combination starter. | Rated short-circuit breaking capacity lcu at 400 V, AC | 100kA
| 2 | Circuit Breakers and Fuses | Circuit Breakers | Motor Protection Circuit Breakers | TESYS DECA MOTOR CIRCUIT BREAKER 0.4A-0.63A THERMAL MAGNETIC | 2004304 | GV2P04 | SCHNEIDER ELECTRIC | 3300 | https://pim-kvc.soneparsea.com:3443/PictureServer/default.aspx/schneider-gv2p04_Image1.jpg?A3889C9397807479A2A1C7A8BAA5959DB4AAC672B9AD62A48079B38EBF9897998173BEB5B9 | https://pim-kvc.soneparsea.com:3443/PictureServer/default.aspx/schneider-gv2p04_Datasheet1.pdf?A3889C9397807479A2A1C7A8BAA5959DB4AAC672B9AD62A48079B389B3AB91A7B8AAB9B98365A098B6 | TESYS DECA MOTOR CIRCUIT BREAKER 0.4A-0.63A THERMAL MAGNETIC TRIP UNIT | The GV2P products have an additional UL 508 type E rating as a stand alone self-protected manual combination starter. | Degree of protection (IP) | IP20
| 2 | Circuit Breakers and Fuses | Circuit Breakers | Motor Protection Circuit Breakers | TESYS DECA MOTOR CIRCUIT BREAKER 0.4A-0.63A THERMAL MAGNETIC | 2004304 | GV2P04 | SCHNEIDER ELECTRIC | 3300 | https://pim-kvc.soneparsea.com:3443/PictureServer/default.aspx/schneider-gv2p04_Image1.jpg?A3889C9397807479A2A1C7A8BAA5959DB4AAC672B9AD62A48079B38EBF9897998173BEB5B9 | https://pim-kvc.soneparsea.com:3443/PictureServer/default.aspx/schneider-gv2p04_Datasheet1.pdf?A3889C9397807479A2A1C7A8BAA5959DB4AAC672B9AD62A48079B389B3AB91A7B8AAB9B98365A098B6 | TESYS DECA MOTOR CIRCUIT BREAKER 0.4A-0.63A THERMAL MAGNETIC TRIP UNIT | The GV2P products have an additional UL 508 type E rating as a stand alone self-protected manual combination starter. | Height | 89mm
| 2 | Circuit Breakers and Fuses | Circuit Breakers | Motor Protection Circuit Breakers | TESYS DECA MOTOR CIRCUIT BREAKER 0.4A-0.63A THERMAL MAGNETIC | 2004304 | GV2P04 | SCHNEIDER ELECTRIC | 3300 | https://pim-kvc.soneparsea.com:3443/PictureServer/default.aspx/schneider-gv2p04_Image1.jpg?A3889C9397807479A2A1C7A8BAA5959DB4AAC672B9AD62A48079B38EBF9897998173BEB5B9 | https://pim-kvc.soneparsea.com:3443/PictureServer/default.aspx/schneider-gv2p04_Datasheet1.pdf?A3889C9397807479A2A1C7A8BAA5959DB4AAC672B9AD62A48079B389B3AB91A7B8AAB9B98365A098B6 | TESYS DECA MOTOR CIRCUIT BREAKER 0.4A-0.63A THERMAL MAGNETIC TRIP UNIT | The GV2P products have an additional UL 508 type E rating as a stand alone self-protected manual combination starter. | Width | 44.5mm
| 2 | Circuit Breakers and Fuses | Circuit Breakers | Motor Protection Circuit Breakers | TESYS DECA MOTOR CIRCUIT BREAKER 0.4A-0.63A THERMAL MAGNETIC | 2004304 | GV2P04 | SCHNEIDER ELECTRIC | 3300 | https://pim-kvc.soneparsea.com:3443/PictureServer/default.aspx/schneider-gv2p04_Image1.jpg?A3889C9397807479A2A1C7A8BAA5959DB4AAC672B9AD62A48079B38EBF9897998173BEB5B9 | https://pim-kvc.soneparsea.com:3443/PictureServer/default.aspx/schneider-gv2p04_Datasheet1.pdf?A3889C9397807479A2A1C7A8BAA5959DB4AAC672B9AD62A48079B389B3AB91A7B8AAB9B98365A098B6 | TESYS DECA MOTOR CIRCUIT BREAKER 0.4A-0.63A THERMAL MAGNETIC TRIP UNIT | The GV2P products have an additional UL 508 type E rating as a stand alone self-protected manual combination starter. | Depth | 97mm
| 2 | Circuit Breakers and Fuses | Circuit Breakers | Motor Protection Circuit Breakers | TESYS DECA MOTOR CIRCUIT BREAKER 0.4A-0.63A THERMAL MAGNETIC | 2004304 | GV2P04 | SCHNEIDER ELECTRIC | 3300 | https://pim-kvc.soneparsea.com:3443/PictureServer/default.aspx/schneider-gv2p04_Image1.jpg?A3889C9397807479A2A1C7A8BAA5959DB4AAC672B9AD62A48079B38EBF9897998173BEB5B9 | https://pim-kvc.soneparsea.com:3443/PictureServer/default.aspx/schneider-gv2p04_Datasheet1.pdf?A3889C9397807479A2A1C7A8BAA5959DB4AAC672B9AD62A48079B389B3AB91A7B8AAB9B98365A098B6 | TESYS DECA MOTOR CIRCUIT BREAKER 0.4A-0.63A THERMAL MAGNETIC TRIP UNIT | The GV2P products have an additional UL 508 type E rating as a stand alone self-protected manual combination starter. | Overload release current setting | 0.4...0.63A
| 2 | Circuit Breakers and Fuses | Circuit Breakers | Motor Protection Circuit Breakers | TESYS DECA MOTOR CIRCUIT BREAKER 0.4A-0.63A THERMAL MAGNETIC | 2004304 | GV2P04 | SCHNEIDER ELECTRIC | 3300 | https://pim-kvc.soneparsea.com:3443/PictureServer/default.aspx/schneider-gv2p04_Image1.jpg?A3889C9397807479A2A1C7A8BAA5959DB4AAC672B9AD62A48079B38EBF9897998173BEB5B9 | https://pim-kvc.soneparsea.com:3443/PictureServer/default.aspx/schneider-gv2p04_Datasheet1.pdf?A3889C9397807479A2A1C7A8BAA5959DB4AAC672B9AD62A48079B389B3AB91A7B8AAB9B98365A098B6 | TESYS DECA MOTOR CIRCUIT BREAKER 0.4A-0.63A THERMAL MAGNETIC TRIP UNIT | The GV2P products have an additional UL 508 type E rating as a stand alone self-protected manual combination starter. | Adjustment range undelayed short-circuit release | 8...8A
| 2 | Circuit Breakers and Fuses | Circuit Breakers | Motor Protection Circuit Breakers | TESYS DECA MOTOR CIRCUIT BREAKER 0.4A-0.63A THERMAL MAGNETIC | 2004304 | GV2P04 | SCHNEIDER ELECTRIC | 3300 | https://pim-kvc.soneparsea.com:3443/PictureServer/default.aspx/schneider-gv2p04_Image1.jpg?A3889C9397807479A2A1C7A8BAA5959DB4AAC672B9AD62A48079B38EBF9897998173BEB5B9 | https://pim-kvc.soneparsea.com:3443/PictureServer/default.aspx/schneider-gv2p04_Datasheet1.pdf?A3889C9397807479A2A1C7A8BAA5959DB4AAC672B9AD62A48079B389B3AB91A7B8AAB9B98365A098B6 | TESYS DECA MOTOR CIRCUIT BREAKER 0.4A-0.63A THERMAL MAGNETIC TRIP UNIT | The GV2P products have an additional UL 508 type E rating as a stand alone self-protected manual combination starter. | Phase failure sensitive | yes
| 2 | Circuit Breakers and Fuses | Circuit Breakers | Motor Protection Circuit Breakers | TESYS DECA MOTOR CIRCUIT BREAKER 0.4A-0.63A THERMAL MAGNETIC | 2004304 | GV2P04 | SCHNEIDER ELECTRIC | 3300 | https://pim-kvc.soneparsea.com:3443/PictureServer/default.aspx/schneider-gv2p04_Image1.jpg?A3889C9397807479A2A1C7A8BAA5959DB4AAC672B9AD62A48079B38EBF9897998173BEB5B9 | https://pim-kvc.soneparsea.com:3443/PictureServer/default.aspx/schneider-gv2p04_Datasheet1.pdf?A3889C9397807479A2A1C7A8BAA5959DB4AAC672B9AD62A48079B389B3AB91A7B8AAB9B98365A098B6 | TESYS DECA MOTOR CIRCUIT BREAKER 0.4A-0.63A THERMAL MAGNETIC TRIP UNIT | The GV2P products have an additional UL 508 type E rating as a stand alone self-protected manual combination starter. | Switch off technique | Thermomagnetic
| 2 | Circuit Breakers and Fuses | Circuit Breakers | Motor Protection Circuit Breakers | TESYS DECA MOTOR CIRCUIT BREAKER 0.4A-0.63A THERMAL MAGNETIC | 2004304 | GV2P04 | SCHNEIDER ELECTRIC | 3300 | https://pim-kvc.soneparsea.com:3443/PictureServer/default.aspx/schneider-gv2p04_Image1.jpg?A3889C9397807479A2A1C7A8BAA5959DB4AAC672B9AD62A48079B38EBF9897998173BEB5B9 | https://pim-kvc.soneparsea.com:3443/PictureServer/default.aspx/schneider-gv2p04_Datasheet1.pdf?A3889C9397807479A2A1C7A8BAA5959DB4AAC672B9AD62A48079B389B3AB91A7B8AAB9B98365A098B6 | TESYS DECA MOTOR CIRCUIT BREAKER 0.4A-0.63A THERMAL MAGNETIC TRIP UNIT | The GV2P products have an additional UL 508 type E rating as a stand alone self-protected manual combination starter. | Rated operating voltage | 690...690V
| 2 | Circuit Breakers and Fuses | Circuit Breakers | Motor Protection Circuit Breakers | TESYS DECA MOTOR CIRCUIT BREAKER 0.4A-0.63A THERMAL MAGNETIC | 2004304 | GV2P04 | SCHNEIDER ELECTRIC | 3300 | https://pim-kvc.soneparsea.com:3443/PictureServer/default.aspx/schneider-gv2p04_Image1.jpg?A3889C9397807479A2A1C7A8BAA5959DB4AAC672B9AD62A48079B38EBF9897998173BEB5B9 | https://pim-kvc.soneparsea.com:3443/PictureServer/default.aspx/schneider-gv2p04_Datasheet1.pdf?A3889C9397807479A2A1C7A8BAA5959DB4AAC672B9AD62A48079B389B3AB91A7B8AAB9B98365A098B6 | TESYS DECA MOTOR CIRCUIT BREAKER 0.4A-0.63A THERMAL MAGNETIC TRIP UNIT | The GV2P products have an additional UL 508 type E rating as a stand alone self-protected manual combination starter. | Rated permanent current Iu | 0.63A
| 2 | Circuit Breakers and Fuses | Circuit Breakers | Motor Protection Circuit Breakers | TESYS DECA MOTOR CIRCUIT BREAKER 0.4A-0.63A THERMAL MAGNETIC | 2004304 | GV2P04 | SCHNEIDER ELECTRIC | 3300 | https://pim-kvc.soneparsea.com:3443/PictureServer/default.aspx/schneider-gv2p04_Image1.jpg?A3889C9397807479A2A1C7A8BAA5959DB4AAC672B9AD62A48079B38EBF9897998173BEB5B9 | https://pim-kvc.soneparsea.com:3443/PictureServer/default.aspx/schneider-gv2p04_Datasheet1.pdf?A3889C9397807479A2A1C7A8BAA5959DB4AAC672B9AD62A48079B389B3AB91A7B8AAB9B98365A098B6 | TESYS DECA MOTOR CIRCUIT BREAKER 0.4A-0.63A THERMAL MAGNETIC TRIP UNIT | The GV2P products have an additional UL 508 type E rating as a stand alone self-protected manual combination starter. | Rated operation power at AC-3, 230 V | 0kW
| 2 | Circuit Breakers and Fuses | Circuit Breakers | Motor Protection Circuit Breakers | TESYS DECA MOTOR CIRCUIT BREAKER 0.4A-0.63A THERMAL MAGNETIC | 2004304 | GV2P04 | SCHNEIDER ELECTRIC | 3300 | https://pim-kvc.soneparsea.com:3443/PictureServer/default.aspx/schneider-gv2p04_Image1.jpg?A3889C9397807479A2A1C7A8BAA5959DB4AAC672B9AD62A48079B38EBF9897998173BEB5B9 | https://pim-kvc.soneparsea.com:3443/PictureServer/default.aspx/schneider-gv2p04_Datasheet1.pdf?A3889C9397807479A2A1C7A8BAA5959DB4AAC672B9AD62A48079B389B3AB91A7B8AAB9B98365A098B6 | TESYS DECA MOTOR CIRCUIT BREAKER 0.4A-0.63A THERMAL MAGNETIC TRIP UNIT | The GV2P products have an additional UL 508 type E rating as a stand alone self-protected manual combination starter. | Rated operation power at AC-3, 400 V | 0.18kW
| 2 | Circuit Breakers and Fuses | Circuit Breakers | Motor Protection Circuit Breakers | TESYS DECA MOTOR CIRCUIT BREAKER 0.4A-0.63A THERMAL MAGNETIC | 2004304 | GV2P04 | SCHNEIDER ELECTRIC | 3300 | https://pim-kvc.soneparsea.com:3443/PictureServer/default.aspx/schneider-gv2p04_Image1.jpg?A3889C9397807479A2A1C7A8BAA5959DB4AAC672B9AD62A48079B38EBF9897998173BEB5B9 | https://pim-kvc.soneparsea.com:3443/PictureServer/default.aspx/schneider-gv2p04_Datasheet1.pdf?A3889C9397807479A2A1C7A8BAA5959DB4AAC672B9AD62A48079B389B3AB91A7B8AAB9B98365A098B6 | TESYS DECA MOTOR CIRCUIT BREAKER 0.4A-0.63A THERMAL MAGNETIC TRIP UNIT | The GV2P products have an additional UL 508 type E rating as a stand alone self-protected manual combination starter. | Type of electrical connection of main circuit | Screw connection
| 2 | Circuit Breakers and Fuses | Circuit Breakers | Motor Protection Circuit Breakers | TESYS DECA MOTOR CIRCUIT BREAKER 0.4A-0.63A THERMAL MAGNETIC | 2004304 | GV2P04 | SCHNEIDER ELECTRIC | 3300 | https://pim-kvc.soneparsea.com:3443/PictureServer/default.aspx/schneider-gv2p04_Image1.jpg?A3889C9397807479A2A1C7A8BAA5959DB4AAC672B9AD62A48079B38EBF9897998173BEB5B9 | https://pim-kvc.soneparsea.com:3443/PictureServer/default.aspx/schneider-gv2p04_Datasheet1.pdf?A3889C9397807479A2A1C7A8BAA5959DB4AAC672B9AD62A48079B389B3AB91A7B8AAB9B98365A098B6 | TESYS DECA MOTOR CIRCUIT BREAKER 0.4A-0.63A THERMAL MAGNETIC TRIP UNIT | The GV2P products have an additional UL 508 type E rating as a stand alone self-protected manual combination starter. | Type of control element | Turn button
| 2 | Circuit Breakers and Fuses | Circuit Breakers | Motor Protection Circuit Breakers | TESYS DECA MOTOR CIRCUIT BREAKER 0.4A-0.63A THERMAL MAGNETIC | 2004304 | GV2P04 | SCHNEIDER ELECTRIC | 3300 | https://pim-kvc.soneparsea.com:3443/PictureServer/default.aspx/schneider-gv2p04_Image1.jpg?A3889C9397807479A2A1C7A8BAA5959DB4AAC672B9AD62A48079B38EBF9897998173BEB5B9 | https://pim-kvc.soneparsea.com:3443/PictureServer/default.aspx/schneider-gv2p04_Datasheet1.pdf?A3889C9397807479A2A1C7A8BAA5959DB4AAC672B9AD62A48079B389B3AB91A7B8AAB9B98365A098B6 | TESYS DECA MOTOR CIRCUIT BREAKER 0.4A-0.63A THERMAL MAGNETIC TRIP UNIT | The GV2P products have an additional UL 508 type E rating as a stand alone self-protected manual combination starter. | Device construction | Complete device in housing
| 2 | Circuit Breakers and Fuses | Circuit Breakers | Motor Protection Circuit Breakers | TESYS DECA MOTOR CIRCUIT BREAKER 0.4A-0.63A THERMAL MAGNETIC | 2004304 | GV2P04 | SCHNEIDER ELECTRIC | 3300 | https://pim-kvc.soneparsea.com:3443/PictureServer/default.aspx/schneider-gv2p04_Image1.jpg?A3889C9397807479A2A1C7A8BAA5959DB4AAC672B9AD62A48079B38EBF9897998173BEB5B9 | https://pim-kvc.soneparsea.com:3443/PictureServer/default.aspx/schneider-gv2p04_Datasheet1.pdf?A3889C9397807479A2A1C7A8BAA5959DB4AAC672B9AD62A48079B389B3AB91A7B8AAB9B98365A098B6 | TESYS DECA MOTOR CIRCUIT BREAKER 0.4A-0.63A THERMAL MAGNETIC TRIP UNIT | The GV2P products have an additional UL 508 type E rating as a stand alone self-protected manual combination starter. | With integrated auxiliary switch | no
| 2 | Circuit Breakers and Fuses | Circuit Breakers | Motor Protection Circuit Breakers | TESYS DECA MOTOR CIRCUIT BREAKER 0.4A-0.63A THERMAL MAGNETIC | 2004304 | GV2P04 | SCHNEIDER ELECTRIC | 3300 | https://pim-kvc.soneparsea.com:3443/PictureServer/default.aspx/schneider-gv2p04_Image1.jpg?A3889C9397807479A2A1C7A8BAA5959DB4AAC672B9AD62A48079B38EBF9897998173BEB5B9 | https://pim-kvc.soneparsea.com:3443/PictureServer/default.aspx/schneider-gv2p04_Datasheet1.pdf?A3889C9397807479A2A1C7A8BAA5959DB4AAC672B9AD62A48079B389B3AB91A7B8AAB9B98365A098B6 | TESYS DECA MOTOR CIRCUIT BREAKER 0.4A-0.63A THERMAL MAGNETIC TRIP UNIT | The GV2P products have an additional UL 508 type E rating as a stand alone self-protected manual combination starter. | With integrated under voltage release | no
| 2 | Circuit Breakers and Fuses | Circuit Breakers | Motor Protection Circuit Breakers | TESYS DECA MOTOR CIRCUIT BREAKER 0.4A-0.63A THERMAL MAGNETIC | 2004304 | GV2P04 | SCHNEIDER ELECTRIC | 3300 | https://pim-kvc.soneparsea.com:3443/PictureServer/default.aspx/schneider-gv2p04_Image1.jpg?A3889C9397807479A2A1C7A8BAA5959DB4AAC672B9AD62A48079B38EBF9897998173BEB5B9 | https://pim-kvc.soneparsea.com:3443/PictureServer/default.aspx/schneider-gv2p04_Datasheet1.pdf?A3889C9397807479A2A1C7A8BAA5959DB4AAC672B9AD62A48079B389B3AB91A7B8AAB9B98365A098B6 | TESYS DECA MOTOR CIRCUIT BREAKER 0.4A-0.63A THERMAL MAGNETIC TRIP UNIT | The GV2P products have an additional UL 508 type E rating as a stand alone self-protected manual combination starter. | Number of poles | 3
| 2 | Circuit Breakers and Fuses | Circuit Breakers | Motor Protection Circuit Breakers | TESYS DECA MOTOR CIRCUIT BREAKER 0.4A-0.63A THERMAL MAGNETIC | 2004304 | GV2P04 | SCHNEIDER ELECTRIC | 3300 | https://pim-kvc.soneparsea.com:3443/PictureServer/default.aspx/schneider-gv2p04_Image1.jpg?A3889C9397807479A2A1C7A8BAA5959DB4AAC672B9AD62A48079B38EBF9897998173BEB5B9 | https://pim-kvc.soneparsea.com:3443/PictureServer/default.aspx/schneider-gv2p04_Datasheet1.pdf?A3889C9397807479A2A1C7A8BAA5959DB4AAC672B9AD62A48079B389B3AB91A7B8AAB9B98365A098B6 | TESYS DECA MOTOR CIRCUIT BREAKER 0.4A-0.63A THERMAL MAGNETIC TRIP UNIT | The GV2P products have an additional UL 508 type E rating as a stand alone self-protected manual combination starter. | Rated short-circuit breaking capacity lcu at 400 V, AC | 100kA
| 2 | Circuit Breakers and Fuses | Circuit Breakers | Motor Protection Circuit Breakers | TESYS DECA MOTOR CIRCUIT BREAKER 0.4A-0.63A THERMAL MAGNETIC | 2004304 | GV2P04 | SCHNEIDER ELECTRIC | 3300 | https://pim-kvc.soneparsea.com:3443/PictureServer/default.aspx/schneider-gv2p04_Image1.jpg?A3889C9397807479A2A1C7A8BAA5959DB4AAC672B9AD62A48079B38EBF9897998173BEB5B9 | https://pim-kvc.soneparsea.com:3443/PictureServer/default.aspx/schneider-gv2p04_Datasheet1.pdf?A3889C9397807479A2A1C7A8BAA5959DB4AAC672B9AD62A48079B389B3AB91A7B8AAB9B98365A098B6 | TESYS DECA MOTOR CIRCUIT BREAKER 0.4A-0.63A THERMAL MAGNETIC TRIP UNIT | The GV2P products have an additional UL 508 type E rating as a stand alone self-protected manual combination starter. | Degree of protection (IP) | IP20
| 2 | Circuit Breakers and Fuses | Circuit Breakers | Motor Protection Circuit Breakers | TESYS DECA MOTOR CIRCUIT BREAKER 0.4A-0.63A THERMAL MAGNETIC | 2004304 | GV2P04 | SCHNEIDER ELECTRIC | 3300 | https://pim-kvc.soneparsea.com:3443/PictureServer/default.aspx/schneider-gv2p04_Image1.jpg?A3889C9397807479A2A1C7A8BAA5959DB4AAC672B9AD62A48079B38EBF9897998173BEB5B9 | https://pim-kvc.soneparsea.com:3443/PictureServer/default.aspx/schneider-gv2p04_Datasheet1.pdf?A3889C9397807479A2A1C7A8BAA5959DB4AAC672B9AD62A48079B389B3AB91A7B8AAB9B98365A098B6 | TESYS DECA MOTOR CIRCUIT BREAKER 0.4A-0.63A THERMAL MAGNETIC TRIP UNIT | The GV2P products have an additional UL 508 type E rating as a stand alone self-protected manual combination starter. | Height | 89mm
| 2 | Circuit Breakers and Fuses | Circuit Breakers | Motor Protection Circuit Breakers | TESYS DECA MOTOR CIRCUIT BREAKER 0.4A-0.63A THERMAL MAGNETIC | 2004304 | GV2P04 | SCHNEIDER ELECTRIC | 3300 | https://pim-kvc.soneparsea.com:3443/PictureServer/default.aspx/schneider-gv2p04_Image1.jpg?A3889C9397807479A2A1C7A8BAA5959DB4AAC672B9AD62A48079B38EBF9897998173BEB5B9 | https://pim-kvc.soneparsea.com:3443/PictureServer/default.aspx/schneider-gv2p04_Datasheet1.pdf?A3889C9397807479A2A1C7A8BAA5959DB4AAC672B9AD62A48079B389B3AB91A7B8AAB9B98365A098B6 | TESYS DECA MOTOR CIRCUIT BREAKER 0.4A-0.63A THERMAL MAGNETIC TRIP UNIT | The GV2P products have an additional UL 508 type E rating as a stand alone self-protected manual combination starter. | Width | 44.5mm
| 2 | Circuit Breakers and Fuses | Circuit Breakers | Motor Protection Circuit Breakers | TESYS DECA MOTOR CIRCUIT BREAKER 0.4A-0.63A THERMAL MAGNETIC | 2004304 | GV2P04 | SCHNEIDER ELECTRIC | 3300 | https://pim-kvc.soneparsea.com:3443/PictureServer/default.aspx/schneider-gv2p04_Image1.jpg?A3889C9397807479A2A1C7A8BAA5959DB4AAC672B9AD62A48079B38EBF9897998173BEB5B9 | https://pim-kvc.soneparsea.com:3443/PictureServer/default.aspx/schneider-gv2p04_Datasheet1.pdf?A3889C9397807479A2A1C7A8BAA5959DB4AAC672B9AD62A48079B389B3AB91A7B8AAB9B98365A098B6 | TESYS DECA MOTOR CIRCUIT BREAKER 0.4A-0.63A THERMAL MAGNETIC TRIP UNIT | The GV2P products have an additional UL 508 type E rating as a stand alone self-protected manual combination starter. | Depth | 97mm
| 3 | Circuit Breakers and Fuses | Circuit Breakers | Motor Protection Circuit Breakers | TESYS DECA CIRCUIT BREAKER MAGNETIC 3P 14A ROTARY HANDLE | 2005076 | GV2L16 | SCHNEIDER ELECTRIC | 3100 | https://pim-kvc.soneparsea.com:3443/PictureServer/default.aspx/schneider-gv2l14_Image1.jpg?A3889C9397807479A2A1C7A8BAA5959DB4AAC672B9AD62A08179B38EBF9897998173BEB5B9 | https://pim-kvc.soneparsea.com:3443/PictureServer/default.aspx/schneider-gv2l16_Datasheet1.pdf?A3889C9397807479A2A1C7A8BAA5959DB4AAC672B9AD62A0817BB389B3AB91A7B8AAB9B98365A098B6 | TESYS DECA CIRCUIT BREAKER MAGNETIC 3P 14A ROTARY HANDLE SCREW CLAMP TERMINALS | TeSys GV2 motor circuit breaker provides manual isolation, manual motor control and short circuit and thermal protection in 45 mm standard width. | Overload release current setting | 14...14A
| 3 | Circuit Breakers and Fuses | Circuit Breakers | Motor Protection Circuit Breakers | TESYS DECA CIRCUIT BREAKER MAGNETIC 3P 14A ROTARY HANDLE | 2005076 | GV2L16 | SCHNEIDER ELECTRIC | 3100 | https://pim-kvc.soneparsea.com:3443/PictureServer/default.aspx/schneider-gv2l14_Image1.jpg?A3889C9397807479A2A1C7A8BAA5959DB4AAC672B9AD62A08179B38EBF9897998173BEB5B9 | https://pim-kvc.soneparsea.com:3443/PictureServer/default.aspx/schneider-gv2l16_Datasheet1.pdf?A3889C9397807479A2A1C7A8BAA5959DB4AAC672B9AD62A0817BB389B3AB91A7B8AAB9B98365A098B6 | TESYS DECA CIRCUIT BREAKER MAGNETIC 3P 14A ROTARY HANDLE SCREW CLAMP TERMINALS | TeSys GV2 motor circuit breaker provides manual isolation, manual motor control and short circuit and thermal protection in 45 mm standard width. | Adjustment range undelayed short-circuit release | 170...170A
| 3 | Circuit Breakers and Fuses | Circuit Breakers | Motor Protection Circuit Breakers | TESYS DECA CIRCUIT BREAKER MAGNETIC 3P 14A ROTARY HANDLE | 2005076 | GV2L16 | SCHNEIDER ELECTRIC | 3100 | https://pim-kvc.soneparsea.com:3443/PictureServer/default.aspx/schneider-gv2l14_Image1.jpg?A3889C9397807479A2A1C7A8BAA5959DB4AAC672B9AD62A08179B38EBF9897998173BEB5B9 | https://pim-kvc.soneparsea.com:3443/PictureServer/default.aspx/schneider-gv2l16_Datasheet1.pdf?A3889C9397807479A2A1C7A8BAA5959DB4AAC672B9AD62A0817BB389B3AB91A7B8AAB9B98365A098B6 | TESYS DECA CIRCUIT BREAKER MAGNETIC 3P 14A ROTARY HANDLE SCREW CLAMP TERMINALS | TeSys GV2 motor circuit breaker provides manual isolation, manual motor control and short circuit and thermal protection in 45 mm standard width. | Phase failure sensitive | yes
| 3 | Circuit Breakers and Fuses | Circuit Breakers | Motor Protection Circuit Breakers | TESYS DECA CIRCUIT BREAKER MAGNETIC 3P 14A ROTARY HANDLE | 2005076 | GV2L16 | SCHNEIDER ELECTRIC | 3100 | https://pim-kvc.soneparsea.com:3443/PictureServer/default.aspx/schneider-gv2l14_Image1.jpg?A3889C9397807479A2A1C7A8BAA5959DB4AAC672B9AD62A08179B38EBF9897998173BEB5B9 | https://pim-kvc.soneparsea.com:3443/PictureServer/default.aspx/schneider-gv2l16_Datasheet1.pdf?A3889C9397807479A2A1C7A8BAA5959DB4AAC672B9AD62A0817BB389B3AB91A7B8AAB9B98365A098B6 | TESYS DECA CIRCUIT BREAKER MAGNETIC 3P 14A ROTARY HANDLE SCREW CLAMP TERMINALS | TeSys GV2 motor circuit breaker provides manual isolation, manual motor control and short circuit and thermal protection in 45 mm standard width. | Switch off technique | Magnetic
| 3 | Circuit Breakers and Fuses | Circuit Breakers | Motor Protection Circuit Breakers | TESYS DECA CIRCUIT BREAKER MAGNETIC 3P 14A ROTARY HANDLE | 2005076 | GV2L16 | SCHNEIDER ELECTRIC | 3100 | https://pim-kvc.soneparsea.com:3443/PictureServer/default.aspx/schneider-gv2l14_Image1.jpg?A3889C9397807479A2A1C7A8BAA5959DB4AAC672B9AD62A08179B38EBF9897998173BEB5B9 | https://pim-kvc.soneparsea.com:3443/PictureServer/default.aspx/schneider-gv2l16_Datasheet1.pdf?A3889C9397807479A2A1C7A8BAA5959DB4AAC672B9AD62A0817BB389B3AB91A7B8AAB9B98365A098B6 | TESYS DECA CIRCUIT BREAKER MAGNETIC 3P 14A ROTARY HANDLE SCREW CLAMP TERMINALS | TeSys GV2 motor circuit breaker provides manual isolation, manual motor control and short circuit and thermal protection in 45 mm standard width. | Rated operating voltage | 690...690V
| 3 | Circuit Breakers and Fuses | Circuit Breakers | Motor Protection Circuit Breakers | TESYS DECA CIRCUIT BREAKER MAGNETIC 3P 14A ROTARY HANDLE | 2005076 | GV2L16 | SCHNEIDER ELECTRIC | 3100 | https://pim-kvc.soneparsea.com:3443/PictureServer/default.aspx/schneider-gv2l14_Image1.jpg?A3889C9397807479A2A1C7A8BAA5959DB4AAC672B9AD62A08179B38EBF9897998173BEB5B9 | https://pim-kvc.soneparsea.com:3443/PictureServer/default.aspx/schneider-gv2l16_Datasheet1.pdf?A3889C9397807479A2A1C7A8BAA5959DB4AAC672B9AD62A0817BB389B3AB91A7B8AAB9B98365A098B6 | TESYS DECA CIRCUIT BREAKER MAGNETIC 3P 14A ROTARY HANDLE SCREW CLAMP TERMINALS | TeSys GV2 motor circuit breaker provides manual isolation, manual motor control and short circuit and thermal protection in 45 mm standard width. | Rated permanent current Iu | 14A
| 3 | Circuit Breakers and Fuses | Circuit Breakers | Motor Protection Circuit Breakers | TESYS DECA CIRCUIT BREAKER MAGNETIC 3P 14A ROTARY HANDLE | 2005076 | GV2L16 | SCHNEIDER ELECTRIC | 3100 | https://pim-kvc.soneparsea.com:3443/PictureServer/default.aspx/schneider-gv2l14_Image1.jpg?A3889C9397807479A2A1C7A8BAA5959DB4AAC672B9AD62A08179B38EBF9897998173BEB5B9 | https://pim-kvc.soneparsea.com:3443/PictureServer/default.aspx/schneider-gv2l16_Datasheet1.pdf?A3889C9397807479A2A1C7A8BAA5959DB4AAC672B9AD62A0817BB389B3AB91A7B8AAB9B98365A098B6 | TESYS DECA CIRCUIT BREAKER MAGNETIC 3P 14A ROTARY HANDLE SCREW CLAMP TERMINALS | TeSys GV2 motor circuit breaker provides manual isolation, manual motor control and short circuit and thermal protection in 45 mm standard width. | Rated operation power at AC-3, 230 V | 0kW
| 3 | Circuit Breakers and Fuses | Circuit Breakers | Motor Protection Circuit Breakers | TESYS DECA CIRCUIT BREAKER MAGNETIC 3P 14A ROTARY HANDLE | 2005076 | GV2L16 | SCHNEIDER ELECTRIC | 3100 | https://pim-kvc.soneparsea.com:3443/PictureServer/default.aspx/schneider-gv2l14_Image1.jpg?A3889C9397807479A2A1C7A8BAA5959DB4AAC672B9AD62A08179B38EBF9897998173BEB5B9 | https://pim-kvc.soneparsea.com:3443/PictureServer/default.aspx/schneider-gv2l16_Datasheet1.pdf?A3889C9397807479A2A1C7A8BAA5959DB4AAC672B9AD62A0817BB389B3AB91A7B8AAB9B98365A098B6 | TESYS DECA CIRCUIT BREAKER MAGNETIC 3P 14A ROTARY HANDLE SCREW CLAMP TERMINALS | TeSys GV2 motor circuit breaker provides manual isolation, manual motor control and short circuit and thermal protection in 45 mm standard width. | Rated operation power at AC-3, 400 V | 5.5kW
| 3 | Circuit Breakers and Fuses | Circuit Breakers | Motor Protection Circuit Breakers | TESYS DECA CIRCUIT BREAKER MAGNETIC 3P 14A ROTARY HANDLE | 2005076 | GV2L16 | SCHNEIDER ELECTRIC | 3100 | https://pim-kvc.soneparsea.com:3443/PictureServer/default.aspx/schneider-gv2l14_Image1.jpg?A3889C9397807479A2A1C7A8BAA5959DB4AAC672B9AD62A08179B38EBF9897998173BEB5B9 | https://pim-kvc.soneparsea.com:3443/PictureServer/default.aspx/schneider-gv2l16_Datasheet1.pdf?A3889C9397807479A2A1C7A8BAA5959DB4AAC672B9AD62A0817BB389B3AB91A7B8AAB9B98365A098B6 | TESYS DECA CIRCUIT BREAKER MAGNETIC 3P 14A ROTARY HANDLE SCREW CLAMP TERMINALS | TeSys GV2 motor circuit breaker provides manual isolation, manual motor control and short circuit and thermal protection in 45 mm standard width. | Type of electrical connection of main circuit | Screw connection
| 3 | Circuit Breakers and Fuses | Circuit Breakers | Motor Protection Circuit Breakers | TESYS DECA CIRCUIT BREAKER MAGNETIC 3P 14A ROTARY HANDLE | 2005076 | GV2L16 | SCHNEIDER ELECTRIC | 3100 | https://pim-kvc.soneparsea.com:3443/PictureServer/default.aspx/schneider-gv2l14_Image1.jpg?A3889C9397807479A2A1C7A8BAA5959DB4AAC672B9AD62A08179B38EBF9897998173BEB5B9 | https://pim-kvc.soneparsea.com:3443/PictureServer/default.aspx/schneider-gv2l16_Datasheet1.pdf?A3889C9397807479A2A1C7A8BAA5959DB4AAC672B9AD62A0817BB389B3AB91A7B8AAB9B98365A098B6 | TESYS DECA CIRCUIT BREAKER MAGNETIC 3P 14A ROTARY HANDLE SCREW CLAMP TERMINALS | TeSys GV2 motor circuit breaker provides manual isolation, manual motor control and short circuit and thermal protection in 45 mm standard width. | Type of control element | Turn button
| 3 | Circuit Breakers and Fuses | Circuit Breakers | Motor Protection Circuit Breakers | TESYS DECA CIRCUIT BREAKER MAGNETIC 3P 14A ROTARY HANDLE | 2005076 | GV2L16 | SCHNEIDER ELECTRIC | 3100 | https://pim-kvc.soneparsea.com:3443/PictureServer/default.aspx/schneider-gv2l14_Image1.jpg?A3889C9397807479A2A1C7A8BAA5959DB4AAC672B9AD62A08179B38EBF9897998173BEB5B9 | https://pim-kvc.soneparsea.com:3443/PictureServer/default.aspx/schneider-gv2l16_Datasheet1.pdf?A3889C9397807479A2A1C7A8BAA5959DB4AAC672B9AD62A0817BB389B3AB91A7B8AAB9B98365A098B6 | TESYS DECA CIRCUIT BREAKER MAGNETIC 3P 14A ROTARY HANDLE SCREW CLAMP TERMINALS | TeSys GV2 motor circuit breaker provides manual isolation, manual motor control and short circuit and thermal protection in 45 mm standard width. | Device construction | Complete device in housing
| 3 | Circuit Breakers and Fuses | Circuit Breakers | Motor Protection Circuit Breakers | TESYS DECA CIRCUIT BREAKER MAGNETIC 3P 14A ROTARY HANDLE | 2005076 | GV2L16 | SCHNEIDER ELECTRIC | 3100 | https://pim-kvc.soneparsea.com:3443/PictureServer/default.aspx/schneider-gv2l14_Image1.jpg?A3889C9397807479A2A1C7A8BAA5959DB4AAC672B9AD62A08179B38EBF9897998173BEB5B9 | https://pim-kvc.soneparsea.com:3443/PictureServer/default.aspx/schneider-gv2l16_Datasheet1.pdf?A3889C9397807479A2A1C7A8BAA5959DB4AAC672B9AD62A0817BB389B3AB91A7B8AAB9B98365A098B6 | TESYS DECA CIRCUIT BREAKER MAGNETIC 3P 14A ROTARY HANDLE SCREW CLAMP TERMINALS | TeSys GV2 motor circuit breaker provides manual isolation, manual motor control and short circuit and thermal protection in 45 mm standard width. | With integrated auxiliary switch | no
| 3 | Circuit Breakers and Fuses | Circuit Breakers | Motor Protection Circuit Breakers | TESYS DECA CIRCUIT BREAKER MAGNETIC 3P 14A ROTARY HANDLE | 2005076 | GV2L16 | SCHNEIDER ELECTRIC | 3100 | https://pim-kvc.soneparsea.com:3443/PictureServer/default.aspx/schneider-gv2l14_Image1.jpg?A3889C9397807479A2A1C7A8BAA5959DB4AAC672B9AD62A08179B38EBF9897998173BEB5B9 | https://pim-kvc.soneparsea.com:3443/PictureServer/default.aspx/schneider-gv2l16_Datasheet1.pdf?A3889C9397807479A2A1C7A8BAA5959DB4AAC672B9AD62A0817BB389B3AB91A7B8AAB9B98365A098B6 | TESYS DECA CIRCUIT BREAKER MAGNETIC 3P 14A ROTARY HANDLE SCREW CLAMP TERMINALS | TeSys GV2 motor circuit breaker provides manual isolation, manual motor control and short circuit and thermal protection in 45 mm standard width. | With integrated under voltage release | no
| 3 | Circuit Breakers and Fuses | Circuit Breakers | Motor Protection Circuit Breakers | TESYS DECA CIRCUIT BREAKER MAGNETIC 3P 14A ROTARY HANDLE | 2005076 | GV2L16 | SCHNEIDER ELECTRIC | 3100 | https://pim-kvc.soneparsea.com:3443/PictureServer/default.aspx/schneider-gv2l14_Image1.jpg?A3889C9397807479A2A1C7A8BAA5959DB4AAC672B9AD62A08179B38EBF9897998173BEB5B9 | https://pim-kvc.soneparsea.com:3443/PictureServer/default.aspx/schneider-gv2l16_Datasheet1.pdf?A3889C9397807479A2A1C7A8BAA5959DB4AAC672B9AD62A0817BB389B3AB91A7B8AAB9B98365A098B6 | TESYS DECA CIRCUIT BREAKER MAGNETIC 3P 14A ROTARY HANDLE SCREW CLAMP TERMINALS | TeSys GV2 motor circuit breaker provides manual isolation, manual motor control and short circuit and thermal protection in 45 mm standard width. | Number of poles | 3
| 3 | Circuit Breakers and Fuses | Circuit Breakers | Motor Protection Circuit Breakers | TESYS DECA CIRCUIT BREAKER MAGNETIC 3P 14A ROTARY HANDLE | 2005076 | GV2L16 | SCHNEIDER ELECTRIC | 3100 | https://pim-kvc.soneparsea.com:3443/PictureServer/default.aspx/schneider-gv2l14_Image1.jpg?A3889C9397807479A2A1C7A8BAA5959DB4AAC672B9AD62A08179B38EBF9897998173BEB5B9 | https://pim-kvc.soneparsea.com:3443/PictureServer/default.aspx/schneider-gv2l16_Datasheet1.pdf?A3889C9397807479A2A1C7A8BAA5959DB4AAC672B9AD62A0817BB389B3AB91A7B8AAB9B98365A098B6 | TESYS DECA CIRCUIT BREAKER MAGNETIC 3P 14A ROTARY HANDLE SCREW CLAMP TERMINALS | TeSys GV2 motor circuit breaker provides manual isolation, manual motor control and short circuit and thermal protection in 45 mm standard width. | Rated short-circuit breaking capacity lcu at 400 V, AC | 50kA
| 3 | Circuit Breakers and Fuses | Circuit Breakers | Motor Protection Circuit Breakers | TESYS DECA CIRCUIT BREAKER MAGNETIC 3P 14A ROTARY HANDLE | 2005076 | GV2L16 | SCHNEIDER ELECTRIC | 3100 | https://pim-kvc.soneparsea.com:3443/PictureServer/default.aspx/schneider-gv2l14_Image1.jpg?A3889C9397807479A2A1C7A8BAA5959DB4AAC672B9AD62A08179B38EBF9897998173BEB5B9 | https://pim-kvc.soneparsea.com:3443/PictureServer/default.aspx/schneider-gv2l16_Datasheet1.pdf?A3889C9397807479A2A1C7A8BAA5959DB4AAC672B9AD62A0817BB389B3AB91A7B8AAB9B98365A098B6 | TESYS DECA CIRCUIT BREAKER MAGNETIC 3P 14A ROTARY HANDLE SCREW CLAMP TERMINALS | TeSys GV2 motor circuit breaker provides manual isolation, manual motor control and short circuit and thermal protection in 45 mm standard width. | Degree of protection (IP) | IP20
| 3 | Circuit Breakers and Fuses | Circuit Breakers | Motor Protection Circuit Breakers | TESYS DECA CIRCUIT BREAKER MAGNETIC 3P 14A ROTARY HANDLE | 2005076 | GV2L16 | SCHNEIDER ELECTRIC | 3100 | https://pim-kvc.soneparsea.com:3443/PictureServer/default.aspx/schneider-gv2l14_Image1.jpg?A3889C9397807479A2A1C7A8BAA5959DB4AAC672B9AD62A08179B38EBF9897998173BEB5B9 | https://pim-kvc.soneparsea.com:3443/PictureServer/default.aspx/schneider-gv2l16_Datasheet1.pdf?A3889C9397807479A2A1C7A8BAA5959DB4AAC672B9AD62A0817BB389B3AB91A7B8AAB9B98365A098B6 | TESYS DECA CIRCUIT BREAKER MAGNETIC 3P 14A ROTARY HANDLE SCREW CLAMP TERMINALS | TeSys GV2 motor circuit breaker provides manual isolation, manual motor control and short circuit and thermal protection in 45 mm standard width. | Height | 89mm
| 3 | Circuit Breakers and Fuses | Circuit Breakers | Motor Protection Circuit Breakers | TESYS DECA CIRCUIT BREAKER MAGNETIC 3P 14A ROTARY HANDLE | 2005076 | GV2L16 | SCHNEIDER ELECTRIC | 3100 | https://pim-kvc.soneparsea.com:3443/PictureServer/default.aspx/schneider-gv2l14_Image1.jpg?A3889C9397807479A2A1C7A8BAA5959DB4AAC672B9AD62A08179B38EBF9897998173BEB5B9 | https://pim-kvc.soneparsea.com:3443/PictureServer/default.aspx/schneider-gv2l16_Datasheet1.pdf?A3889C9397807479A2A1C7A8BAA5959DB4AAC672B9AD62A0817BB389B3AB91A7B8AAB9B98365A098B6 | TESYS DECA CIRCUIT BREAKER MAGNETIC 3P 14A ROTARY HANDLE SCREW CLAMP TERMINALS | TeSys GV2 motor circuit breaker provides manual isolation, manual motor control and short circuit and thermal protection in 45 mm standard width. | Width | 45mm
| 3 | Circuit Breakers and Fuses | Circuit Breakers | Motor Protection Circuit Breakers | TESYS DECA CIRCUIT BREAKER MAGNETIC 3P 14A ROTARY HANDLE | 2005076 | GV2L16 | SCHNEIDER ELECTRIC | 3100 | https://pim-kvc.soneparsea.com:3443/PictureServer/default.aspx/schneider-gv2l14_Image1.jpg?A3889C9397807479A2A1C7A8BAA5959DB4AAC672B9AD62A08179B38EBF9897998173BEB5B9 | https://pim-kvc.soneparsea.com:3443/PictureServer/default.aspx/schneider-gv2l16_Datasheet1.pdf?A3889C9397807479A2A1C7A8BAA5959DB4AAC672B9AD62A0817BB389B3AB91A7B8AAB9B98365A098B6 | TESYS DECA CIRCUIT BREAKER MAGNETIC 3P 14A ROTARY HANDLE SCREW CLAMP TERMINALS | TeSys GV2 motor circuit breaker provides manual isolation, manual motor control and short circuit and thermal protection in 45 mm standard width. | Depth | 97mm
| 3 | Circuit Breakers and Fuses | Circuit Breakers | Motor Protection Circuit Breakers | TESYS DECA CIRCUIT BREAKER MAGNETIC 3P 14A ROTARY HANDLE | 2005076 | GV2L16 | SCHNEIDER ELECTRIC | 3100 | https://pim-kvc.soneparsea.com:3443/PictureServer/default.aspx/schneider-gv2l14_Image1.jpg?A3889C9397807479A2A1C7A8BAA5959DB4AAC672B9AD62A08179B38EBF9897998173BEB5B9 | https://pim-kvc.soneparsea.com:3443/PictureServer/default.aspx/schneider-gv2l16_Datasheet1.pdf?A3889C9397807479A2A1C7A8BAA5959DB4AAC672B9AD62A0817BB389B3AB91A7B8AAB9B98365A098B6 | TESYS DECA CIRCUIT BREAKER MAGNETIC 3P 14A ROTARY HANDLE SCREW CLAMP TERMINALS | TeSys GV2 motor circuit breaker provides manual isolation, manual motor control and short circuit and thermal protection in 45 mm standard width. | Overload release current setting | 14...14A
| 3 | Circuit Breakers and Fuses | Circuit Breakers | Motor Protection Circuit Breakers | TESYS DECA CIRCUIT BREAKER MAGNETIC 3P 14A ROTARY HANDLE | 2005076 | GV2L16 | SCHNEIDER ELECTRIC | 3100 | https://pim-kvc.soneparsea.com:3443/PictureServer/default.aspx/schneider-gv2l14_Image1.jpg?A3889C9397807479A2A1C7A8BAA5959DB4AAC672B9AD62A08179B38EBF9897998173BEB5B9 | https://pim-kvc.soneparsea.com:3443/PictureServer/default.aspx/schneider-gv2l16_Datasheet1.pdf?A3889C9397807479A2A1C7A8BAA5959DB4AAC672B9AD62A0817BB389B3AB91A7B8AAB9B98365A098B6 | TESYS DECA CIRCUIT BREAKER MAGNETIC 3P 14A ROTARY HANDLE SCREW CLAMP TERMINALS | TeSys GV2 motor circuit breaker provides manual isolation, manual motor control and short circuit and thermal protection in 45 mm standard width. | Adjustment range undelayed short-circuit release | 170...170A
| 3 | Circuit Breakers and Fuses | Circuit Breakers | Motor Protection Circuit Breakers | TESYS DECA CIRCUIT BREAKER MAGNETIC 3P 14A ROTARY HANDLE | 2005076 | GV2L16 | SCHNEIDER ELECTRIC | 3100 | https://pim-kvc.soneparsea.com:3443/PictureServer/default.aspx/schneider-gv2l14_Image1.jpg?A3889C9397807479A2A1C7A8BAA5959DB4AAC672B9AD62A08179B38EBF9897998173BEB5B9 | https://pim-kvc.soneparsea.com:3443/PictureServer/default.aspx/schneider-gv2l16_Datasheet1.pdf?A3889C9397807479A2A1C7A8BAA5959DB4AAC672B9AD62A0817BB389B3AB91A7B8AAB9B98365A098B6 | TESYS DECA CIRCUIT BREAKER MAGNETIC 3P 14A ROTARY HANDLE SCREW CLAMP TERMINALS | TeSys GV2 motor circuit breaker provides manual isolation, manual motor control and short circuit and thermal protection in 45 mm standard width. | Phase failure sensitive | yes
| 3 | Circuit Breakers and Fuses | Circuit Breakers | Motor Protection Circuit Breakers | TESYS DECA CIRCUIT BREAKER MAGNETIC 3P 14A ROTARY HANDLE | 2005076 | GV2L16 | SCHNEIDER ELECTRIC | 3100 | https://pim-kvc.soneparsea.com:3443/PictureServer/default.aspx/schneider-gv2l14_Image1.jpg?A3889C9397807479A2A1C7A8BAA5959DB4AAC672B9AD62A08179B38EBF9897998173BEB5B9 | https://pim-kvc.soneparsea.com:3443/PictureServer/default.aspx/schneider-gv2l16_Datasheet1.pdf?A3889C9397807479A2A1C7A8BAA5959DB4AAC672B9AD62A0817BB389B3AB91A7B8AAB9B98365A098B6 | TESYS DECA CIRCUIT BREAKER MAGNETIC 3P 14A ROTARY HANDLE SCREW CLAMP TERMINALS | TeSys GV2 motor circuit breaker provides manual isolation, manual motor control and short circuit and thermal protection in 45 mm standard width. | Switch off technique | Magnetic
| 3 | Circuit Breakers and Fuses | Circuit Breakers | Motor Protection Circuit Breakers | TESYS DECA CIRCUIT BREAKER MAGNETIC 3P 14A ROTARY HANDLE | 2005076 | GV2L16 | SCHNEIDER ELECTRIC | 3100 | https://pim-kvc.soneparsea.com:3443/PictureServer/default.aspx/schneider-gv2l14_Image1.jpg?A3889C9397807479A2A1C7A8BAA5959DB4AAC672B9AD62A08179B38EBF9897998173BEB5B9 | https://pim-kvc.soneparsea.com:3443/PictureServer/default.aspx/schneider-gv2l16_Datasheet1.pdf?A3889C9397807479A2A1C7A8BAA5959DB4AAC672B9AD62A0817BB389B3AB91A7B8AAB9B98365A098B6 | TESYS DECA CIRCUIT BREAKER MAGNETIC 3P 14A ROTARY HANDLE SCREW CLAMP TERMINALS | TeSys GV2 motor circuit breaker provides manual isolation, manual motor control and short circuit and thermal protection in 45 mm standard width. | Rated operating voltage | 690...690V
| 3 | Circuit Breakers and Fuses | Circuit Breakers | Motor Protection Circuit Breakers | TESYS DECA CIRCUIT BREAKER MAGNETIC 3P 14A ROTARY HANDLE | 2005076 | GV2L16 | SCHNEIDER ELECTRIC | 3100 | https://pim-kvc.soneparsea.com:3443/PictureServer/default.aspx/schneider-gv2l14_Image1.jpg?A3889C9397807479A2A1C7A8BAA5959DB4AAC672B9AD62A08179B38EBF9897998173BEB5B9 | https://pim-kvc.soneparsea.com:3443/PictureServer/default.aspx/schneider-gv2l16_Datasheet1.pdf?A3889C9397807479A2A1C7A8BAA5959DB4AAC672B9AD62A0817BB389B3AB91A7B8AAB9B98365A098B6 | TESYS DECA CIRCUIT BREAKER MAGNETIC 3P 14A ROTARY HANDLE SCREW CLAMP TERMINALS | TeSys GV2 motor circuit breaker provides manual isolation, manual motor control and short circuit and thermal protection in 45 mm standard width. | Rated permanent current Iu | 14A
| 3 | Circuit Breakers and Fuses | Circuit Breakers | Motor Protection Circuit Breakers | TESYS DECA CIRCUIT BREAKER MAGNETIC 3P 14A ROTARY HANDLE | 2005076 | GV2L16 | SCHNEIDER ELECTRIC | 3100 | https://pim-kvc.soneparsea.com:3443/PictureServer/default.aspx/schneider-gv2l14_Image1.jpg?A3889C9397807479A2A1C7A8BAA5959DB4AAC672B9AD62A08179B38EBF9897998173BEB5B9 | https://pim-kvc.soneparsea.com:3443/PictureServer/default.aspx/schneider-gv2l16_Datasheet1.pdf?A3889C9397807479A2A1C7A8BAA5959DB4AAC672B9AD62A0817BB389B3AB91A7B8AAB9B98365A098B6 | TESYS DECA CIRCUIT BREAKER MAGNETIC 3P 14A ROTARY HANDLE SCREW CLAMP TERMINALS | TeSys GV2 motor circuit breaker provides manual isolation, manual motor control and short circuit and thermal protection in 45 mm standard width. | Rated operation power at AC-3, 230 V | 0kW
| 3 | Circuit Breakers and Fuses | Circuit Breakers | Motor Protection Circuit Breakers | TESYS DECA CIRCUIT BREAKER MAGNETIC 3P 14A ROTARY HANDLE | 2005076 | GV2L16 | SCHNEIDER ELECTRIC | 3100 | https://pim-kvc.soneparsea.com:3443/PictureServer/default.aspx/schneider-gv2l14_Image1.jpg?A3889C9397807479A2A1C7A8BAA5959DB4AAC672B9AD62A08179B38EBF9897998173BEB5B9 | https://pim-kvc.soneparsea.com:3443/PictureServer/default.aspx/schneider-gv2l16_Datasheet1.pdf?A3889C9397807479A2A1C7A8BAA5959DB4AAC672B9AD62A0817BB389B3AB91A7B8AAB9B98365A098B6 | TESYS DECA CIRCUIT BREAKER MAGNETIC 3P 14A ROTARY HANDLE SCREW CLAMP TERMINALS | TeSys GV2 motor circuit breaker provides manual isolation, manual motor control and short circuit and thermal protection in 45 mm standard width. | Rated operation power at AC-3, 400 V | 5.5kW
| 3 | Circuit Breakers and Fuses | Circuit Breakers | Motor Protection Circuit Breakers | TESYS DECA CIRCUIT BREAKER MAGNETIC 3P 14A ROTARY HANDLE | 2005076 | GV2L16 | SCHNEIDER ELECTRIC | 3100 | https://pim-kvc.soneparsea.com:3443/PictureServer/default.aspx/schneider-gv2l14_Image1.jpg?A3889C9397807479A2A1C7A8BAA5959DB4AAC672B9AD62A08179B38EBF9897998173BEB5B9 | https://pim-kvc.soneparsea.com:3443/PictureServer/default.aspx/schneider-gv2l16_Datasheet1.pdf?A3889C9397807479A2A1C7A8BAA5959DB4AAC672B9AD62A0817BB389B3AB91A7B8AAB9B98365A098B6 | TESYS DECA CIRCUIT BREAKER MAGNETIC 3P 14A ROTARY HANDLE SCREW CLAMP TERMINALS | TeSys GV2 motor circuit breaker provides manual isolation, manual motor control and short circuit and thermal protection in 45 mm standard width. | Type of electrical connection of main circuit | Screw connection
| 3 | Circuit Breakers and Fuses | Circuit Breakers | Motor Protection Circuit Breakers | TESYS DECA CIRCUIT BREAKER MAGNETIC 3P 14A ROTARY HANDLE | 2005076 | GV2L16 | SCHNEIDER ELECTRIC | 3100 | https://pim-kvc.soneparsea.com:3443/PictureServer/default.aspx/schneider-gv2l14_Image1.jpg?A3889C9397807479A2A1C7A8BAA5959DB4AAC672B9AD62A08179B38EBF9897998173BEB5B9 | https://pim-kvc.soneparsea.com:3443/PictureServer/default.aspx/schneider-gv2l16_Datasheet1.pdf?A3889C9397807479A2A1C7A8BAA5959DB4AAC672B9AD62A0817BB389B3AB91A7B8AAB9B98365A098B6 | TESYS DECA CIRCUIT BREAKER MAGNETIC 3P 14A ROTARY HANDLE SCREW CLAMP TERMINALS | TeSys GV2 motor circuit breaker provides manual isolation, manual motor control and short circuit and thermal protection in 45 mm standard width. | Type of control element | Turn button
| 3 | Circuit Breakers and Fuses | Circuit Breakers | Motor Protection Circuit Breakers | TESYS DECA CIRCUIT BREAKER MAGNETIC 3P 14A ROTARY HANDLE | 2005076 | GV2L16 | SCHNEIDER ELECTRIC | 3100 | https://pim-kvc.soneparsea.com:3443/PictureServer/default.aspx/schneider-gv2l14_Image1.jpg?A3889C9397807479A2A1C7A8BAA5959DB4AAC672B9AD62A08179B38EBF9897998173BEB5B9 | https://pim-kvc.soneparsea.com:3443/PictureServer/default.aspx/schneider-gv2l16_Datasheet1.pdf?A3889C9397807479A2A1C7A8BAA5959DB4AAC672B9AD62A0817BB389B3AB91A7B8AAB9B98365A098B6 | TESYS DECA CIRCUIT BREAKER MAGNETIC 3P 14A ROTARY HANDLE SCREW CLAMP TERMINALS | TeSys GV2 motor circuit breaker provides manual isolation, manual motor control and short circuit and thermal protection in 45 mm standard width. | Device construction | Complete device in housing
| 3 | Circuit Breakers and Fuses | Circuit Breakers | Motor Protection Circuit Breakers | TESYS DECA CIRCUIT BREAKER MAGNETIC 3P 14A ROTARY HANDLE | 2005076 | GV2L16 | SCHNEIDER ELECTRIC | 3100 | https://pim-kvc.soneparsea.com:3443/PictureServer/default.aspx/schneider-gv2l14_Image1.jpg?A3889C9397807479A2A1C7A8BAA5959DB4AAC672B9AD62A08179B38EBF9897998173BEB5B9 | https://pim-kvc.soneparsea.com:3443/PictureServer/default.aspx/schneider-gv2l16_Datasheet1.pdf?A3889C9397807479A2A1C7A8BAA5959DB4AAC672B9AD62A0817BB389B3AB91A7B8AAB9B98365A098B6 | TESYS DECA CIRCUIT BREAKER MAGNETIC 3P 14A ROTARY HANDLE SCREW CLAMP TERMINALS | TeSys GV2 motor circuit breaker provides manual isolation, manual motor control and short circuit and thermal protection in 45 mm standard width. | With integrated auxiliary switch | no
| 3 | Circuit Breakers and Fuses | Circuit Breakers | Motor Protection Circuit Breakers | TESYS DECA CIRCUIT BREAKER MAGNETIC 3P 14A ROTARY HANDLE | 2005076 | GV2L16 | SCHNEIDER ELECTRIC | 3100 | https://pim-kvc.soneparsea.com:3443/PictureServer/default.aspx/schneider-gv2l14_Image1.jpg?A3889C9397807479A2A1C7A8BAA5959DB4AAC672B9AD62A08179B38EBF9897998173BEB5B9 | https://pim-kvc.soneparsea.com:3443/PictureServer/default.aspx/schneider-gv2l16_Datasheet1.pdf?A3889C9397807479A2A1C7A8BAA5959DB4AAC672B9AD62A0817BB389B3AB91A7B8AAB9B98365A098B6 | TESYS DECA CIRCUIT BREAKER MAGNETIC 3P 14A ROTARY HANDLE SCREW CLAMP TERMINALS | TeSys GV2 motor circuit breaker provides manual isolation, manual motor control and short circuit and thermal protection in 45 mm standard width. | With integrated under voltage release | no
| 3 | Circuit Breakers and Fuses | Circuit Breakers | Motor Protection Circuit Breakers | TESYS DECA CIRCUIT BREAKER MAGNETIC 3P 14A ROTARY HANDLE | 2005076 | GV2L16 | SCHNEIDER ELECTRIC | 3100 | https://pim-kvc.soneparsea.com:3443/PictureServer/default.aspx/schneider-gv2l14_Image1.jpg?A3889C9397807479A2A1C7A8BAA5959DB4AAC672B9AD62A08179B38EBF9897998173BEB5B9 | https://pim-kvc.soneparsea.com:3443/PictureServer/default.aspx/schneider-gv2l16_Datasheet1.pdf?A3889C9397807479A2A1C7A8BAA5959DB4AAC672B9AD62A0817BB389B3AB91A7B8AAB9B98365A098B6 | TESYS DECA CIRCUIT BREAKER MAGNETIC 3P 14A ROTARY HANDLE SCREW CLAMP TERMINALS | TeSys GV2 motor circuit breaker provides manual isolation, manual motor control and short circuit and thermal protection in 45 mm standard width. | Number of poles | 3
| 3 | Circuit Breakers and Fuses | Circuit Breakers | Motor Protection Circuit Breakers | TESYS DECA CIRCUIT BREAKER MAGNETIC 3P 14A ROTARY HANDLE | 2005076 | GV2L16 | SCHNEIDER ELECTRIC | 3100 | https://pim-kvc.soneparsea.com:3443/PictureServer/default.aspx/schneider-gv2l14_Image1.jpg?A3889C9397807479A2A1C7A8BAA5959DB4AAC672B9AD62A08179B38EBF9897998173BEB5B9 | https://pim-kvc.soneparsea.com:3443/PictureServer/default.aspx/schneider-gv2l16_Datasheet1.pdf?A3889C9397807479A2A1C7A8BAA5959DB4AAC672B9AD62A0817BB389B3AB91A7B8AAB9B98365A098B6 | TESYS DECA CIRCUIT BREAKER MAGNETIC 3P 14A ROTARY HANDLE SCREW CLAMP TERMINALS | TeSys GV2 motor circuit breaker provides manual isolation, manual motor control and short circuit and thermal protection in 45 mm standard width. | Rated short-circuit breaking capacity lcu at 400 V, AC | 50kA
| 3 | Circuit Breakers and Fuses | Circuit Breakers | Motor Protection Circuit Breakers | TESYS DECA CIRCUIT BREAKER MAGNETIC 3P 14A ROTARY HANDLE | 2005076 | GV2L16 | SCHNEIDER ELECTRIC | 3100 | https://pim-kvc.soneparsea.com:3443/PictureServer/default.aspx/schneider-gv2l14_Image1.jpg?A3889C9397807479A2A1C7A8BAA5959DB4AAC672B9AD62A08179B38EBF9897998173BEB5B9 | https://pim-kvc.soneparsea.com:3443/PictureServer/default.aspx/schneider-gv2l16_Datasheet1.pdf?A3889C9397807479A2A1C7A8BAA5959DB4AAC672B9AD62A0817BB389B3AB91A7B8AAB9B98365A098B6 | TESYS DECA CIRCUIT BREAKER MAGNETIC 3P 14A ROTARY HANDLE SCREW CLAMP TERMINALS | TeSys GV2 motor circuit breaker provides manual isolation, manual motor control and short circuit and thermal protection in 45 mm standard width. | Degree of protection (IP) | IP20
| 3 | Circuit Breakers and Fuses | Circuit Breakers | Motor Protection Circuit Breakers | TESYS DECA CIRCUIT BREAKER MAGNETIC 3P 14A ROTARY HANDLE | 2005076 | GV2L16 | SCHNEIDER ELECTRIC | 3100 | https://pim-kvc.soneparsea.com:3443/PictureServer/default.aspx/schneider-gv2l14_Image1.jpg?A3889C9397807479A2A1C7A8BAA5959DB4AAC672B9AD62A08179B38EBF9897998173BEB5B9 | https://pim-kvc.soneparsea.com:3443/PictureServer/default.aspx/schneider-gv2l16_Datasheet1.pdf?A3889C9397807479A2A1C7A8BAA5959DB4AAC672B9AD62A0817BB389B3AB91A7B8AAB9B98365A098B6 | TESYS DECA CIRCUIT BREAKER MAGNETIC 3P 14A ROTARY HANDLE SCREW CLAMP TERMINALS | TeSys GV2 motor circuit breaker provides manual isolation, manual motor control and short circuit and thermal protection in 45 mm standard width. | Height | 89mm
| 3 | Circuit Breakers and Fuses | Circuit Breakers | Motor Protection Circuit Breakers | TESYS DECA CIRCUIT BREAKER MAGNETIC 3P 14A ROTARY HANDLE | 2005076 | GV2L16 | SCHNEIDER ELECTRIC | 3100 | https://pim-kvc.soneparsea.com:3443/PictureServer/default.aspx/schneider-gv2l14_Image1.jpg?A3889C9397807479A2A1C7A8BAA5959DB4AAC672B9AD62A08179B38EBF9897998173BEB5B9 | https://pim-kvc.soneparsea.com:3443/PictureServer/default.aspx/schneider-gv2l16_Datasheet1.pdf?A3889C9397807479A2A1C7A8BAA5959DB4AAC672B9AD62A0817BB389B3AB91A7B8AAB9B98365A098B6 | TESYS DECA CIRCUIT BREAKER MAGNETIC 3P 14A ROTARY HANDLE SCREW CLAMP TERMINALS | TeSys GV2 motor circuit breaker provides manual isolation, manual motor control and short circuit and thermal protection in 45 mm standard width. | Width | 45mm
| 3 | Circuit Breakers and Fuses | Circuit Breakers | Motor Protection Circuit Breakers | TESYS DECA CIRCUIT BREAKER MAGNETIC 3P 14A ROTARY HANDLE | 2005076 | GV2L16 | SCHNEIDER ELECTRIC | 3100 | https://pim-kvc.soneparsea.com:3443/PictureServer/default.aspx/schneider-gv2l14_Image1.jpg?A3889C9397807479A2A1C7A8BAA5959DB4AAC672B9AD62A08179B38EBF9897998173BEB5B9 | https://pim-kvc.soneparsea.com:3443/PictureServer/default.aspx/schneider-gv2l16_Datasheet1.pdf?A3889C9397807479A2A1C7A8BAA5959DB4AAC672B9AD62A0817BB389B3AB91A7B8AAB9B98365A098B6 | TESYS DECA CIRCUIT BREAKER MAGNETIC 3P 14A ROTARY HANDLE SCREW CLAMP TERMINALS | TeSys GV2 motor circuit breaker provides manual isolation, manual motor control and short circuit and thermal protection in 45 mm standard width. | Depth | 97mm
| 3 | Circuit Breakers and Fuses | Circuit Breakers | Motor Protection Circuit Breakers | TESYS DECA CIRCUIT BREAKER MAGNETIC 3P 14A ROTARY HANDLE | 2005076 | GV2L16 | SCHNEIDER ELECTRIC | 3100 | https://pim-kvc.soneparsea.com:3443/PictureServer/default.aspx/schneider-gv2l14_Image1.jpg?A3889C9397807479A2A1C7A8BAA5959DB4AAC672B9AD62A08179B38EBF9897998173BEB5B9 | https://pim-kvc.soneparsea.com:3443/PictureServer/default.aspx/schneider-gv2l16_Datasheet1.pdf?A3889C9397807479A2A1C7A8BAA5959DB4AAC672B9AD62A0817BB389B3AB91A7B8AAB9B98365A098B6 | TESYS DECA CIRCUIT BREAKER MAGNETIC 3P 14A ROTARY HANDLE SCREW CLAMP TERMINALS | TeSys GV2 motor circuit breaker provides manual isolation, manual motor control and short circuit and thermal protection in 45 mm standard width. | Overload release current setting | 14...14A
| 3 | Circuit Breakers and Fuses | Circuit Breakers | Motor Protection Circuit Breakers | TESYS DECA CIRCUIT BREAKER MAGNETIC 3P 14A ROTARY HANDLE | 2005076 | GV2L16 | SCHNEIDER ELECTRIC | 3100 | https://pim-kvc.soneparsea.com:3443/PictureServer/default.aspx/schneider-gv2l14_Image1.jpg?A3889C9397807479A2A1C7A8BAA5959DB4AAC672B9AD62A08179B38EBF9897998173BEB5B9 | https://pim-kvc.soneparsea.com:3443/PictureServer/default.aspx/schneider-gv2l16_Datasheet1.pdf?A3889C9397807479A2A1C7A8BAA5959DB4AAC672B9AD62A0817BB389B3AB91A7B8AAB9B98365A098B6 | TESYS DECA CIRCUIT BREAKER MAGNETIC 3P 14A ROTARY HANDLE SCREW CLAMP TERMINALS | TeSys GV2 motor circuit breaker provides manual isolation, manual motor control and short circuit and thermal protection in 45 mm standard width. | Adjustment range undelayed short-circuit release | 170...170A
| 3 | Circuit Breakers and Fuses | Circuit Breakers | Motor Protection Circuit Breakers | TESYS DECA CIRCUIT BREAKER MAGNETIC 3P 14A ROTARY HANDLE | 2005076 | GV2L16 | SCHNEIDER ELECTRIC | 3100 | https://pim-kvc.soneparsea.com:3443/PictureServer/default.aspx/schneider-gv2l14_Image1.jpg?A3889C9397807479A2A1C7A8BAA5959DB4AAC672B9AD62A08179B38EBF9897998173BEB5B9 | https://pim-kvc.soneparsea.com:3443/PictureServer/default.aspx/schneider-gv2l16_Datasheet1.pdf?A3889C9397807479A2A1C7A8BAA5959DB4AAC672B9AD62A0817BB389B3AB91A7B8AAB9B98365A098B6 | TESYS DECA CIRCUIT BREAKER MAGNETIC 3P 14A ROTARY HANDLE SCREW CLAMP TERMINALS | TeSys GV2 motor circuit breaker provides manual isolation, manual motor control and short circuit and thermal protection in 45 mm standard width. | Phase failure sensitive | yes
| 3 | Circuit Breakers and Fuses | Circuit Breakers | Motor Protection Circuit Breakers | TESYS DECA CIRCUIT BREAKER MAGNETIC 3P 14A ROTARY HANDLE | 2005076 | GV2L16 | SCHNEIDER ELECTRIC | 3100 | https://pim-kvc.soneparsea.com:3443/PictureServer/default.aspx/schneider-gv2l14_Image1.jpg?A3889C9397807479A2A1C7A8BAA5959DB4AAC672B9AD62A08179B38EBF9897998173BEB5B9 | https://pim-kvc.soneparsea.com:3443/PictureServer/default.aspx/schneider-gv2l16_Datasheet1.pdf?A3889C9397807479A2A1C7A8BAA5959DB4AAC672B9AD62A0817BB389B3AB91A7B8AAB9B98365A098B6 | TESYS DECA CIRCUIT BREAKER MAGNETIC 3P 14A ROTARY HANDLE SCREW CLAMP TERMINALS | TeSys GV2 motor circuit breaker provides manual isolation, manual motor control and short circuit and thermal protection in 45 mm standard width. | Switch off technique | Magnetic
| 3 | Circuit Breakers and Fuses | Circuit Breakers | Motor Protection Circuit Breakers | TESYS DECA CIRCUIT BREAKER MAGNETIC 3P 14A ROTARY HANDLE | 2005076 | GV2L16 | SCHNEIDER ELECTRIC | 3100 | https://pim-kvc.soneparsea.com:3443/PictureServer/default.aspx/schneider-gv2l14_Image1.jpg?A3889C9397807479A2A1C7A8BAA5959DB4AAC672B9AD62A08179B38EBF9897998173BEB5B9 | https://pim-kvc.soneparsea.com:3443/PictureServer/default.aspx/schneider-gv2l16_Datasheet1.pdf?A3889C9397807479A2A1C7A8BAA5959DB4AAC672B9AD62A0817BB389B3AB91A7B8AAB9B98365A098B6 | TESYS DECA CIRCUIT BREAKER MAGNETIC 3P 14A ROTARY HANDLE SCREW CLAMP TERMINALS | TeSys GV2 motor circuit breaker provides manual isolation, manual motor control and short circuit and thermal protection in 45 mm standard width. | Rated operating voltage | 690...690V
| 3 | Circuit Breakers and Fuses | Circuit Breakers | Motor Protection Circuit Breakers | TESYS DECA CIRCUIT BREAKER MAGNETIC 3P 14A ROTARY HANDLE | 2005076 | GV2L16 | SCHNEIDER ELECTRIC | 3100 | https://pim-kvc.soneparsea.com:3443/PictureServer/default.aspx/schneider-gv2l14_Image1.jpg?A3889C9397807479A2A1C7A8BAA5959DB4AAC672B9AD62A08179B38EBF9897998173BEB5B9 | https://pim-kvc.soneparsea.com:3443/PictureServer/default.aspx/schneider-gv2l16_Datasheet1.pdf?A3889C9397807479A2A1C7A8BAA5959DB4AAC672B9AD62A0817BB389B3AB91A7B8AAB9B98365A098B6 | TESYS DECA CIRCUIT BREAKER MAGNETIC 3P 14A ROTARY HANDLE SCREW CLAMP TERMINALS | TeSys GV2 motor circuit breaker provides manual isolation, manual motor control and short circuit and thermal protection in 45 mm standard width. | Rated permanent current Iu | 14A
| 3 | Circuit Breakers and Fuses | Circuit Breakers | Motor Protection Circuit Breakers | TESYS DECA CIRCUIT BREAKER MAGNETIC 3P 14A ROTARY HANDLE | 2005076 | GV2L16 | SCHNEIDER ELECTRIC | 3100 | https://pim-kvc.soneparsea.com:3443/PictureServer/default.aspx/schneider-gv2l14_Image1.jpg?A3889C9397807479A2A1C7A8BAA5959DB4AAC672B9AD62A08179B38EBF9897998173BEB5B9 | https://pim-kvc.soneparsea.com:3443/PictureServer/default.aspx/schneider-gv2l16_Datasheet1.pdf?A3889C9397807479A2A1C7A8BAA5959DB4AAC672B9AD62A0817BB389B3AB91A7B8AAB9B98365A098B6 | TESYS DECA CIRCUIT BREAKER MAGNETIC 3P 14A ROTARY HANDLE SCREW CLAMP TERMINALS | TeSys GV2 motor circuit breaker provides manual isolation, manual motor control and short circuit and thermal protection in 45 mm standard width. | Rated operation power at AC-3, 230 V | 0kW
| 3 | Circuit Breakers and Fuses | Circuit Breakers | Motor Protection Circuit Breakers | TESYS DECA CIRCUIT BREAKER MAGNETIC 3P 14A ROTARY HANDLE | 2005076 | GV2L16 | SCHNEIDER ELECTRIC | 3100 | https://pim-kvc.soneparsea.com:3443/PictureServer/default.aspx/schneider-gv2l14_Image1.jpg?A3889C9397807479A2A1C7A8BAA5959DB4AAC672B9AD62A08179B38EBF9897998173BEB5B9 | https://pim-kvc.soneparsea.com:3443/PictureServer/default.aspx/schneider-gv2l16_Datasheet1.pdf?A3889C9397807479A2A1C7A8BAA5959DB4AAC672B9AD62A0817BB389B3AB91A7B8AAB9B98365A098B6 | TESYS DECA CIRCUIT BREAKER MAGNETIC 3P 14A ROTARY HANDLE SCREW CLAMP TERMINALS | TeSys GV2 motor circuit breaker provides manual isolation, manual motor control and short circuit and thermal protection in 45 mm standard width. | Rated operation power at AC-3, 400 V | 5.5kW
| 3 | Circuit Breakers and Fuses | Circuit Breakers | Motor Protection Circuit Breakers | TESYS DECA CIRCUIT BREAKER MAGNETIC 3P 14A ROTARY HANDLE | 2005076 | GV2L16 | SCHNEIDER ELECTRIC | 3100 | https://pim-kvc.soneparsea.com:3443/PictureServer/default.aspx/schneider-gv2l14_Image1.jpg?A3889C9397807479A2A1C7A8BAA5959DB4AAC672B9AD62A08179B38EBF9897998173BEB5B9 | https://pim-kvc.soneparsea.com:3443/PictureServer/default.aspx/schneider-gv2l16_Datasheet1.pdf?A3889C9397807479A2A1C7A8BAA5959DB4AAC672B9AD62A0817BB389B3AB91A7B8AAB9B98365A098B6 | TESYS DECA CIRCUIT BREAKER MAGNETIC 3P 14A ROTARY HANDLE SCREW CLAMP TERMINALS | TeSys GV2 motor circuit breaker provides manual isolation, manual motor control and short circuit and thermal protection in 45 mm standard width. | Type of electrical connection of main circuit | Screw connection
| 3 | Circuit Breakers and Fuses | Circuit Breakers | Motor Protection Circuit Breakers | TESYS DECA CIRCUIT BREAKER MAGNETIC 3P 14A ROTARY HANDLE | 2005076 | GV2L16 | SCHNEIDER ELECTRIC | 3100 | https://pim-kvc.soneparsea.com:3443/PictureServer/default.aspx/schneider-gv2l14_Image1.jpg?A3889C9397807479A2A1C7A8BAA5959DB4AAC672B9AD62A08179B38EBF9897998173BEB5B9 | https://pim-kvc.soneparsea.com:3443/PictureServer/default.aspx/schneider-gv2l16_Datasheet1.pdf?A3889C9397807479A2A1C7A8BAA5959DB4AAC672B9AD62A0817BB389B3AB91A7B8AAB9B98365A098B6 | TESYS DECA CIRCUIT BREAKER MAGNETIC 3P 14A ROTARY HANDLE SCREW CLAMP TERMINALS | TeSys GV2 motor circuit breaker provides manual isolation, manual motor control and short circuit and thermal protection in 45 mm standard width. | Type of control element | Turn button
| 3 | Circuit Breakers and Fuses | Circuit Breakers | Motor Protection Circuit Breakers | TESYS DECA CIRCUIT BREAKER MAGNETIC 3P 14A ROTARY HANDLE | 2005076 | GV2L16 | SCHNEIDER ELECTRIC | 3100 | https://pim-kvc.soneparsea.com:3443/PictureServer/default.aspx/schneider-gv2l14_Image1.jpg?A3889C9397807479A2A1C7A8BAA5959DB4AAC672B9AD62A08179B38EBF9897998173BEB5B9 | https://pim-kvc.soneparsea.com:3443/PictureServer/default.aspx/schneider-gv2l16_Datasheet1.pdf?A3889C9397807479A2A1C7A8BAA5959DB4AAC672B9AD62A0817BB389B3AB91A7B8AAB9B98365A098B6 | TESYS DECA CIRCUIT BREAKER MAGNETIC 3P 14A ROTARY HANDLE SCREW CLAMP TERMINALS | TeSys GV2 motor circuit breaker provides manual isolation, manual motor control and short circuit and thermal protection in 45 mm standard width. | Device construction | Complete device in housing
| 3 | Circuit Breakers and Fuses | Circuit Breakers | Motor Protection Circuit Breakers | TESYS DECA CIRCUIT BREAKER MAGNETIC 3P 14A ROTARY HANDLE | 2005076 | GV2L16 | SCHNEIDER ELECTRIC | 3100 | https://pim-kvc.soneparsea.com:3443/PictureServer/default.aspx/schneider-gv2l14_Image1.jpg?A3889C9397807479A2A1C7A8BAA5959DB4AAC672B9AD62A08179B38EBF9897998173BEB5B9 | https://pim-kvc.soneparsea.com:3443/PictureServer/default.aspx/schneider-gv2l16_Datasheet1.pdf?A3889C9397807479A2A1C7A8BAA5959DB4AAC672B9AD62A0817BB389B3AB91A7B8AAB9B98365A098B6 | TESYS DECA CIRCUIT BREAKER MAGNETIC 3P 14A ROTARY HANDLE SCREW CLAMP TERMINALS | TeSys GV2 motor circuit breaker provides manual isolation, manual motor control and short circuit and thermal protection in 45 mm standard width. | With integrated auxiliary switch | no
| 3 | Circuit Breakers and Fuses | Circuit Breakers | Motor Protection Circuit Breakers | TESYS DECA CIRCUIT BREAKER MAGNETIC 3P 14A ROTARY HANDLE | 2005076 | GV2L16 | SCHNEIDER ELECTRIC | 3100 | https://pim-kvc.soneparsea.com:3443/PictureServer/default.aspx/schneider-gv2l14_Image1.jpg?A3889C9397807479A2A1C7A8BAA5959DB4AAC672B9AD62A08179B38EBF9897998173BEB5B9 | https://pim-kvc.soneparsea.com:3443/PictureServer/default.aspx/schneider-gv2l16_Datasheet1.pdf?A3889C9397807479A2A1C7A8BAA5959DB4AAC672B9AD62A0817BB389B3AB91A7B8AAB9B98365A098B6 | TESYS DECA CIRCUIT BREAKER MAGNETIC 3P 14A ROTARY HANDLE SCREW CLAMP TERMINALS | TeSys GV2 motor circuit breaker provides manual isolation, manual motor control and short circuit and thermal protection in 45 mm standard width. | With integrated under voltage release | no
| 3 | Circuit Breakers and Fuses | Circuit Breakers | Motor Protection Circuit Breakers | TESYS DECA CIRCUIT BREAKER MAGNETIC 3P 14A ROTARY HANDLE | 2005076 | GV2L16 | SCHNEIDER ELECTRIC | 3100 | https://pim-kvc.soneparsea.com:3443/PictureServer/default.aspx/schneider-gv2l14_Image1.jpg?A3889C9397807479A2A1C7A8BAA5959DB4AAC672B9AD62A08179B38EBF9897998173BEB5B9 | https://pim-kvc.soneparsea.com:3443/PictureServer/default.aspx/schneider-gv2l16_Datasheet1.pdf?A3889C9397807479A2A1C7A8BAA5959DB4AAC672B9AD62A0817BB389B3AB91A7B8AAB9B98365A098B6 | TESYS DECA CIRCUIT BREAKER MAGNETIC 3P 14A ROTARY HANDLE SCREW CLAMP TERMINALS | TeSys GV2 motor circuit breaker provides manual isolation, manual motor control and short circuit and thermal protection in 45 mm standard width. | Number of poles | 3
| 3 | Circuit Breakers and Fuses | Circuit Breakers | Motor Protection Circuit Breakers | TESYS DECA CIRCUIT BREAKER MAGNETIC 3P 14A ROTARY HANDLE | 2005076 | GV2L16 | SCHNEIDER ELECTRIC | 3100 | https://pim-kvc.soneparsea.com:3443/PictureServer/default.aspx/schneider-gv2l14_Image1.jpg?A3889C9397807479A2A1C7A8BAA5959DB4AAC672B9AD62A08179B38EBF9897998173BEB5B9 | https://pim-kvc.soneparsea.com:3443/PictureServer/default.aspx/schneider-gv2l16_Datasheet1.pdf?A3889C9397807479A2A1C7A8BAA5959DB4AAC672B9AD62A0817BB389B3AB91A7B8AAB9B98365A098B6 | TESYS DECA CIRCUIT BREAKER MAGNETIC 3P 14A ROTARY HANDLE SCREW CLAMP TERMINALS | TeSys GV2 motor circuit breaker provides manual isolation, manual motor control and short circuit and thermal protection in 45 mm standard width. | Rated short-circuit breaking capacity lcu at 400 V, AC | 50kA
| 3 | Circuit Breakers and Fuses | Circuit Breakers | Motor Protection Circuit Breakers | TESYS DECA CIRCUIT BREAKER MAGNETIC 3P 14A ROTARY HANDLE | 2005076 | GV2L16 | SCHNEIDER ELECTRIC | 3100 | https://pim-kvc.soneparsea.com:3443/PictureServer/default.aspx/schneider-gv2l14_Image1.jpg?A3889C9397807479A2A1C7A8BAA5959DB4AAC672B9AD62A08179B38EBF9897998173BEB5B9 | https://pim-kvc.soneparsea.com:3443/PictureServer/default.aspx/schneider-gv2l16_Datasheet1.pdf?A3889C9397807479A2A1C7A8BAA5959DB4AAC672B9AD62A0817BB389B3AB91A7B8AAB9B98365A098B6 | TESYS DECA CIRCUIT BREAKER MAGNETIC 3P 14A ROTARY HANDLE SCREW CLAMP TERMINALS | TeSys GV2 motor circuit breaker provides manual isolation, manual motor control and short circuit and thermal protection in 45 mm standard width. | Degree of protection (IP) | IP20
| 3 | Circuit Breakers and Fuses | Circuit Breakers | Motor Protection Circuit Breakers | TESYS DECA CIRCUIT BREAKER MAGNETIC 3P 14A ROTARY HANDLE | 2005076 | GV2L16 | SCHNEIDER ELECTRIC | 3100 | https://pim-kvc.soneparsea.com:3443/PictureServer/default.aspx/schneider-gv2l14_Image1.jpg?A3889C9397807479A2A1C7A8BAA5959DB4AAC672B9AD62A08179B38EBF9897998173BEB5B9 | https://pim-kvc.soneparsea.com:3443/PictureServer/default.aspx/schneider-gv2l16_Datasheet1.pdf?A3889C9397807479A2A1C7A8BAA5959DB4AAC672B9AD62A0817BB389B3AB91A7B8AAB9B98365A098B6 | TESYS DECA CIRCUIT BREAKER MAGNETIC 3P 14A ROTARY HANDLE SCREW CLAMP TERMINALS | TeSys GV2 motor circuit breaker provides manual isolation, manual motor control and short circuit and thermal protection in 45 mm standard width. | Height | 89mm
| 3 | Circuit Breakers and Fuses | Circuit Breakers | Motor Protection Circuit Breakers | TESYS DECA CIRCUIT BREAKER MAGNETIC 3P 14A ROTARY HANDLE | 2005076 | GV2L16 | SCHNEIDER ELECTRIC | 3100 | https://pim-kvc.soneparsea.com:3443/PictureServer/default.aspx/schneider-gv2l14_Image1.jpg?A3889C9397807479A2A1C7A8BAA5959DB4AAC672B9AD62A08179B38EBF9897998173BEB5B9 | https://pim-kvc.soneparsea.com:3443/PictureServer/default.aspx/schneider-gv2l16_Datasheet1.pdf?A3889C9397807479A2A1C7A8BAA5959DB4AAC672B9AD62A0817BB389B3AB91A7B8AAB9B98365A098B6 | TESYS DECA CIRCUIT BREAKER MAGNETIC 3P 14A ROTARY HANDLE SCREW CLAMP TERMINALS | TeSys GV2 motor circuit breaker provides manual isolation, manual motor control and short circuit and thermal protection in 45 mm standard width. | Width | 45mm
| 3 | Circuit Breakers and Fuses | Circuit Breakers | Motor Protection Circuit Breakers | TESYS DECA CIRCUIT BREAKER MAGNETIC 3P 14A ROTARY HANDLE | 2005076 | GV2L16 | SCHNEIDER ELECTRIC | 3100 | https://pim-kvc.soneparsea.com:3443/PictureServer/default.aspx/schneider-gv2l14_Image1.jpg?A3889C9397807479A2A1C7A8BAA5959DB4AAC672B9AD62A08179B38EBF9897998173BEB5B9 | https://pim-kvc.soneparsea.com:3443/PictureServer/default.aspx/schneider-gv2l16_Datasheet1.pdf?A3889C9397807479A2A1C7A8BAA5959DB4AAC672B9AD62A0817BB389B3AB91A7B8AAB9B98365A098B6 | TESYS DECA CIRCUIT BREAKER MAGNETIC 3P 14A ROTARY HANDLE SCREW CLAMP TERMINALS | TeSys GV2 motor circuit breaker provides manual isolation, manual motor control and short circuit and thermal protection in 45 mm standard width. | Depth | 97mm
| 3 | Circuit Breakers and Fuses | Circuit Breakers | Motor Protection Circuit Breakers | TESYS DECA CIRCUIT BREAKER MAGNETIC 3P 14A ROTARY HANDLE | 2005076 | GV2L16 | SCHNEIDER ELECTRIC | 3100 | https://pim-kvc.soneparsea.com:3443/PictureServer/default.aspx/schneider-gv2l14_Image1.jpg?A3889C9397807479A2A1C7A8BAA5959DB4AAC672B9AD62A08179B38EBF9897998173BEB5B9 | https://pim-kvc.soneparsea.com:3443/PictureServer/default.aspx/schneider-gv2l16_Datasheet1.pdf?A3889C9397807479A2A1C7A8BAA5959DB4AAC672B9AD62A0817BB389B3AB91A7B8AAB9B98365A098B6 | TESYS DECA CIRCUIT BREAKER MAGNETIC 3P 14A ROTARY HANDLE SCREW CLAMP TERMINALS | TeSys GV2 motor circuit breaker provides manual isolation, manual motor control and short circuit and thermal protection in 45 mm standard width. | Overload release current setting | 14...14A
| 3 | Circuit Breakers and Fuses | Circuit Breakers | Motor Protection Circuit Breakers | TESYS DECA CIRCUIT BREAKER MAGNETIC 3P 14A ROTARY HANDLE | 2005076 | GV2L16 | SCHNEIDER ELECTRIC | 3100 | https://pim-kvc.soneparsea.com:3443/PictureServer/default.aspx/schneider-gv2l14_Image1.jpg?A3889C9397807479A2A1C7A8BAA5959DB4AAC672B9AD62A08179B38EBF9897998173BEB5B9 | https://pim-kvc.soneparsea.com:3443/PictureServer/default.aspx/schneider-gv2l16_Datasheet1.pdf?A3889C9397807479A2A1C7A8BAA5959DB4AAC672B9AD62A0817BB389B3AB91A7B8AAB9B98365A098B6 | TESYS DECA CIRCUIT BREAKER MAGNETIC 3P 14A ROTARY HANDLE SCREW CLAMP TERMINALS | TeSys GV2 motor circuit breaker provides manual isolation, manual motor control and short circuit and thermal protection in 45 mm standard width. | Adjustment range undelayed short-circuit release | 170...170A
| 3 | Circuit Breakers and Fuses | Circuit Breakers | Motor Protection Circuit Breakers | TESYS DECA CIRCUIT BREAKER MAGNETIC 3P 14A ROTARY HANDLE | 2005076 | GV2L16 | SCHNEIDER ELECTRIC | 3100 | https://pim-kvc.soneparsea.com:3443/PictureServer/default.aspx/schneider-gv2l14_Image1.jpg?A3889C9397807479A2A1C7A8BAA5959DB4AAC672B9AD62A08179B38EBF9897998173BEB5B9 | https://pim-kvc.soneparsea.com:3443/PictureServer/default.aspx/schneider-gv2l16_Datasheet1.pdf?A3889C9397807479A2A1C7A8BAA5959DB4AAC672B9AD62A0817BB389B3AB91A7B8AAB9B98365A098B6 | TESYS DECA CIRCUIT BREAKER MAGNETIC 3P 14A ROTARY HANDLE SCREW CLAMP TERMINALS | TeSys GV2 motor circuit breaker provides manual isolation, manual motor control and short circuit and thermal protection in 45 mm standard width. | Phase failure sensitive | yes
| 3 | Circuit Breakers and Fuses | Circuit Breakers | Motor Protection Circuit Breakers | TESYS DECA CIRCUIT BREAKER MAGNETIC 3P 14A ROTARY HANDLE | 2005076 | GV2L16 | SCHNEIDER ELECTRIC | 3100 | https://pim-kvc.soneparsea.com:3443/PictureServer/default.aspx/schneider-gv2l14_Image1.jpg?A3889C9397807479A2A1C7A8BAA5959DB4AAC672B9AD62A08179B38EBF9897998173BEB5B9 | https://pim-kvc.soneparsea.com:3443/PictureServer/default.aspx/schneider-gv2l16_Datasheet1.pdf?A3889C9397807479A2A1C7A8BAA5959DB4AAC672B9AD62A0817BB389B3AB91A7B8AAB9B98365A098B6 | TESYS DECA CIRCUIT BREAKER MAGNETIC 3P 14A ROTARY HANDLE SCREW CLAMP TERMINALS | TeSys GV2 motor circuit breaker provides manual isolation, manual motor control and short circuit and thermal protection in 45 mm standard width. | Switch off technique | Magnetic
| 3 | Circuit Breakers and Fuses | Circuit Breakers | Motor Protection Circuit Breakers | TESYS DECA CIRCUIT BREAKER MAGNETIC 3P 14A ROTARY HANDLE | 2005076 | GV2L16 | SCHNEIDER ELECTRIC | 3100 | https://pim-kvc.soneparsea.com:3443/PictureServer/default.aspx/schneider-gv2l14_Image1.jpg?A3889C9397807479A2A1C7A8BAA5959DB4AAC672B9AD62A08179B38EBF9897998173BEB5B9 | https://pim-kvc.soneparsea.com:3443/PictureServer/default.aspx/schneider-gv2l16_Datasheet1.pdf?A3889C9397807479A2A1C7A8BAA5959DB4AAC672B9AD62A0817BB389B3AB91A7B8AAB9B98365A098B6 | TESYS DECA CIRCUIT BREAKER MAGNETIC 3P 14A ROTARY HANDLE SCREW CLAMP TERMINALS | TeSys GV2 motor circuit breaker provides manual isolation, manual motor control and short circuit and thermal protection in 45 mm standard width. | Rated operating voltage | 690...690V
| 3 | Circuit Breakers and Fuses | Circuit Breakers | Motor Protection Circuit Breakers | TESYS DECA CIRCUIT BREAKER MAGNETIC 3P 14A ROTARY HANDLE | 2005076 | GV2L16 | SCHNEIDER ELECTRIC | 3100 | https://pim-kvc.soneparsea.com:3443/PictureServer/default.aspx/schneider-gv2l14_Image1.jpg?A3889C9397807479A2A1C7A8BAA5959DB4AAC672B9AD62A08179B38EBF9897998173BEB5B9 | https://pim-kvc.soneparsea.com:3443/PictureServer/default.aspx/schneider-gv2l16_Datasheet1.pdf?A3889C9397807479A2A1C7A8BAA5959DB4AAC672B9AD62A0817BB389B3AB91A7B8AAB9B98365A098B6 | TESYS DECA CIRCUIT BREAKER MAGNETIC 3P 14A ROTARY HANDLE SCREW CLAMP TERMINALS | TeSys GV2 motor circuit breaker provides manual isolation, manual motor control and short circuit and thermal protection in 45 mm standard width. | Rated permanent current Iu | 14A
| 3 | Circuit Breakers and Fuses | Circuit Breakers | Motor Protection Circuit Breakers | TESYS DECA CIRCUIT BREAKER MAGNETIC 3P 14A ROTARY HANDLE | 2005076 | GV2L16 | SCHNEIDER ELECTRIC | 3100 | https://pim-kvc.soneparsea.com:3443/PictureServer/default.aspx/schneider-gv2l14_Image1.jpg?A3889C9397807479A2A1C7A8BAA5959DB4AAC672B9AD62A08179B38EBF9897998173BEB5B9 | https://pim-kvc.soneparsea.com:3443/PictureServer/default.aspx/schneider-gv2l16_Datasheet1.pdf?A3889C9397807479A2A1C7A8BAA5959DB4AAC672B9AD62A0817BB389B3AB91A7B8AAB9B98365A098B6 | TESYS DECA CIRCUIT BREAKER MAGNETIC 3P 14A ROTARY HANDLE SCREW CLAMP TERMINALS | TeSys GV2 motor circuit breaker provides manual isolation, manual motor control and short circuit and thermal protection in 45 mm standard width. | Rated operation power at AC-3, 230 V | 0kW
| 3 | Circuit Breakers and Fuses | Circuit Breakers | Motor Protection Circuit Breakers | TESYS DECA CIRCUIT BREAKER MAGNETIC 3P 14A ROTARY HANDLE | 2005076 | GV2L16 | SCHNEIDER ELECTRIC | 3100 | https://pim-kvc.soneparsea.com:3443/PictureServer/default.aspx/schneider-gv2l14_Image1.jpg?A3889C9397807479A2A1C7A8BAA5959DB4AAC672B9AD62A08179B38EBF9897998173BEB5B9 | https://pim-kvc.soneparsea.com:3443/PictureServer/default.aspx/schneider-gv2l16_Datasheet1.pdf?A3889C9397807479A2A1C7A8BAA5959DB4AAC672B9AD62A0817BB389B3AB91A7B8AAB9B98365A098B6 | TESYS DECA CIRCUIT BREAKER MAGNETIC 3P 14A ROTARY HANDLE SCREW CLAMP TERMINALS | TeSys GV2 motor circuit breaker provides manual isolation, manual motor control and short circuit and thermal protection in 45 mm standard width. | Rated operation power at AC-3, 400 V | 5.5kW
| 3 | Circuit Breakers and Fuses | Circuit Breakers | Motor Protection Circuit Breakers | TESYS DECA CIRCUIT BREAKER MAGNETIC 3P 14A ROTARY HANDLE | 2005076 | GV2L16 | SCHNEIDER ELECTRIC | 3100 | https://pim-kvc.soneparsea.com:3443/PictureServer/default.aspx/schneider-gv2l14_Image1.jpg?A3889C9397807479A2A1C7A8BAA5959DB4AAC672B9AD62A08179B38EBF9897998173BEB5B9 | https://pim-kvc.soneparsea.com:3443/PictureServer/default.aspx/schneider-gv2l16_Datasheet1.pdf?A3889C9397807479A2A1C7A8BAA5959DB4AAC672B9AD62A0817BB389B3AB91A7B8AAB9B98365A098B6 | TESYS DECA CIRCUIT BREAKER MAGNETIC 3P 14A ROTARY HANDLE SCREW CLAMP TERMINALS | TeSys GV2 motor circuit breaker provides manual isolation, manual motor control and short circuit and thermal protection in 45 mm standard width. | Type of electrical connection of main circuit | Screw connection
| 3 | Circuit Breakers and Fuses | Circuit Breakers | Motor Protection Circuit Breakers | TESYS DECA CIRCUIT BREAKER MAGNETIC 3P 14A ROTARY HANDLE | 2005076 | GV2L16 | SCHNEIDER ELECTRIC | 3100 | https://pim-kvc.soneparsea.com:3443/PictureServer/default.aspx/schneider-gv2l14_Image1.jpg?A3889C9397807479A2A1C7A8BAA5959DB4AAC672B9AD62A08179B38EBF9897998173BEB5B9 | https://pim-kvc.soneparsea.com:3443/PictureServer/default.aspx/schneider-gv2l16_Datasheet1.pdf?A3889C9397807479A2A1C7A8BAA5959DB4AAC672B9AD62A0817BB389B3AB91A7B8AAB9B98365A098B6 | TESYS DECA CIRCUIT BREAKER MAGNETIC 3P 14A ROTARY HANDLE SCREW CLAMP TERMINALS | TeSys GV2 motor circuit breaker provides manual isolation, manual motor control and short circuit and thermal protection in 45 mm standard width. | Type of control element | Turn button
| 3 | Circuit Breakers and Fuses | Circuit Breakers | Motor Protection Circuit Breakers | TESYS DECA CIRCUIT BREAKER MAGNETIC 3P 14A ROTARY HANDLE | 2005076 | GV2L16 | SCHNEIDER ELECTRIC | 3100 | https://pim-kvc.soneparsea.com:3443/PictureServer/default.aspx/schneider-gv2l14_Image1.jpg?A3889C9397807479A2A1C7A8BAA5959DB4AAC672B9AD62A08179B38EBF9897998173BEB5B9 | https://pim-kvc.soneparsea.com:3443/PictureServer/default.aspx/schneider-gv2l16_Datasheet1.pdf?A3889C9397807479A2A1C7A8BAA5959DB4AAC672B9AD62A0817BB389B3AB91A7B8AAB9B98365A098B6 | TESYS DECA CIRCUIT BREAKER MAGNETIC 3P 14A ROTARY HANDLE SCREW CLAMP TERMINALS | TeSys GV2 motor circuit breaker provides manual isolation, manual motor control and short circuit and thermal protection in 45 mm standard width. | Device construction | Complete device in housing
| 3 | Circuit Breakers and Fuses | Circuit Breakers | Motor Protection Circuit Breakers | TESYS DECA CIRCUIT BREAKER MAGNETIC 3P 14A ROTARY HANDLE | 2005076 | GV2L16 | SCHNEIDER ELECTRIC | 3100 | https://pim-kvc.soneparsea.com:3443/PictureServer/default.aspx/schneider-gv2l14_Image1.jpg?A3889C9397807479A2A1C7A8BAA5959DB4AAC672B9AD62A08179B38EBF9897998173BEB5B9 | https://pim-kvc.soneparsea.com:3443/PictureServer/default.aspx/schneider-gv2l16_Datasheet1.pdf?A3889C9397807479A2A1C7A8BAA5959DB4AAC672B9AD62A0817BB389B3AB91A7B8AAB9B98365A098B6 | TESYS DECA CIRCUIT BREAKER MAGNETIC 3P 14A ROTARY HANDLE SCREW CLAMP TERMINALS | TeSys GV2 motor circuit breaker provides manual isolation, manual motor control and short circuit and thermal protection in 45 mm standard width. | With integrated auxiliary switch | no
| 3 | Circuit Breakers and Fuses | Circuit Breakers | Motor Protection Circuit Breakers | TESYS DECA CIRCUIT BREAKER MAGNETIC 3P 14A ROTARY HANDLE | 2005076 | GV2L16 | SCHNEIDER ELECTRIC | 3100 | https://pim-kvc.soneparsea.com:3443/PictureServer/default.aspx/schneider-gv2l14_Image1.jpg?A3889C9397807479A2A1C7A8BAA5959DB4AAC672B9AD62A08179B38EBF9897998173BEB5B9 | https://pim-kvc.soneparsea.com:3443/PictureServer/default.aspx/schneider-gv2l16_Datasheet1.pdf?A3889C9397807479A2A1C7A8BAA5959DB4AAC672B9AD62A0817BB389B3AB91A7B8AAB9B98365A098B6 | TESYS DECA CIRCUIT BREAKER MAGNETIC 3P 14A ROTARY HANDLE SCREW CLAMP TERMINALS | TeSys GV2 motor circuit breaker provides manual isolation, manual motor control and short circuit and thermal protection in 45 mm standard width. | With integrated under voltage release | no
| 3 | Circuit Breakers and Fuses | Circuit Breakers | Motor Protection Circuit Breakers | TESYS DECA CIRCUIT BREAKER MAGNETIC 3P 14A ROTARY HANDLE | 2005076 | GV2L16 | SCHNEIDER ELECTRIC | 3100 | https://pim-kvc.soneparsea.com:3443/PictureServer/default.aspx/schneider-gv2l14_Image1.jpg?A3889C9397807479A2A1C7A8BAA5959DB4AAC672B9AD62A08179B38EBF9897998173BEB5B9 | https://pim-kvc.soneparsea.com:3443/PictureServer/default.aspx/schneider-gv2l16_Datasheet1.pdf?A3889C9397807479A2A1C7A8BAA5959DB4AAC672B9AD62A0817BB389B3AB91A7B8AAB9B98365A098B6 | TESYS DECA CIRCUIT BREAKER MAGNETIC 3P 14A ROTARY HANDLE SCREW CLAMP TERMINALS | TeSys GV2 motor circuit breaker provides manual isolation, manual motor control and short circuit and thermal protection in 45 mm standard width. | Number of poles | 3
| 3 | Circuit Breakers and Fuses | Circuit Breakers | Motor Protection Circuit Breakers | TESYS DECA CIRCUIT BREAKER MAGNETIC 3P 14A ROTARY HANDLE | 2005076 | GV2L16 | SCHNEIDER ELECTRIC | 3100 | https://pim-kvc.soneparsea.com:3443/PictureServer/default.aspx/schneider-gv2l14_Image1.jpg?A3889C9397807479A2A1C7A8BAA5959DB4AAC672B9AD62A08179B38EBF9897998173BEB5B9 | https://pim-kvc.soneparsea.com:3443/PictureServer/default.aspx/schneider-gv2l16_Datasheet1.pdf?A3889C9397807479A2A1C7A8BAA5959DB4AAC672B9AD62A0817BB389B3AB91A7B8AAB9B98365A098B6 | TESYS DECA CIRCUIT BREAKER MAGNETIC 3P 14A ROTARY HANDLE SCREW CLAMP TERMINALS | TeSys GV2 motor circuit breaker provides manual isolation, manual motor control and short circuit and thermal protection in 45 mm standard width. | Rated short-circuit breaking capacity lcu at 400 V, AC | 50kA
| 3 | Circuit Breakers and Fuses | Circuit Breakers | Motor Protection Circuit Breakers | TESYS DECA CIRCUIT BREAKER MAGNETIC 3P 14A ROTARY HANDLE | 2005076 | GV2L16 | SCHNEIDER ELECTRIC | 3100 | https://pim-kvc.soneparsea.com:3443/PictureServer/default.aspx/schneider-gv2l14_Image1.jpg?A3889C9397807479A2A1C7A8BAA5959DB4AAC672B9AD62A08179B38EBF9897998173BEB5B9 | https://pim-kvc.soneparsea.com:3443/PictureServer/default.aspx/schneider-gv2l16_Datasheet1.pdf?A3889C9397807479A2A1C7A8BAA5959DB4AAC672B9AD62A0817BB389B3AB91A7B8AAB9B98365A098B6 | TESYS DECA CIRCUIT BREAKER MAGNETIC 3P 14A ROTARY HANDLE SCREW CLAMP TERMINALS | TeSys GV2 motor circuit breaker provides manual isolation, manual motor control and short circuit and thermal protection in 45 mm standard width. | Degree of protection (IP) | IP20
| 3 | Circuit Breakers and Fuses | Circuit Breakers | Motor Protection Circuit Breakers | TESYS DECA CIRCUIT BREAKER MAGNETIC 3P 14A ROTARY HANDLE | 2005076 | GV2L16 | SCHNEIDER ELECTRIC | 3100 | https://pim-kvc.soneparsea.com:3443/PictureServer/default.aspx/schneider-gv2l14_Image1.jpg?A3889C9397807479A2A1C7A8BAA5959DB4AAC672B9AD62A08179B38EBF9897998173BEB5B9 | https://pim-kvc.soneparsea.com:3443/PictureServer/default.aspx/schneider-gv2l16_Datasheet1.pdf?A3889C9397807479A2A1C7A8BAA5959DB4AAC672B9AD62A0817BB389B3AB91A7B8AAB9B98365A098B6 | TESYS DECA CIRCUIT BREAKER MAGNETIC 3P 14A ROTARY HANDLE SCREW CLAMP TERMINALS | TeSys GV2 motor circuit breaker provides manual isolation, manual motor control and short circuit and thermal protection in 45 mm standard width. | Height | 89mm
| 3 | Circuit Breakers and Fuses | Circuit Breakers | Motor Protection Circuit Breakers | TESYS DECA CIRCUIT BREAKER MAGNETIC 3P 14A ROTARY HANDLE | 2005076 | GV2L16 | SCHNEIDER ELECTRIC | 3100 | https://pim-kvc.soneparsea.com:3443/PictureServer/default.aspx/schneider-gv2l14_Image1.jpg?A3889C9397807479A2A1C7A8BAA5959DB4AAC672B9AD62A08179B38EBF9897998173BEB5B9 | https://pim-kvc.soneparsea.com:3443/PictureServer/default.aspx/schneider-gv2l16_Datasheet1.pdf?A3889C9397807479A2A1C7A8BAA5959DB4AAC672B9AD62A0817BB389B3AB91A7B8AAB9B98365A098B6 | TESYS DECA CIRCUIT BREAKER MAGNETIC 3P 14A ROTARY HANDLE SCREW CLAMP TERMINALS | TeSys GV2 motor circuit breaker provides manual isolation, manual motor control and short circuit and thermal protection in 45 mm standard width. | Width | 45mm
| 3 | Circuit Breakers and Fuses | Circuit Breakers | Motor Protection Circuit Breakers | TESYS DECA CIRCUIT BREAKER MAGNETIC 3P 14A ROTARY HANDLE | 2005076 | GV2L16 | SCHNEIDER ELECTRIC | 3100 | https://pim-kvc.soneparsea.com:3443/PictureServer/default.aspx/schneider-gv2l14_Image1.jpg?A3889C9397807479A2A1C7A8BAA5959DB4AAC672B9AD62A08179B38EBF9897998173BEB5B9 | https://pim-kvc.soneparsea.com:3443/PictureServer/default.aspx/schneider-gv2l16_Datasheet1.pdf?A3889C9397807479A2A1C7A8BAA5959DB4AAC672B9AD62A0817BB389B3AB91A7B8AAB9B98365A098B6 | TESYS DECA CIRCUIT BREAKER MAGNETIC 3P 14A ROTARY HANDLE SCREW CLAMP TERMINALS | TeSys GV2 motor circuit breaker provides manual isolation, manual motor control and short circuit and thermal protection in 45 mm standard width. | Depth | 97mm
| 3 | Circuit Breakers and Fuses | Circuit Breakers | Motor Protection Circuit Breakers | TESYS DECA CIRCUIT BREAKER MAGNETIC 3P 14A ROTARY HANDLE | 2005076 | GV2L16 | SCHNEIDER ELECTRIC | 3100 | https://pim-kvc.soneparsea.com:3443/PictureServer/default.aspx/schneider-gv2l14_Image1.jpg?A3889C9397807479A2A1C7A8BAA5959DB4AAC672B9AD62A08179B38EBF9897998173BEB5B9 | https://pim-kvc.soneparsea.com:3443/PictureServer/default.aspx/schneider-gv2l16_Datasheet1.pdf?A3889C9397807479A2A1C7A8BAA5959DB4AAC672B9AD62A0817BB389B3AB91A7B8AAB9B98365A098B6 | TESYS DECA CIRCUIT BREAKER MAGNETIC 3P 14A ROTARY HANDLE SCREW CLAMP TERMINALS | TeSys GV2 motor circuit breaker provides manual isolation, manual motor control and short circuit and thermal protection in 45 mm standard width. | Overload release current setting | 14...14A
| 3 | Circuit Breakers and Fuses | Circuit Breakers | Motor Protection Circuit Breakers | TESYS DECA CIRCUIT BREAKER MAGNETIC 3P 14A ROTARY HANDLE | 2005076 | GV2L16 | SCHNEIDER ELECTRIC | 3100 | https://pim-kvc.soneparsea.com:3443/PictureServer/default.aspx/schneider-gv2l14_Image1.jpg?A3889C9397807479A2A1C7A8BAA5959DB4AAC672B9AD62A08179B38EBF9897998173BEB5B9 | https://pim-kvc.soneparsea.com:3443/PictureServer/default.aspx/schneider-gv2l16_Datasheet1.pdf?A3889C9397807479A2A1C7A8BAA5959DB4AAC672B9AD62A0817BB389B3AB91A7B8AAB9B98365A098B6 | TESYS DECA CIRCUIT BREAKER MAGNETIC 3P 14A ROTARY HANDLE SCREW CLAMP TERMINALS | TeSys GV2 motor circuit breaker provides manual isolation, manual motor control and short circuit and thermal protection in 45 mm standard width. | Adjustment range undelayed short-circuit release | 170...170A
| 3 | Circuit Breakers and Fuses | Circuit Breakers | Motor Protection Circuit Breakers | TESYS DECA CIRCUIT BREAKER MAGNETIC 3P 14A ROTARY HANDLE | 2005076 | GV2L16 | SCHNEIDER ELECTRIC | 3100 | https://pim-kvc.soneparsea.com:3443/PictureServer/default.aspx/schneider-gv2l14_Image1.jpg?A3889C9397807479A2A1C7A8BAA5959DB4AAC672B9AD62A08179B38EBF9897998173BEB5B9 | https://pim-kvc.soneparsea.com:3443/PictureServer/default.aspx/schneider-gv2l16_Datasheet1.pdf?A3889C9397807479A2A1C7A8BAA5959DB4AAC672B9AD62A0817BB389B3AB91A7B8AAB9B98365A098B6 | TESYS DECA CIRCUIT BREAKER MAGNETIC 3P 14A ROTARY HANDLE SCREW CLAMP TERMINALS | TeSys GV2 motor circuit breaker provides manual isolation, manual motor control and short circuit and thermal protection in 45 mm standard width. | Phase failure sensitive | yes
| 3 | Circuit Breakers and Fuses | Circuit Breakers | Motor Protection Circuit Breakers | TESYS DECA CIRCUIT BREAKER MAGNETIC 3P 14A ROTARY HANDLE | 2005076 | GV2L16 | SCHNEIDER ELECTRIC | 3100 | https://pim-kvc.soneparsea.com:3443/PictureServer/default.aspx/schneider-gv2l14_Image1.jpg?A3889C9397807479A2A1C7A8BAA5959DB4AAC672B9AD62A08179B38EBF9897998173BEB5B9 | https://pim-kvc.soneparsea.com:3443/PictureServer/default.aspx/schneider-gv2l16_Datasheet1.pdf?A3889C9397807479A2A1C7A8BAA5959DB4AAC672B9AD62A0817BB389B3AB91A7B8AAB9B98365A098B6 | TESYS DECA CIRCUIT BREAKER MAGNETIC 3P 14A ROTARY HANDLE SCREW CLAMP TERMINALS | TeSys GV2 motor circuit breaker provides manual isolation, manual motor control and short circuit and thermal protection in 45 mm standard width. | Switch off technique | Magnetic
| 3 | Circuit Breakers and Fuses | Circuit Breakers | Motor Protection Circuit Breakers | TESYS DECA CIRCUIT BREAKER MAGNETIC 3P 14A ROTARY HANDLE | 2005076 | GV2L16 | SCHNEIDER ELECTRIC | 3100 | https://pim-kvc.soneparsea.com:3443/PictureServer/default.aspx/schneider-gv2l14_Image1.jpg?A3889C9397807479A2A1C7A8BAA5959DB4AAC672B9AD62A08179B38EBF9897998173BEB5B9 | https://pim-kvc.soneparsea.com:3443/PictureServer/default.aspx/schneider-gv2l16_Datasheet1.pdf?A3889C9397807479A2A1C7A8BAA5959DB4AAC672B9AD62A0817BB389B3AB91A7B8AAB9B98365A098B6 | TESYS DECA CIRCUIT BREAKER MAGNETIC 3P 14A ROTARY HANDLE SCREW CLAMP TERMINALS | TeSys GV2 motor circuit breaker provides manual isolation, manual motor control and short circuit and thermal protection in 45 mm standard width. | Rated operating voltage | 690...690V
| 3 | Circuit Breakers and Fuses | Circuit Breakers | Motor Protection Circuit Breakers | TESYS DECA CIRCUIT BREAKER MAGNETIC 3P 14A ROTARY HANDLE | 2005076 | GV2L16 | SCHNEIDER ELECTRIC | 3100 | https://pim-kvc.soneparsea.com:3443/PictureServer/default.aspx/schneider-gv2l14_Image1.jpg?A3889C9397807479A2A1C7A8BAA5959DB4AAC672B9AD62A08179B38EBF9897998173BEB5B9 | https://pim-kvc.soneparsea.com:3443/PictureServer/default.aspx/schneider-gv2l16_Datasheet1.pdf?A3889C9397807479A2A1C7A8BAA5959DB4AAC672B9AD62A0817BB389B3AB91A7B8AAB9B98365A098B6 | TESYS DECA CIRCUIT BREAKER MAGNETIC 3P 14A ROTARY HANDLE SCREW CLAMP TERMINALS | TeSys GV2 motor circuit breaker provides manual isolation, manual motor control and short circuit and thermal protection in 45 mm standard width. | Rated permanent current Iu | 14A
| 3 | Circuit Breakers and Fuses | Circuit Breakers | Motor Protection Circuit Breakers | TESYS DECA CIRCUIT BREAKER MAGNETIC 3P 14A ROTARY HANDLE | 2005076 | GV2L16 | SCHNEIDER ELECTRIC | 3100 | https://pim-kvc.soneparsea.com:3443/PictureServer/default.aspx/schneider-gv2l14_Image1.jpg?A3889C9397807479A2A1C7A8BAA5959DB4AAC672B9AD62A08179B38EBF9897998173BEB5B9 | https://pim-kvc.soneparsea.com:3443/PictureServer/default.aspx/schneider-gv2l16_Datasheet1.pdf?A3889C9397807479A2A1C7A8BAA5959DB4AAC672B9AD62A0817BB389B3AB91A7B8AAB9B98365A098B6 | TESYS DECA CIRCUIT BREAKER MAGNETIC 3P 14A ROTARY HANDLE SCREW CLAMP TERMINALS | TeSys GV2 motor circuit breaker provides manual isolation, manual motor control and short circuit and thermal protection in 45 mm standard width. | Rated operation power at AC-3, 230 V | 0kW
| 3 | Circuit Breakers and Fuses | Circuit Breakers | Motor Protection Circuit Breakers | TESYS DECA CIRCUIT BREAKER MAGNETIC 3P 14A ROTARY HANDLE | 2005076 | GV2L16 | SCHNEIDER ELECTRIC | 3100 | https://pim-kvc.soneparsea.com:3443/PictureServer/default.aspx/schneider-gv2l14_Image1.jpg?A3889C9397807479A2A1C7A8BAA5959DB4AAC672B9AD62A08179B38EBF9897998173BEB5B9 | https://pim-kvc.soneparsea.com:3443/PictureServer/default.aspx/schneider-gv2l16_Datasheet1.pdf?A3889C9397807479A2A1C7A8BAA5959DB4AAC672B9AD62A0817BB389B3AB91A7B8AAB9B98365A098B6 | TESYS DECA CIRCUIT BREAKER MAGNETIC 3P 14A ROTARY HANDLE SCREW CLAMP TERMINALS | TeSys GV2 motor circuit breaker provides manual isolation, manual motor control and short circuit and thermal protection in 45 mm standard width. | Rated operation power at AC-3, 400 V | 5.5kW
| 3 | Circuit Breakers and Fuses | Circuit Breakers | Motor Protection Circuit Breakers | TESYS DECA CIRCUIT BREAKER MAGNETIC 3P 14A ROTARY HANDLE | 2005076 | GV2L16 | SCHNEIDER ELECTRIC | 3100 | https://pim-kvc.soneparsea.com:3443/PictureServer/default.aspx/schneider-gv2l14_Image1.jpg?A3889C9397807479A2A1C7A8BAA5959DB4AAC672B9AD62A08179B38EBF9897998173BEB5B9 | https://pim-kvc.soneparsea.com:3443/PictureServer/default.aspx/schneider-gv2l16_Datasheet1.pdf?A3889C9397807479A2A1C7A8BAA5959DB4AAC672B9AD62A0817BB389B3AB91A7B8AAB9B98365A098B6 | TESYS DECA CIRCUIT BREAKER MAGNETIC 3P 14A ROTARY HANDLE SCREW CLAMP TERMINALS | TeSys GV2 motor circuit breaker provides manual isolation, manual motor control and short circuit and thermal protection in 45 mm standard width. | Type of electrical connection of main circuit | Screw connection
| 3 | Circuit Breakers and Fuses | Circuit Breakers | Motor Protection Circuit Breakers | TESYS DECA CIRCUIT BREAKER MAGNETIC 3P 14A ROTARY HANDLE | 2005076 | GV2L16 | SCHNEIDER ELECTRIC | 3100 | https://pim-kvc.soneparsea.com:3443/PictureServer/default.aspx/schneider-gv2l14_Image1.jpg?A3889C9397807479A2A1C7A8BAA5959DB4AAC672B9AD62A08179B38EBF9897998173BEB5B9 | https://pim-kvc.soneparsea.com:3443/PictureServer/default.aspx/schneider-gv2l16_Datasheet1.pdf?A3889C9397807479A2A1C7A8BAA5959DB4AAC672B9AD62A0817BB389B3AB91A7B8AAB9B98365A098B6 | TESYS DECA CIRCUIT BREAKER MAGNETIC 3P 14A ROTARY HANDLE SCREW CLAMP TERMINALS | TeSys GV2 motor circuit breaker provides manual isolation, manual motor control and short circuit and thermal protection in 45 mm standard width. | Type of control element | Turn button
| 3 | Circuit Breakers and Fuses | Circuit Breakers | Motor Protection Circuit Breakers | TESYS DECA CIRCUIT BREAKER MAGNETIC 3P 14A ROTARY HANDLE | 2005076 | GV2L16 | SCHNEIDER ELECTRIC | 3100 | https://pim-kvc.soneparsea.com:3443/PictureServer/default.aspx/schneider-gv2l14_Image1.jpg?A3889C9397807479A2A1C7A8BAA5959DB4AAC672B9AD62A08179B38EBF9897998173BEB5B9 | https://pim-kvc.soneparsea.com:3443/PictureServer/default.aspx/schneider-gv2l16_Datasheet1.pdf?A3889C9397807479A2A1C7A8BAA5959DB4AAC672B9AD62A0817BB389B3AB91A7B8AAB9B98365A098B6 | TESYS DECA CIRCUIT BREAKER MAGNETIC 3P 14A ROTARY HANDLE SCREW CLAMP TERMINALS | TeSys GV2 motor circuit breaker provides manual isolation, manual motor control and short circuit and thermal protection in 45 mm standard width. | Device construction | Complete device in housing
| 3 | Circuit Breakers and Fuses | Circuit Breakers | Motor Protection Circuit Breakers | TESYS DECA CIRCUIT BREAKER MAGNETIC 3P 14A ROTARY HANDLE | 2005076 | GV2L16 | SCHNEIDER ELECTRIC | 3100 | https://pim-kvc.soneparsea.com:3443/PictureServer/default.aspx/schneider-gv2l14_Image1.jpg?A3889C9397807479A2A1C7A8BAA5959DB4AAC672B9AD62A08179B38EBF9897998173BEB5B9 | https://pim-kvc.soneparsea.com:3443/PictureServer/default.aspx/schneider-gv2l16_Datasheet1.pdf?A3889C9397807479A2A1C7A8BAA5959DB4AAC672B9AD62A0817BB389B3AB91A7B8AAB9B98365A098B6 | TESYS DECA CIRCUIT BREAKER MAGNETIC 3P 14A ROTARY HANDLE SCREW CLAMP TERMINALS | TeSys GV2 motor circuit breaker provides manual isolation, manual motor control and short circuit and thermal protection in 45 mm standard width. | With integrated auxiliary switch | no
| 3 | Circuit Breakers and Fuses | Circuit Breakers | Motor Protection Circuit Breakers | TESYS DECA CIRCUIT BREAKER MAGNETIC 3P 14A ROTARY HANDLE | 2005076 | GV2L16 | SCHNEIDER ELECTRIC | 3100 | https://pim-kvc.soneparsea.com:3443/PictureServer/default.aspx/schneider-gv2l14_Image1.jpg?A3889C9397807479A2A1C7A8BAA5959DB4AAC672B9AD62A08179B38EBF9897998173BEB5B9 | https://pim-kvc.soneparsea.com:3443/PictureServer/default.aspx/schneider-gv2l16_Datasheet1.pdf?A3889C9397807479A2A1C7A8BAA5959DB4AAC672B9AD62A0817BB389B3AB91A7B8AAB9B98365A098B6 | TESYS DECA CIRCUIT BREAKER MAGNETIC 3P 14A ROTARY HANDLE SCREW CLAMP TERMINALS | TeSys GV2 motor circuit breaker provides manual isolation, manual motor control and short circuit and thermal protection in 45 mm standard width. | With integrated under voltage release | no
| 3 | Circuit Breakers and Fuses | Circuit Breakers | Motor Protection Circuit Breakers | TESYS DECA CIRCUIT BREAKER MAGNETIC 3P 14A ROTARY HANDLE | 2005076 | GV2L16 | SCHNEIDER ELECTRIC | 3100 | https://pim-kvc.soneparsea.com:3443/PictureServer/default.aspx/schneider-gv2l14_Image1.jpg?A3889C9397807479A2A1C7A8BAA5959DB4AAC672B9AD62A08179B38EBF9897998173BEB5B9 | https://pim-kvc.soneparsea.com:3443/PictureServer/default.aspx/schneider-gv2l16_Datasheet1.pdf?A3889C9397807479A2A1C7A8BAA5959DB4AAC672B9AD62A0817BB389B3AB91A7B8AAB9B98365A098B6 | TESYS DECA CIRCUIT BREAKER MAGNETIC 3P 14A ROTARY HANDLE SCREW CLAMP TERMINALS | TeSys GV2 motor circuit breaker provides manual isolation, manual motor control and short circuit and thermal protection in 45 mm standard width. | Number of poles | 3
| 3 | Circuit Breakers and Fuses | Circuit Breakers | Motor Protection Circuit Breakers | TESYS DECA CIRCUIT BREAKER MAGNETIC 3P 14A ROTARY HANDLE | 2005076 | GV2L16 | SCHNEIDER ELECTRIC | 3100 | https://pim-kvc.soneparsea.com:3443/PictureServer/default.aspx/schneider-gv2l14_Image1.jpg?A3889C9397807479A2A1C7A8BAA5959DB4AAC672B9AD62A08179B38EBF9897998173BEB5B9 | https://pim-kvc.soneparsea.com:3443/PictureServer/default.aspx/schneider-gv2l16_Datasheet1.pdf?A3889C9397807479A2A1C7A8BAA5959DB4AAC672B9AD62A0817BB389B3AB91A7B8AAB9B98365A098B6 | TESYS DECA CIRCUIT BREAKER MAGNETIC 3P 14A ROTARY HANDLE SCREW CLAMP TERMINALS | TeSys GV2 motor circuit breaker provides manual isolation, manual motor control and short circuit and thermal protection in 45 mm standard width. | Rated short-circuit breaking capacity lcu at 400 V, AC | 50kA
| 3 | Circuit Breakers and Fuses | Circuit Breakers | Motor Protection Circuit Breakers | TESYS DECA CIRCUIT BREAKER MAGNETIC 3P 14A ROTARY HANDLE | 2005076 | GV2L16 | SCHNEIDER ELECTRIC | 3100 | https://pim-kvc.soneparsea.com:3443/PictureServer/default.aspx/schneider-gv2l14_Image1.jpg?A3889C9397807479A2A1C7A8BAA5959DB4AAC672B9AD62A08179B38EBF9897998173BEB5B9 | https://pim-kvc.soneparsea.com:3443/PictureServer/default.aspx/schneider-gv2l16_Datasheet1.pdf?A3889C9397807479A2A1C7A8BAA5959DB4AAC672B9AD62A0817BB389B3AB91A7B8AAB9B98365A098B6 | TESYS DECA CIRCUIT BREAKER MAGNETIC 3P 14A ROTARY HANDLE SCREW CLAMP TERMINALS | TeSys GV2 motor circuit breaker provides manual isolation, manual motor control and short circuit and thermal protection in 45 mm standard width. | Degree of protection (IP) | IP20
| 3 | Circuit Breakers and Fuses | Circuit Breakers | Motor Protection Circuit Breakers | TESYS DECA CIRCUIT BREAKER MAGNETIC 3P 14A ROTARY HANDLE | 2005076 | GV2L16 | SCHNEIDER ELECTRIC | 3100 | https://pim-kvc.soneparsea.com:3443/PictureServer/default.aspx/schneider-gv2l14_Image1.jpg?A3889C9397807479A2A1C7A8BAA5959DB4AAC672B9AD62A08179B38EBF9897998173BEB5B9 | https://pim-kvc.soneparsea.com:3443/PictureServer/default.aspx/schneider-gv2l16_Datasheet1.pdf?A3889C9397807479A2A1C7A8BAA5959DB4AAC672B9AD62A0817BB389B3AB91A7B8AAB9B98365A098B6 | TESYS DECA CIRCUIT BREAKER MAGNETIC 3P 14A ROTARY HANDLE SCREW CLAMP TERMINALS | TeSys GV2 motor circuit breaker provides manual isolation, manual motor control and short circuit and thermal protection in 45 mm standard width. | Height | 89mm
| 3 | Circuit Breakers and Fuses | Circuit Breakers | Motor Protection Circuit Breakers | TESYS DECA CIRCUIT BREAKER MAGNETIC 3P 14A ROTARY HANDLE | 2005076 | GV2L16 | SCHNEIDER ELECTRIC | 3100 | https://pim-kvc.soneparsea.com:3443/PictureServer/default.aspx/schneider-gv2l14_Image1.jpg?A3889C9397807479A2A1C7A8BAA5959DB4AAC672B9AD62A08179B38EBF9897998173BEB5B9 | https://pim-kvc.soneparsea.com:3443/PictureServer/default.aspx/schneider-gv2l16_Datasheet1.pdf?A3889C9397807479A2A1C7A8BAA5959DB4AAC672B9AD62A0817BB389B3AB91A7B8AAB9B98365A098B6 | TESYS DECA CIRCUIT BREAKER MAGNETIC 3P 14A ROTARY HANDLE SCREW CLAMP TERMINALS | TeSys GV2 motor circuit breaker provides manual isolation, manual motor control and short circuit and thermal protection in 45 mm standard width. | Width | 45mm
| 3 | Circuit Breakers and Fuses | Circuit Breakers | Motor Protection Circuit Breakers | TESYS DECA CIRCUIT BREAKER MAGNETIC 3P 14A ROTARY HANDLE | 2005076 | GV2L16 | SCHNEIDER ELECTRIC | 3100 | https://pim-kvc.soneparsea.com:3443/PictureServer/default.aspx/schneider-gv2l14_Image1.jpg?A3889C9397807479A2A1C7A8BAA5959DB4AAC672B9AD62A08179B38EBF9897998173BEB5B9 | https://pim-kvc.soneparsea.com:3443/PictureServer/default.aspx/schneider-gv2l16_Datasheet1.pdf?A3889C9397807479A2A1C7A8BAA5959DB4AAC672B9AD62A0817BB389B3AB91A7B8AAB9B98365A098B6 | TESYS DECA CIRCUIT BREAKER MAGNETIC 3P 14A ROTARY HANDLE SCREW CLAMP TERMINALS | TeSys GV2 motor circuit breaker provides manual isolation, manual motor control and short circuit and thermal protection in 45 mm standard width. | Depth | 97mm
| 3 | Circuit Breakers and Fuses | Circuit Breakers | Motor Protection Circuit Breakers | TESYS DECA CIRCUIT BREAKER MAGNETIC 3P 14A ROTARY HANDLE | 2005076 | GV2L16 | SCHNEIDER ELECTRIC | 3100 | https://pim-kvc.soneparsea.com:3443/PictureServer/default.aspx/schneider-gv2l14_Image1.jpg?A3889C9397807479A2A1C7A8BAA5959DB4AAC672B9AD62A08179B38EBF9897998173BEB5B9 | https://pim-kvc.soneparsea.com:3443/PictureServer/default.aspx/schneider-gv2l16_Datasheet1.pdf?A3889C9397807479A2A1C7A8BAA5959DB4AAC672B9AD62A0817BB389B3AB91A7B8AAB9B98365A098B6 | TESYS DECA CIRCUIT BREAKER MAGNETIC 3P 14A ROTARY HANDLE SCREW CLAMP TERMINALS | TeSys GV2 motor circuit breaker provides manual isolation, manual motor control and short circuit and thermal protection in 45 mm standard width. | Overload release current setting | 14...14A
| 3 | Circuit Breakers and Fuses | Circuit Breakers | Motor Protection Circuit Breakers | TESYS DECA CIRCUIT BREAKER MAGNETIC 3P 14A ROTARY HANDLE | 2005076 | GV2L16 | SCHNEIDER ELECTRIC | 3100 | https://pim-kvc.soneparsea.com:3443/PictureServer/default.aspx/schneider-gv2l14_Image1.jpg?A3889C9397807479A2A1C7A8BAA5959DB4AAC672B9AD62A08179B38EBF9897998173BEB5B9 | https://pim-kvc.soneparsea.com:3443/PictureServer/default.aspx/schneider-gv2l16_Datasheet1.pdf?A3889C9397807479A2A1C7A8BAA5959DB4AAC672B9AD62A0817BB389B3AB91A7B8AAB9B98365A098B6 | TESYS DECA CIRCUIT BREAKER MAGNETIC 3P 14A ROTARY HANDLE SCREW CLAMP TERMINALS | TeSys GV2 motor circuit breaker provides manual isolation, manual motor control and short circuit and thermal protection in 45 mm standard width. | Adjustment range undelayed short-circuit release | 170...170A
| 3 | Circuit Breakers and Fuses | Circuit Breakers | Motor Protection Circuit Breakers | TESYS DECA CIRCUIT BREAKER MAGNETIC 3P 14A ROTARY HANDLE | 2005076 | GV2L16 | SCHNEIDER ELECTRIC | 3100 | https://pim-kvc.soneparsea.com:3443/PictureServer/default.aspx/schneider-gv2l14_Image1.jpg?A3889C9397807479A2A1C7A8BAA5959DB4AAC672B9AD62A08179B38EBF9897998173BEB5B9 | https://pim-kvc.soneparsea.com:3443/PictureServer/default.aspx/schneider-gv2l16_Datasheet1.pdf?A3889C9397807479A2A1C7A8BAA5959DB4AAC672B9AD62A0817BB389B3AB91A7B8AAB9B98365A098B6 | TESYS DECA CIRCUIT BREAKER MAGNETIC 3P 14A ROTARY HANDLE SCREW CLAMP TERMINALS | TeSys GV2 motor circuit breaker provides manual isolation, manual motor control and short circuit and thermal protection in 45 mm standard width. | Phase failure sensitive | yes
| 3 | Circuit Breakers and Fuses | Circuit Breakers | Motor Protection Circuit Breakers | TESYS DECA CIRCUIT BREAKER MAGNETIC 3P 14A ROTARY HANDLE | 2005076 | GV2L16 | SCHNEIDER ELECTRIC | 3100 | https://pim-kvc.soneparsea.com:3443/PictureServer/default.aspx/schneider-gv2l14_Image1.jpg?A3889C9397807479A2A1C7A8BAA5959DB4AAC672B9AD62A08179B38EBF9897998173BEB5B9 | https://pim-kvc.soneparsea.com:3443/PictureServer/default.aspx/schneider-gv2l16_Datasheet1.pdf?A3889C9397807479A2A1C7A8BAA5959DB4AAC672B9AD62A0817BB389B3AB91A7B8AAB9B98365A098B6 | TESYS DECA CIRCUIT BREAKER MAGNETIC 3P 14A ROTARY HANDLE SCREW CLAMP TERMINALS | TeSys GV2 motor circuit breaker provides manual isolation, manual motor control and short circuit and thermal protection in 45 mm standard width. | Switch off technique | Magnetic
| 3 | Circuit Breakers and Fuses | Circuit Breakers | Motor Protection Circuit Breakers | TESYS DECA CIRCUIT BREAKER MAGNETIC 3P 14A ROTARY HANDLE | 2005076 | GV2L16 | SCHNEIDER ELECTRIC | 3100 | https://pim-kvc.soneparsea.com:3443/PictureServer/default.aspx/schneider-gv2l14_Image1.jpg?A3889C9397807479A2A1C7A8BAA5959DB4AAC672B9AD62A08179B38EBF9897998173BEB5B9 | https://pim-kvc.soneparsea.com:3443/PictureServer/default.aspx/schneider-gv2l16_Datasheet1.pdf?A3889C9397807479A2A1C7A8BAA5959DB4AAC672B9AD62A0817BB389B3AB91A7B8AAB9B98365A098B6 | TESYS DECA CIRCUIT BREAKER MAGNETIC 3P 14A ROTARY HANDLE SCREW CLAMP TERMINALS | TeSys GV2 motor circuit breaker provides manual isolation, manual motor control and short circuit and thermal protection in 45 mm standard width. | Rated operating voltage | 690...690V
| 3 | Circuit Breakers and Fuses | Circuit Breakers | Motor Protection Circuit Breakers | TESYS DECA CIRCUIT BREAKER MAGNETIC 3P 14A ROTARY HANDLE | 2005076 | GV2L16 | SCHNEIDER ELECTRIC | 3100 | https://pim-kvc.soneparsea.com:3443/PictureServer/default.aspx/schneider-gv2l14_Image1.jpg?A3889C9397807479A2A1C7A8BAA5959DB4AAC672B9AD62A08179B38EBF9897998173BEB5B9 | https://pim-kvc.soneparsea.com:3443/PictureServer/default.aspx/schneider-gv2l16_Datasheet1.pdf?A3889C9397807479A2A1C7A8BAA5959DB4AAC672B9AD62A0817BB389B3AB91A7B8AAB9B98365A098B6 | TESYS DECA CIRCUIT BREAKER MAGNETIC 3P 14A ROTARY HANDLE SCREW CLAMP TERMINALS | TeSys GV2 motor circuit breaker provides manual isolation, manual motor control and short circuit and thermal protection in 45 mm standard width. | Rated permanent current Iu | 14A
| 3 | Circuit Breakers and Fuses | Circuit Breakers | Motor Protection Circuit Breakers | TESYS DECA CIRCUIT BREAKER MAGNETIC 3P 14A ROTARY HANDLE | 2005076 | GV2L16 | SCHNEIDER ELECTRIC | 3100 | https://pim-kvc.soneparsea.com:3443/PictureServer/default.aspx/schneider-gv2l14_Image1.jpg?A3889C9397807479A2A1C7A8BAA5959DB4AAC672B9AD62A08179B38EBF9897998173BEB5B9 | https://pim-kvc.soneparsea.com:3443/PictureServer/default.aspx/schneider-gv2l16_Datasheet1.pdf?A3889C9397807479A2A1C7A8BAA5959DB4AAC672B9AD62A0817BB389B3AB91A7B8AAB9B98365A098B6 | TESYS DECA CIRCUIT BREAKER MAGNETIC 3P 14A ROTARY HANDLE SCREW CLAMP TERMINALS | TeSys GV2 motor circuit breaker provides manual isolation, manual motor control and short circuit and thermal protection in 45 mm standard width. | Rated operation power at AC-3, 230 V | 0kW
| 3 | Circuit Breakers and Fuses | Circuit Breakers | Motor Protection Circuit Breakers | TESYS DECA CIRCUIT BREAKER MAGNETIC 3P 14A ROTARY HANDLE | 2005076 | GV2L16 | SCHNEIDER ELECTRIC | 3100 | https://pim-kvc.soneparsea.com:3443/PictureServer/default.aspx/schneider-gv2l14_Image1.jpg?A3889C9397807479A2A1C7A8BAA5959DB4AAC672B9AD62A08179B38EBF9897998173BEB5B9 | https://pim-kvc.soneparsea.com:3443/PictureServer/default.aspx/schneider-gv2l16_Datasheet1.pdf?A3889C9397807479A2A1C7A8BAA5959DB4AAC672B9AD62A0817BB389B3AB91A7B8AAB9B98365A098B6 | TESYS DECA CIRCUIT BREAKER MAGNETIC 3P 14A ROTARY HANDLE SCREW CLAMP TERMINALS | TeSys GV2 motor circuit breaker provides manual isolation, manual motor control and short circuit and thermal protection in 45 mm standard width. | Rated operation power at AC-3, 400 V | 5.5kW
| 3 | Circuit Breakers and Fuses | Circuit Breakers | Motor Protection Circuit Breakers | TESYS DECA CIRCUIT BREAKER MAGNETIC 3P 14A ROTARY HANDLE | 2005076 | GV2L16 | SCHNEIDER ELECTRIC | 3100 | https://pim-kvc.soneparsea.com:3443/PictureServer/default.aspx/schneider-gv2l14_Image1.jpg?A3889C9397807479A2A1C7A8BAA5959DB4AAC672B9AD62A08179B38EBF9897998173BEB5B9 | https://pim-kvc.soneparsea.com:3443/PictureServer/default.aspx/schneider-gv2l16_Datasheet1.pdf?A3889C9397807479A2A1C7A8BAA5959DB4AAC672B9AD62A0817BB389B3AB91A7B8AAB9B98365A098B6 | TESYS DECA CIRCUIT BREAKER MAGNETIC 3P 14A ROTARY HANDLE SCREW CLAMP TERMINALS | TeSys GV2 motor circuit breaker provides manual isolation, manual motor control and short circuit and thermal protection in 45 mm standard width. | Type of electrical connection of main circuit | Screw connection
| 3 | Circuit Breakers and Fuses | Circuit Breakers | Motor Protection Circuit Breakers | TESYS DECA CIRCUIT BREAKER MAGNETIC 3P 14A ROTARY HANDLE | 2005076 | GV2L16 | SCHNEIDER ELECTRIC | 3100 | https://pim-kvc.soneparsea.com:3443/PictureServer/default.aspx/schneider-gv2l14_Image1.jpg?A3889C9397807479A2A1C7A8BAA5959DB4AAC672B9AD62A08179B38EBF9897998173BEB5B9 | https://pim-kvc.soneparsea.com:3443/PictureServer/default.aspx/schneider-gv2l16_Datasheet1.pdf?A3889C9397807479A2A1C7A8BAA5959DB4AAC672B9AD62A0817BB389B3AB91A7B8AAB9B98365A098B6 | TESYS DECA CIRCUIT BREAKER MAGNETIC 3P 14A ROTARY HANDLE SCREW CLAMP TERMINALS | TeSys GV2 motor circuit breaker provides manual isolation, manual motor control and short circuit and thermal protection in 45 mm standard width. | Type of control element | Turn button
| 3 | Circuit Breakers and Fuses | Circuit Breakers | Motor Protection Circuit Breakers | TESYS DECA CIRCUIT BREAKER MAGNETIC 3P 14A ROTARY HANDLE | 2005076 | GV2L16 | SCHNEIDER ELECTRIC | 3100 | https://pim-kvc.soneparsea.com:3443/PictureServer/default.aspx/schneider-gv2l14_Image1.jpg?A3889C9397807479A2A1C7A8BAA5959DB4AAC672B9AD62A08179B38EBF9897998173BEB5B9 | https://pim-kvc.soneparsea.com:3443/PictureServer/default.aspx/schneider-gv2l16_Datasheet1.pdf?A3889C9397807479A2A1C7A8BAA5959DB4AAC672B9AD62A0817BB389B3AB91A7B8AAB9B98365A098B6 | TESYS DECA CIRCUIT BREAKER MAGNETIC 3P 14A ROTARY HANDLE SCREW CLAMP TERMINALS | TeSys GV2 motor circuit breaker provides manual isolation, manual motor control and short circuit and thermal protection in 45 mm standard width. | Device construction | Complete device in housing
| 3 | Circuit Breakers and Fuses | Circuit Breakers | Motor Protection Circuit Breakers | TESYS DECA CIRCUIT BREAKER MAGNETIC 3P 14A ROTARY HANDLE | 2005076 | GV2L16 | SCHNEIDER ELECTRIC | 3100 | https://pim-kvc.soneparsea.com:3443/PictureServer/default.aspx/schneider-gv2l14_Image1.jpg?A3889C9397807479A2A1C7A8BAA5959DB4AAC672B9AD62A08179B38EBF9897998173BEB5B9 | https://pim-kvc.soneparsea.com:3443/PictureServer/default.aspx/schneider-gv2l16_Datasheet1.pdf?A3889C9397807479A2A1C7A8BAA5959DB4AAC672B9AD62A0817BB389B3AB91A7B8AAB9B98365A098B6 | TESYS DECA CIRCUIT BREAKER MAGNETIC 3P 14A ROTARY HANDLE SCREW CLAMP TERMINALS | TeSys GV2 motor circuit breaker provides manual isolation, manual motor control and short circuit and thermal protection in 45 mm standard width. | With integrated auxiliary switch | no
| 3 | Circuit Breakers and Fuses | Circuit Breakers | Motor Protection Circuit Breakers | TESYS DECA CIRCUIT BREAKER MAGNETIC 3P 14A ROTARY HANDLE | 2005076 | GV2L16 | SCHNEIDER ELECTRIC | 3100 | https://pim-kvc.soneparsea.com:3443/PictureServer/default.aspx/schneider-gv2l14_Image1.jpg?A3889C9397807479A2A1C7A8BAA5959DB4AAC672B9AD62A08179B38EBF9897998173BEB5B9 | https://pim-kvc.soneparsea.com:3443/PictureServer/default.aspx/schneider-gv2l16_Datasheet1.pdf?A3889C9397807479A2A1C7A8BAA5959DB4AAC672B9AD62A0817BB389B3AB91A7B8AAB9B98365A098B6 | TESYS DECA CIRCUIT BREAKER MAGNETIC 3P 14A ROTARY HANDLE SCREW CLAMP TERMINALS | TeSys GV2 motor circuit breaker provides manual isolation, manual motor control and short circuit and thermal protection in 45 mm standard width. | With integrated under voltage release | no
| 3 | Circuit Breakers and Fuses | Circuit Breakers | Motor Protection Circuit Breakers | TESYS DECA CIRCUIT BREAKER MAGNETIC 3P 14A ROTARY HANDLE | 2005076 | GV2L16 | SCHNEIDER ELECTRIC | 3100 | https://pim-kvc.soneparsea.com:3443/PictureServer/default.aspx/schneider-gv2l14_Image1.jpg?A3889C9397807479A2A1C7A8BAA5959DB4AAC672B9AD62A08179B38EBF9897998173BEB5B9 | https://pim-kvc.soneparsea.com:3443/PictureServer/default.aspx/schneider-gv2l16_Datasheet1.pdf?A3889C9397807479A2A1C7A8BAA5959DB4AAC672B9AD62A0817BB389B3AB91A7B8AAB9B98365A098B6 | TESYS DECA CIRCUIT BREAKER MAGNETIC 3P 14A ROTARY HANDLE SCREW CLAMP TERMINALS | TeSys GV2 motor circuit breaker provides manual isolation, manual motor control and short circuit and thermal protection in 45 mm standard width. | Number of poles | 3
| 3 | Circuit Breakers and Fuses | Circuit Breakers | Motor Protection Circuit Breakers | TESYS DECA CIRCUIT BREAKER MAGNETIC 3P 14A ROTARY HANDLE | 2005076 | GV2L16 | SCHNEIDER ELECTRIC | 3100 | https://pim-kvc.soneparsea.com:3443/PictureServer/default.aspx/schneider-gv2l14_Image1.jpg?A3889C9397807479A2A1C7A8BAA5959DB4AAC672B9AD62A08179B38EBF9897998173BEB5B9 | https://pim-kvc.soneparsea.com:3443/PictureServer/default.aspx/schneider-gv2l16_Datasheet1.pdf?A3889C9397807479A2A1C7A8BAA5959DB4AAC672B9AD62A0817BB389B3AB91A7B8AAB9B98365A098B6 | TESYS DECA CIRCUIT BREAKER MAGNETIC 3P 14A ROTARY HANDLE SCREW CLAMP TERMINALS | TeSys GV2 motor circuit breaker provides manual isolation, manual motor control and short circuit and thermal protection in 45 mm standard width. | Rated short-circuit breaking capacity lcu at 400 V, AC | 50kA
| 3 | Circuit Breakers and Fuses | Circuit Breakers | Motor Protection Circuit Breakers | TESYS DECA CIRCUIT BREAKER MAGNETIC 3P 14A ROTARY HANDLE | 2005076 | GV2L16 | SCHNEIDER ELECTRIC | 3100 | https://pim-kvc.soneparsea.com:3443/PictureServer/default.aspx/schneider-gv2l14_Image1.jpg?A3889C9397807479A2A1C7A8BAA5959DB4AAC672B9AD62A08179B38EBF9897998173BEB5B9 | https://pim-kvc.soneparsea.com:3443/PictureServer/default.aspx/schneider-gv2l16_Datasheet1.pdf?A3889C9397807479A2A1C7A8BAA5959DB4AAC672B9AD62A0817BB389B3AB91A7B8AAB9B98365A098B6 | TESYS DECA CIRCUIT BREAKER MAGNETIC 3P 14A ROTARY HANDLE SCREW CLAMP TERMINALS | TeSys GV2 motor circuit breaker provides manual isolation, manual motor control and short circuit and thermal protection in 45 mm standard width. | Degree of protection (IP) | IP20
| 3 | Circuit Breakers and Fuses | Circuit Breakers | Motor Protection Circuit Breakers | TESYS DECA CIRCUIT BREAKER MAGNETIC 3P 14A ROTARY HANDLE | 2005076 | GV2L16 | SCHNEIDER ELECTRIC | 3100 | https://pim-kvc.soneparsea.com:3443/PictureServer/default.aspx/schneider-gv2l14_Image1.jpg?A3889C9397807479A2A1C7A8BAA5959DB4AAC672B9AD62A08179B38EBF9897998173BEB5B9 | https://pim-kvc.soneparsea.com:3443/PictureServer/default.aspx/schneider-gv2l16_Datasheet1.pdf?A3889C9397807479A2A1C7A8BAA5959DB4AAC672B9AD62A0817BB389B3AB91A7B8AAB9B98365A098B6 | TESYS DECA CIRCUIT BREAKER MAGNETIC 3P 14A ROTARY HANDLE SCREW CLAMP TERMINALS | TeSys GV2 motor circuit breaker provides manual isolation, manual motor control and short circuit and thermal protection in 45 mm standard width. | Height | 89mm
| 3 | Circuit Breakers and Fuses | Circuit Breakers | Motor Protection Circuit Breakers | TESYS DECA CIRCUIT BREAKER MAGNETIC 3P 14A ROTARY HANDLE | 2005076 | GV2L16 | SCHNEIDER ELECTRIC | 3100 | https://pim-kvc.soneparsea.com:3443/PictureServer/default.aspx/schneider-gv2l14_Image1.jpg?A3889C9397807479A2A1C7A8BAA5959DB4AAC672B9AD62A08179B38EBF9897998173BEB5B9 | https://pim-kvc.soneparsea.com:3443/PictureServer/default.aspx/schneider-gv2l16_Datasheet1.pdf?A3889C9397807479A2A1C7A8BAA5959DB4AAC672B9AD62A0817BB389B3AB91A7B8AAB9B98365A098B6 | TESYS DECA CIRCUIT BREAKER MAGNETIC 3P 14A ROTARY HANDLE SCREW CLAMP TERMINALS | TeSys GV2 motor circuit breaker provides manual isolation, manual motor control and short circuit and thermal protection in 45 mm standard width. | Width | 45mm
| 3 | Circuit Breakers and Fuses | Circuit Breakers | Motor Protection Circuit Breakers | TESYS DECA CIRCUIT BREAKER MAGNETIC 3P 14A ROTARY HANDLE | 2005076 | GV2L16 | SCHNEIDER ELECTRIC | 3100 | https://pim-kvc.soneparsea.com:3443/PictureServer/default.aspx/schneider-gv2l14_Image1.jpg?A3889C9397807479A2A1C7A8BAA5959DB4AAC672B9AD62A08179B38EBF9897998173BEB5B9 | https://pim-kvc.soneparsea.com:3443/PictureServer/default.aspx/schneider-gv2l16_Datasheet1.pdf?A3889C9397807479A2A1C7A8BAA5959DB4AAC672B9AD62A0817BB389B3AB91A7B8AAB9B98365A098B6 | TESYS DECA CIRCUIT BREAKER MAGNETIC 3P 14A ROTARY HANDLE SCREW CLAMP TERMINALS | TeSys GV2 motor circuit breaker provides manual isolation, manual motor control and short circuit and thermal protection in 45 mm standard width. | Depth | 97mm
| 3 | Circuit Breakers and Fuses | Circuit Breakers | Motor Protection Circuit Breakers | TESYS DECA CIRCUIT BREAKER MAGNETIC 3P 14A ROTARY HANDLE | 2005076 | GV2L16 | SCHNEIDER ELECTRIC | 3100 | https://pim-kvc.soneparsea.com:3443/PictureServer/default.aspx/schneider-gv2l14_Image1.jpg?A3889C9397807479A2A1C7A8BAA5959DB4AAC672B9AD62A08179B38EBF9897998173BEB5B9 | https://pim-kvc.soneparsea.com:3443/PictureServer/default.aspx/schneider-gv2l16_Datasheet1.pdf?A3889C9397807479A2A1C7A8BAA5959DB4AAC672B9AD62A0817BB389B3AB91A7B8AAB9B98365A098B6 | TESYS DECA CIRCUIT BREAKER MAGNETIC 3P 14A ROTARY HANDLE SCREW CLAMP TERMINALS | TeSys GV2 motor circuit breaker provides manual isolation, manual motor control and short circuit and thermal protection in 45 mm standard width. | Overload release current setting | 14...14A
| 3 | Circuit Breakers and Fuses | Circuit Breakers | Motor Protection Circuit Breakers | TESYS DECA CIRCUIT BREAKER MAGNETIC 3P 14A ROTARY HANDLE | 2005076 | GV2L16 | SCHNEIDER ELECTRIC | 3100 | https://pim-kvc.soneparsea.com:3443/PictureServer/default.aspx/schneider-gv2l14_Image1.jpg?A3889C9397807479A2A1C7A8BAA5959DB4AAC672B9AD62A08179B38EBF9897998173BEB5B9 | https://pim-kvc.soneparsea.com:3443/PictureServer/default.aspx/schneider-gv2l16_Datasheet1.pdf?A3889C9397807479A2A1C7A8BAA5959DB4AAC672B9AD62A0817BB389B3AB91A7B8AAB9B98365A098B6 | TESYS DECA CIRCUIT BREAKER MAGNETIC 3P 14A ROTARY HANDLE SCREW CLAMP TERMINALS | TeSys GV2 motor circuit breaker provides manual isolation, manual motor control and short circuit and thermal protection in 45 mm standard width. | Adjustment range undelayed short-circuit release | 170...170A
| 3 | Circuit Breakers and Fuses | Circuit Breakers | Motor Protection Circuit Breakers | TESYS DECA CIRCUIT BREAKER MAGNETIC 3P 14A ROTARY HANDLE | 2005076 | GV2L16 | SCHNEIDER ELECTRIC | 3100 | https://pim-kvc.soneparsea.com:3443/PictureServer/default.aspx/schneider-gv2l14_Image1.jpg?A3889C9397807479A2A1C7A8BAA5959DB4AAC672B9AD62A08179B38EBF9897998173BEB5B9 | https://pim-kvc.soneparsea.com:3443/PictureServer/default.aspx/schneider-gv2l16_Datasheet1.pdf?A3889C9397807479A2A1C7A8BAA5959DB4AAC672B9AD62A0817BB389B3AB91A7B8AAB9B98365A098B6 | TESYS DECA CIRCUIT BREAKER MAGNETIC 3P 14A ROTARY HANDLE SCREW CLAMP TERMINALS | TeSys GV2 motor circuit breaker provides manual isolation, manual motor control and short circuit and thermal protection in 45 mm standard width. | Phase failure sensitive | yes
| 3 | Circuit Breakers and Fuses | Circuit Breakers | Motor Protection Circuit Breakers | TESYS DECA CIRCUIT BREAKER MAGNETIC 3P 14A ROTARY HANDLE | 2005076 | GV2L16 | SCHNEIDER ELECTRIC | 3100 | https://pim-kvc.soneparsea.com:3443/PictureServer/default.aspx/schneider-gv2l14_Image1.jpg?A3889C9397807479A2A1C7A8BAA5959DB4AAC672B9AD62A08179B38EBF9897998173BEB5B9 | https://pim-kvc.soneparsea.com:3443/PictureServer/default.aspx/schneider-gv2l16_Datasheet1.pdf?A3889C9397807479A2A1C7A8BAA5959DB4AAC672B9AD62A0817BB389B3AB91A7B8AAB9B98365A098B6 | TESYS DECA CIRCUIT BREAKER MAGNETIC 3P 14A ROTARY HANDLE SCREW CLAMP TERMINALS | TeSys GV2 motor circuit breaker provides manual isolation, manual motor control and short circuit and thermal protection in 45 mm standard width. | Switch off technique | Magnetic
| 3 | Circuit Breakers and Fuses | Circuit Breakers | Motor Protection Circuit Breakers | TESYS DECA CIRCUIT BREAKER MAGNETIC 3P 14A ROTARY HANDLE | 2005076 | GV2L16 | SCHNEIDER ELECTRIC | 3100 | https://pim-kvc.soneparsea.com:3443/PictureServer/default.aspx/schneider-gv2l14_Image1.jpg?A3889C9397807479A2A1C7A8BAA5959DB4AAC672B9AD62A08179B38EBF9897998173BEB5B9 | https://pim-kvc.soneparsea.com:3443/PictureServer/default.aspx/schneider-gv2l16_Datasheet1.pdf?A3889C9397807479A2A1C7A8BAA5959DB4AAC672B9AD62A0817BB389B3AB91A7B8AAB9B98365A098B6 | TESYS DECA CIRCUIT BREAKER MAGNETIC 3P 14A ROTARY HANDLE SCREW CLAMP TERMINALS | TeSys GV2 motor circuit breaker provides manual isolation, manual motor control and short circuit and thermal protection in 45 mm standard width. | Rated operating voltage | 690...690V
| 3 | Circuit Breakers and Fuses | Circuit Breakers | Motor Protection Circuit Breakers | TESYS DECA CIRCUIT BREAKER MAGNETIC 3P 14A ROTARY HANDLE | 2005076 | GV2L16 | SCHNEIDER ELECTRIC | 3100 | https://pim-kvc.soneparsea.com:3443/PictureServer/default.aspx/schneider-gv2l14_Image1.jpg?A3889C9397807479A2A1C7A8BAA5959DB4AAC672B9AD62A08179B38EBF9897998173BEB5B9 | https://pim-kvc.soneparsea.com:3443/PictureServer/default.aspx/schneider-gv2l16_Datasheet1.pdf?A3889C9397807479A2A1C7A8BAA5959DB4AAC672B9AD62A0817BB389B3AB91A7B8AAB9B98365A098B6 | TESYS DECA CIRCUIT BREAKER MAGNETIC 3P 14A ROTARY HANDLE SCREW CLAMP TERMINALS | TeSys GV2 motor circuit breaker provides manual isolation, manual motor control and short circuit and thermal protection in 45 mm standard width. | Rated permanent current Iu | 14A
| 3 | Circuit Breakers and Fuses | Circuit Breakers | Motor Protection Circuit Breakers | TESYS DECA CIRCUIT BREAKER MAGNETIC 3P 14A ROTARY HANDLE | 2005076 | GV2L16 | SCHNEIDER ELECTRIC | 3100 | https://pim-kvc.soneparsea.com:3443/PictureServer/default.aspx/schneider-gv2l14_Image1.jpg?A3889C9397807479A2A1C7A8BAA5959DB4AAC672B9AD62A08179B38EBF9897998173BEB5B9 | https://pim-kvc.soneparsea.com:3443/PictureServer/default.aspx/schneider-gv2l16_Datasheet1.pdf?A3889C9397807479A2A1C7A8BAA5959DB4AAC672B9AD62A0817BB389B3AB91A7B8AAB9B98365A098B6 | TESYS DECA CIRCUIT BREAKER MAGNETIC 3P 14A ROTARY HANDLE SCREW CLAMP TERMINALS | TeSys GV2 motor circuit breaker provides manual isolation, manual motor control and short circuit and thermal protection in 45 mm standard width. | Rated operation power at AC-3, 230 V | 0kW
| 3 | Circuit Breakers and Fuses | Circuit Breakers | Motor Protection Circuit Breakers | TESYS DECA CIRCUIT BREAKER MAGNETIC 3P 14A ROTARY HANDLE | 2005076 | GV2L16 | SCHNEIDER ELECTRIC | 3100 | https://pim-kvc.soneparsea.com:3443/PictureServer/default.aspx/schneider-gv2l14_Image1.jpg?A3889C9397807479A2A1C7A8BAA5959DB4AAC672B9AD62A08179B38EBF9897998173BEB5B9 | https://pim-kvc.soneparsea.com:3443/PictureServer/default.aspx/schneider-gv2l16_Datasheet1.pdf?A3889C9397807479A2A1C7A8BAA5959DB4AAC672B9AD62A0817BB389B3AB91A7B8AAB9B98365A098B6 | TESYS DECA CIRCUIT BREAKER MAGNETIC 3P 14A ROTARY HANDLE SCREW CLAMP TERMINALS | TeSys GV2 motor circuit breaker provides manual isolation, manual motor control and short circuit and thermal protection in 45 mm standard width. | Rated operation power at AC-3, 400 V | 5.5kW
| 3 | Circuit Breakers and Fuses | Circuit Breakers | Motor Protection Circuit Breakers | TESYS DECA CIRCUIT BREAKER MAGNETIC 3P 14A ROTARY HANDLE | 2005076 | GV2L16 | SCHNEIDER ELECTRIC | 3100 | https://pim-kvc.soneparsea.com:3443/PictureServer/default.aspx/schneider-gv2l14_Image1.jpg?A3889C9397807479A2A1C7A8BAA5959DB4AAC672B9AD62A08179B38EBF9897998173BEB5B9 | https://pim-kvc.soneparsea.com:3443/PictureServer/default.aspx/schneider-gv2l16_Datasheet1.pdf?A3889C9397807479A2A1C7A8BAA5959DB4AAC672B9AD62A0817BB389B3AB91A7B8AAB9B98365A098B6 | TESYS DECA CIRCUIT BREAKER MAGNETIC 3P 14A ROTARY HANDLE SCREW CLAMP TERMINALS | TeSys GV2 motor circuit breaker provides manual isolation, manual motor control and short circuit and thermal protection in 45 mm standard width. | Type of electrical connection of main circuit | Screw connection
| 3 | Circuit Breakers and Fuses | Circuit Breakers | Motor Protection Circuit Breakers | TESYS DECA CIRCUIT BREAKER MAGNETIC 3P 14A ROTARY HANDLE | 2005076 | GV2L16 | SCHNEIDER ELECTRIC | 3100 | https://pim-kvc.soneparsea.com:3443/PictureServer/default.aspx/schneider-gv2l14_Image1.jpg?A3889C9397807479A2A1C7A8BAA5959DB4AAC672B9AD62A08179B38EBF9897998173BEB5B9 | https://pim-kvc.soneparsea.com:3443/PictureServer/default.aspx/schneider-gv2l16_Datasheet1.pdf?A3889C9397807479A2A1C7A8BAA5959DB4AAC672B9AD62A0817BB389B3AB91A7B8AAB9B98365A098B6 | TESYS DECA CIRCUIT BREAKER MAGNETIC 3P 14A ROTARY HANDLE SCREW CLAMP TERMINALS | TeSys GV2 motor circuit breaker provides manual isolation, manual motor control and short circuit and thermal protection in 45 mm standard width. | Type of control element | Turn button
| 3 | Circuit Breakers and Fuses | Circuit Breakers | Motor Protection Circuit Breakers | TESYS DECA CIRCUIT BREAKER MAGNETIC 3P 14A ROTARY HANDLE | 2005076 | GV2L16 | SCHNEIDER ELECTRIC | 3100 | https://pim-kvc.soneparsea.com:3443/PictureServer/default.aspx/schneider-gv2l14_Image1.jpg?A3889C9397807479A2A1C7A8BAA5959DB4AAC672B9AD62A08179B38EBF9897998173BEB5B9 | https://pim-kvc.soneparsea.com:3443/PictureServer/default.aspx/schneider-gv2l16_Datasheet1.pdf?A3889C9397807479A2A1C7A8BAA5959DB4AAC672B9AD62A0817BB389B3AB91A7B8AAB9B98365A098B6 | TESYS DECA CIRCUIT BREAKER MAGNETIC 3P 14A ROTARY HANDLE SCREW CLAMP TERMINALS | TeSys GV2 motor circuit breaker provides manual isolation, manual motor control and short circuit and thermal protection in 45 mm standard width. | Device construction | Complete device in housing
| 3 | Circuit Breakers and Fuses | Circuit Breakers | Motor Protection Circuit Breakers | TESYS DECA CIRCUIT BREAKER MAGNETIC 3P 14A ROTARY HANDLE | 2005076 | GV2L16 | SCHNEIDER ELECTRIC | 3100 | https://pim-kvc.soneparsea.com:3443/PictureServer/default.aspx/schneider-gv2l14_Image1.jpg?A3889C9397807479A2A1C7A8BAA5959DB4AAC672B9AD62A08179B38EBF9897998173BEB5B9 | https://pim-kvc.soneparsea.com:3443/PictureServer/default.aspx/schneider-gv2l16_Datasheet1.pdf?A3889C9397807479A2A1C7A8BAA5959DB4AAC672B9AD62A0817BB389B3AB91A7B8AAB9B98365A098B6 | TESYS DECA CIRCUIT BREAKER MAGNETIC 3P 14A ROTARY HANDLE SCREW CLAMP TERMINALS | TeSys GV2 motor circuit breaker provides manual isolation, manual motor control and short circuit and thermal protection in 45 mm standard width. | With integrated auxiliary switch | no
| 3 | Circuit Breakers and Fuses | Circuit Breakers | Motor Protection Circuit Breakers | TESYS DECA CIRCUIT BREAKER MAGNETIC 3P 14A ROTARY HANDLE | 2005076 | GV2L16 | SCHNEIDER ELECTRIC | 3100 | https://pim-kvc.soneparsea.com:3443/PictureServer/default.aspx/schneider-gv2l14_Image1.jpg?A3889C9397807479A2A1C7A8BAA5959DB4AAC672B9AD62A08179B38EBF9897998173BEB5B9 | https://pim-kvc.soneparsea.com:3443/PictureServer/default.aspx/schneider-gv2l16_Datasheet1.pdf?A3889C9397807479A2A1C7A8BAA5959DB4AAC672B9AD62A0817BB389B3AB91A7B8AAB9B98365A098B6 | TESYS DECA CIRCUIT BREAKER MAGNETIC 3P 14A ROTARY HANDLE SCREW CLAMP TERMINALS | TeSys GV2 motor circuit breaker provides manual isolation, manual motor control and short circuit and thermal protection in 45 mm standard width. | With integrated under voltage release | no
| 3 | Circuit Breakers and Fuses | Circuit Breakers | Motor Protection Circuit Breakers | TESYS DECA CIRCUIT BREAKER MAGNETIC 3P 14A ROTARY HANDLE | 2005076 | GV2L16 | SCHNEIDER ELECTRIC | 3100 | https://pim-kvc.soneparsea.com:3443/PictureServer/default.aspx/schneider-gv2l14_Image1.jpg?A3889C9397807479A2A1C7A8BAA5959DB4AAC672B9AD62A08179B38EBF9897998173BEB5B9 | https://pim-kvc.soneparsea.com:3443/PictureServer/default.aspx/schneider-gv2l16_Datasheet1.pdf?A3889C9397807479A2A1C7A8BAA5959DB4AAC672B9AD62A0817BB389B3AB91A7B8AAB9B98365A098B6 | TESYS DECA CIRCUIT BREAKER MAGNETIC 3P 14A ROTARY HANDLE SCREW CLAMP TERMINALS | TeSys GV2 motor circuit breaker provides manual isolation, manual motor control and short circuit and thermal protection in 45 mm standard width. | Number of poles | 3
| 3 | Circuit Breakers and Fuses | Circuit Breakers | Motor Protection Circuit Breakers | TESYS DECA CIRCUIT BREAKER MAGNETIC 3P 14A ROTARY HANDLE | 2005076 | GV2L16 | SCHNEIDER ELECTRIC | 3100 | https://pim-kvc.soneparsea.com:3443/PictureServer/default.aspx/schneider-gv2l14_Image1.jpg?A3889C9397807479A2A1C7A8BAA5959DB4AAC672B9AD62A08179B38EBF9897998173BEB5B9 | https://pim-kvc.soneparsea.com:3443/PictureServer/default.aspx/schneider-gv2l16_Datasheet1.pdf?A3889C9397807479A2A1C7A8BAA5959DB4AAC672B9AD62A0817BB389B3AB91A7B8AAB9B98365A098B6 | TESYS DECA CIRCUIT BREAKER MAGNETIC 3P 14A ROTARY HANDLE SCREW CLAMP TERMINALS | TeSys GV2 motor circuit breaker provides manual isolation, manual motor control and short circuit and thermal protection in 45 mm standard width. | Rated short-circuit breaking capacity lcu at 400 V, AC | 50kA
| 3 | Circuit Breakers and Fuses | Circuit Breakers | Motor Protection Circuit Breakers | TESYS DECA CIRCUIT BREAKER MAGNETIC 3P 14A ROTARY HANDLE | 2005076 | GV2L16 | SCHNEIDER ELECTRIC | 3100 | https://pim-kvc.soneparsea.com:3443/PictureServer/default.aspx/schneider-gv2l14_Image1.jpg?A3889C9397807479A2A1C7A8BAA5959DB4AAC672B9AD62A08179B38EBF9897998173BEB5B9 | https://pim-kvc.soneparsea.com:3443/PictureServer/default.aspx/schneider-gv2l16_Datasheet1.pdf?A3889C9397807479A2A1C7A8BAA5959DB4AAC672B9AD62A0817BB389B3AB91A7B8AAB9B98365A098B6 | TESYS DECA CIRCUIT BREAKER MAGNETIC 3P 14A ROTARY HANDLE SCREW CLAMP TERMINALS | TeSys GV2 motor circuit breaker provides manual isolation, manual motor control and short circuit and thermal protection in 45 mm standard width. | Degree of protection (IP) | IP20
| 3 | Circuit Breakers and Fuses | Circuit Breakers | Motor Protection Circuit Breakers | TESYS DECA CIRCUIT BREAKER MAGNETIC 3P 14A ROTARY HANDLE | 2005076 | GV2L16 | SCHNEIDER ELECTRIC | 3100 | https://pim-kvc.soneparsea.com:3443/PictureServer/default.aspx/schneider-gv2l14_Image1.jpg?A3889C9397807479A2A1C7A8BAA5959DB4AAC672B9AD62A08179B38EBF9897998173BEB5B9 | https://pim-kvc.soneparsea.com:3443/PictureServer/default.aspx/schneider-gv2l16_Datasheet1.pdf?A3889C9397807479A2A1C7A8BAA5959DB4AAC672B9AD62A0817BB389B3AB91A7B8AAB9B98365A098B6 | TESYS DECA CIRCUIT BREAKER MAGNETIC 3P 14A ROTARY HANDLE SCREW CLAMP TERMINALS | TeSys GV2 motor circuit breaker provides manual isolation, manual motor control and short circuit and thermal protection in 45 mm standard width. | Height | 89mm
| 3 | Circuit Breakers and Fuses | Circuit Breakers | Motor Protection Circuit Breakers | TESYS DECA CIRCUIT BREAKER MAGNETIC 3P 14A ROTARY HANDLE | 2005076 | GV2L16 | SCHNEIDER ELECTRIC | 3100 | https://pim-kvc.soneparsea.com:3443/PictureServer/default.aspx/schneider-gv2l14_Image1.jpg?A3889C9397807479A2A1C7A8BAA5959DB4AAC672B9AD62A08179B38EBF9897998173BEB5B9 | https://pim-kvc.soneparsea.com:3443/PictureServer/default.aspx/schneider-gv2l16_Datasheet1.pdf?A3889C9397807479A2A1C7A8BAA5959DB4AAC672B9AD62A0817BB389B3AB91A7B8AAB9B98365A098B6 | TESYS DECA CIRCUIT BREAKER MAGNETIC 3P 14A ROTARY HANDLE SCREW CLAMP TERMINALS | TeSys GV2 motor circuit breaker provides manual isolation, manual motor control and short circuit and thermal protection in 45 mm standard width. | Width | 45mm
| 3 | Circuit Breakers and Fuses | Circuit Breakers | Motor Protection Circuit Breakers | TESYS DECA CIRCUIT BREAKER MAGNETIC 3P 14A ROTARY HANDLE | 2005076 | GV2L16 | SCHNEIDER ELECTRIC | 3100 | https://pim-kvc.soneparsea.com:3443/PictureServer/default.aspx/schneider-gv2l14_Image1.jpg?A3889C9397807479A2A1C7A8BAA5959DB4AAC672B9AD62A08179B38EBF9897998173BEB5B9 | https://pim-kvc.soneparsea.com:3443/PictureServer/default.aspx/schneider-gv2l16_Datasheet1.pdf?A3889C9397807479A2A1C7A8BAA5959DB4AAC672B9AD62A0817BB389B3AB91A7B8AAB9B98365A098B6 | TESYS DECA CIRCUIT BREAKER MAGNETIC 3P 14A ROTARY HANDLE SCREW CLAMP TERMINALS | TeSys GV2 motor circuit breaker provides manual isolation, manual motor control and short circuit and thermal protection in 45 mm standard width. | Depth | 97mm
| 3 | Circuit Breakers and Fuses | Circuit Breakers | Motor Protection Circuit Breakers | TESYS DECA CIRCUIT BREAKER MAGNETIC 3P 14A ROTARY HANDLE | 2005076 | GV2L16 | SCHNEIDER ELECTRIC | 3100 | https://pim-kvc.soneparsea.com:3443/PictureServer/default.aspx/schneider-gv2l14_Image1.jpg?A3889C9397807479A2A1C7A8BAA5959DB4AAC672B9AD62A08179B38EBF9897998173BEB5B9 | https://pim-kvc.soneparsea.com:3443/PictureServer/default.aspx/schneider-gv2l16_Datasheet1.pdf?A3889C9397807479A2A1C7A8BAA5959DB4AAC672B9AD62A0817BB389B3AB91A7B8AAB9B98365A098B6 | TESYS DECA CIRCUIT BREAKER MAGNETIC 3P 14A ROTARY HANDLE SCREW CLAMP TERMINALS | TeSys GV2 motor circuit breaker provides manual isolation, manual motor control and short circuit and thermal protection in 45 mm standard width. | Overload release current setting | 14...14A
| 3 | Circuit Breakers and Fuses | Circuit Breakers | Motor Protection Circuit Breakers | TESYS DECA CIRCUIT BREAKER MAGNETIC 3P 14A ROTARY HANDLE | 2005076 | GV2L16 | SCHNEIDER ELECTRIC | 3100 | https://pim-kvc.soneparsea.com:3443/PictureServer/default.aspx/schneider-gv2l14_Image1.jpg?A3889C9397807479A2A1C7A8BAA5959DB4AAC672B9AD62A08179B38EBF9897998173BEB5B9 | https://pim-kvc.soneparsea.com:3443/PictureServer/default.aspx/schneider-gv2l16_Datasheet1.pdf?A3889C9397807479A2A1C7A8BAA5959DB4AAC672B9AD62A0817BB389B3AB91A7B8AAB9B98365A098B6 | TESYS DECA CIRCUIT BREAKER MAGNETIC 3P 14A ROTARY HANDLE SCREW CLAMP TERMINALS | TeSys GV2 motor circuit breaker provides manual isolation, manual motor control and short circuit and thermal protection in 45 mm standard width. | Adjustment range undelayed short-circuit release | 170...170A
| 3 | Circuit Breakers and Fuses | Circuit Breakers | Motor Protection Circuit Breakers | TESYS DECA CIRCUIT BREAKER MAGNETIC 3P 14A ROTARY HANDLE | 2005076 | GV2L16 | SCHNEIDER ELECTRIC | 3100 | https://pim-kvc.soneparsea.com:3443/PictureServer/default.aspx/schneider-gv2l14_Image1.jpg?A3889C9397807479A2A1C7A8BAA5959DB4AAC672B9AD62A08179B38EBF9897998173BEB5B9 | https://pim-kvc.soneparsea.com:3443/PictureServer/default.aspx/schneider-gv2l16_Datasheet1.pdf?A3889C9397807479A2A1C7A8BAA5959DB4AAC672B9AD62A0817BB389B3AB91A7B8AAB9B98365A098B6 | TESYS DECA CIRCUIT BREAKER MAGNETIC 3P 14A ROTARY HANDLE SCREW CLAMP TERMINALS | TeSys GV2 motor circuit breaker provides manual isolation, manual motor control and short circuit and thermal protection in 45 mm standard width. | Phase failure sensitive | yes
| 3 | Circuit Breakers and Fuses | Circuit Breakers | Motor Protection Circuit Breakers | TESYS DECA CIRCUIT BREAKER MAGNETIC 3P 14A ROTARY HANDLE | 2005076 | GV2L16 | SCHNEIDER ELECTRIC | 3100 | https://pim-kvc.soneparsea.com:3443/PictureServer/default.aspx/schneider-gv2l14_Image1.jpg?A3889C9397807479A2A1C7A8BAA5959DB4AAC672B9AD62A08179B38EBF9897998173BEB5B9 | https://pim-kvc.soneparsea.com:3443/PictureServer/default.aspx/schneider-gv2l16_Datasheet1.pdf?A3889C9397807479A2A1C7A8BAA5959DB4AAC672B9AD62A0817BB389B3AB91A7B8AAB9B98365A098B6 | TESYS DECA CIRCUIT BREAKER MAGNETIC 3P 14A ROTARY HANDLE SCREW CLAMP TERMINALS | TeSys GV2 motor circuit breaker provides manual isolation, manual motor control and short circuit and thermal protection in 45 mm standard width. | Switch off technique | Magnetic
| 3 | Circuit Breakers and Fuses | Circuit Breakers | Motor Protection Circuit Breakers | TESYS DECA CIRCUIT BREAKER MAGNETIC 3P 14A ROTARY HANDLE | 2005076 | GV2L16 | SCHNEIDER ELECTRIC | 3100 | https://pim-kvc.soneparsea.com:3443/PictureServer/default.aspx/schneider-gv2l14_Image1.jpg?A3889C9397807479A2A1C7A8BAA5959DB4AAC672B9AD62A08179B38EBF9897998173BEB5B9 | https://pim-kvc.soneparsea.com:3443/PictureServer/default.aspx/schneider-gv2l16_Datasheet1.pdf?A3889C9397807479A2A1C7A8BAA5959DB4AAC672B9AD62A0817BB389B3AB91A7B8AAB9B98365A098B6 | TESYS DECA CIRCUIT BREAKER MAGNETIC 3P 14A ROTARY HANDLE SCREW CLAMP TERMINALS | TeSys GV2 motor circuit breaker provides manual isolation, manual motor control and short circuit and thermal protection in 45 mm standard width. | Rated operating voltage | 690...690V
| 3 | Circuit Breakers and Fuses | Circuit Breakers | Motor Protection Circuit Breakers | TESYS DECA CIRCUIT BREAKER MAGNETIC 3P 14A ROTARY HANDLE | 2005076 | GV2L16 | SCHNEIDER ELECTRIC | 3100 | https://pim-kvc.soneparsea.com:3443/PictureServer/default.aspx/schneider-gv2l14_Image1.jpg?A3889C9397807479A2A1C7A8BAA5959DB4AAC672B9AD62A08179B38EBF9897998173BEB5B9 | https://pim-kvc.soneparsea.com:3443/PictureServer/default.aspx/schneider-gv2l16_Datasheet1.pdf?A3889C9397807479A2A1C7A8BAA5959DB4AAC672B9AD62A0817BB389B3AB91A7B8AAB9B98365A098B6 | TESYS DECA CIRCUIT BREAKER MAGNETIC 3P 14A ROTARY HANDLE SCREW CLAMP TERMINALS | TeSys GV2 motor circuit breaker provides manual isolation, manual motor control and short circuit and thermal protection in 45 mm standard width. | Rated permanent current Iu | 14A
| 3 | Circuit Breakers and Fuses | Circuit Breakers | Motor Protection Circuit Breakers | TESYS DECA CIRCUIT BREAKER MAGNETIC 3P 14A ROTARY HANDLE | 2005076 | GV2L16 | SCHNEIDER ELECTRIC | 3100 | https://pim-kvc.soneparsea.com:3443/PictureServer/default.aspx/schneider-gv2l14_Image1.jpg?A3889C9397807479A2A1C7A8BAA5959DB4AAC672B9AD62A08179B38EBF9897998173BEB5B9 | https://pim-kvc.soneparsea.com:3443/PictureServer/default.aspx/schneider-gv2l16_Datasheet1.pdf?A3889C9397807479A2A1C7A8BAA5959DB4AAC672B9AD62A0817BB389B3AB91A7B8AAB9B98365A098B6 | TESYS DECA CIRCUIT BREAKER MAGNETIC 3P 14A ROTARY HANDLE SCREW CLAMP TERMINALS | TeSys GV2 motor circuit breaker provides manual isolation, manual motor control and short circuit and thermal protection in 45 mm standard width. | Rated operation power at AC-3, 230 V | 0kW
| 3 | Circuit Breakers and Fuses | Circuit Breakers | Motor Protection Circuit Breakers | TESYS DECA CIRCUIT BREAKER MAGNETIC 3P 14A ROTARY HANDLE | 2005076 | GV2L16 | SCHNEIDER ELECTRIC | 3100 | https://pim-kvc.soneparsea.com:3443/PictureServer/default.aspx/schneider-gv2l14_Image1.jpg?A3889C9397807479A2A1C7A8BAA5959DB4AAC672B9AD62A08179B38EBF9897998173BEB5B9 | https://pim-kvc.soneparsea.com:3443/PictureServer/default.aspx/schneider-gv2l16_Datasheet1.pdf?A3889C9397807479A2A1C7A8BAA5959DB4AAC672B9AD62A0817BB389B3AB91A7B8AAB9B98365A098B6 | TESYS DECA CIRCUIT BREAKER MAGNETIC 3P 14A ROTARY HANDLE SCREW CLAMP TERMINALS | TeSys GV2 motor circuit breaker provides manual isolation, manual motor control and short circuit and thermal protection in 45 mm standard width. | Rated operation power at AC-3, 400 V | 5.5kW
| 3 | Circuit Breakers and Fuses | Circuit Breakers | Motor Protection Circuit Breakers | TESYS DECA CIRCUIT BREAKER MAGNETIC 3P 14A ROTARY HANDLE | 2005076 | GV2L16 | SCHNEIDER ELECTRIC | 3100 | https://pim-kvc.soneparsea.com:3443/PictureServer/default.aspx/schneider-gv2l14_Image1.jpg?A3889C9397807479A2A1C7A8BAA5959DB4AAC672B9AD62A08179B38EBF9897998173BEB5B9 | https://pim-kvc.soneparsea.com:3443/PictureServer/default.aspx/schneider-gv2l16_Datasheet1.pdf?A3889C9397807479A2A1C7A8BAA5959DB4AAC672B9AD62A0817BB389B3AB91A7B8AAB9B98365A098B6 | TESYS DECA CIRCUIT BREAKER MAGNETIC 3P 14A ROTARY HANDLE SCREW CLAMP TERMINALS | TeSys GV2 motor circuit breaker provides manual isolation, manual motor control and short circuit and thermal protection in 45 mm standard width. | Type of electrical connection of main circuit | Screw connection
| 3 | Circuit Breakers and Fuses | Circuit Breakers | Motor Protection Circuit Breakers | TESYS DECA CIRCUIT BREAKER MAGNETIC 3P 14A ROTARY HANDLE | 2005076 | GV2L16 | SCHNEIDER ELECTRIC | 3100 | https://pim-kvc.soneparsea.com:3443/PictureServer/default.aspx/schneider-gv2l14_Image1.jpg?A3889C9397807479A2A1C7A8BAA5959DB4AAC672B9AD62A08179B38EBF9897998173BEB5B9 | https://pim-kvc.soneparsea.com:3443/PictureServer/default.aspx/schneider-gv2l16_Datasheet1.pdf?A3889C9397807479A2A1C7A8BAA5959DB4AAC672B9AD62A0817BB389B3AB91A7B8AAB9B98365A098B6 | TESYS DECA CIRCUIT BREAKER MAGNETIC 3P 14A ROTARY HANDLE SCREW CLAMP TERMINALS | TeSys GV2 motor circuit breaker provides manual isolation, manual motor control and short circuit and thermal protection in 45 mm standard width. | Type of control element | Turn button
| 3 | Circuit Breakers and Fuses | Circuit Breakers | Motor Protection Circuit Breakers | TESYS DECA CIRCUIT BREAKER MAGNETIC 3P 14A ROTARY HANDLE | 2005076 | GV2L16 | SCHNEIDER ELECTRIC | 3100 | https://pim-kvc.soneparsea.com:3443/PictureServer/default.aspx/schneider-gv2l14_Image1.jpg?A3889C9397807479A2A1C7A8BAA5959DB4AAC672B9AD62A08179B38EBF9897998173BEB5B9 | https://pim-kvc.soneparsea.com:3443/PictureServer/default.aspx/schneider-gv2l16_Datasheet1.pdf?A3889C9397807479A2A1C7A8BAA5959DB4AAC672B9AD62A0817BB389B3AB91A7B8AAB9B98365A098B6 | TESYS DECA CIRCUIT BREAKER MAGNETIC 3P 14A ROTARY HANDLE SCREW CLAMP TERMINALS | TeSys GV2 motor circuit breaker provides manual isolation, manual motor control and short circuit and thermal protection in 45 mm standard width. | Device construction | Complete device in housing
| 3 | Circuit Breakers and Fuses | Circuit Breakers | Motor Protection Circuit Breakers | TESYS DECA CIRCUIT BREAKER MAGNETIC 3P 14A ROTARY HANDLE | 2005076 | GV2L16 | SCHNEIDER ELECTRIC | 3100 | https://pim-kvc.soneparsea.com:3443/PictureServer/default.aspx/schneider-gv2l14_Image1.jpg?A3889C9397807479A2A1C7A8BAA5959DB4AAC672B9AD62A08179B38EBF9897998173BEB5B9 | https://pim-kvc.soneparsea.com:3443/PictureServer/default.aspx/schneider-gv2l16_Datasheet1.pdf?A3889C9397807479A2A1C7A8BAA5959DB4AAC672B9AD62A0817BB389B3AB91A7B8AAB9B98365A098B6 | TESYS DECA CIRCUIT BREAKER MAGNETIC 3P 14A ROTARY HANDLE SCREW CLAMP TERMINALS | TeSys GV2 motor circuit breaker provides manual isolation, manual motor control and short circuit and thermal protection in 45 mm standard width. | With integrated auxiliary switch | no
| 3 | Circuit Breakers and Fuses | Circuit Breakers | Motor Protection Circuit Breakers | TESYS DECA CIRCUIT BREAKER MAGNETIC 3P 14A ROTARY HANDLE | 2005076 | GV2L16 | SCHNEIDER ELECTRIC | 3100 | https://pim-kvc.soneparsea.com:3443/PictureServer/default.aspx/schneider-gv2l14_Image1.jpg?A3889C9397807479A2A1C7A8BAA5959DB4AAC672B9AD62A08179B38EBF9897998173BEB5B9 | https://pim-kvc.soneparsea.com:3443/PictureServer/default.aspx/schneider-gv2l16_Datasheet1.pdf?A3889C9397807479A2A1C7A8BAA5959DB4AAC672B9AD62A0817BB389B3AB91A7B8AAB9B98365A098B6 | TESYS DECA CIRCUIT BREAKER MAGNETIC 3P 14A ROTARY HANDLE SCREW CLAMP TERMINALS | TeSys GV2 motor circuit breaker provides manual isolation, manual motor control and short circuit and thermal protection in 45 mm standard width. | With integrated under voltage release | no
| 3 | Circuit Breakers and Fuses | Circuit Breakers | Motor Protection Circuit Breakers | TESYS DECA CIRCUIT BREAKER MAGNETIC 3P 14A ROTARY HANDLE | 2005076 | GV2L16 | SCHNEIDER ELECTRIC | 3100 | https://pim-kvc.soneparsea.com:3443/PictureServer/default.aspx/schneider-gv2l14_Image1.jpg?A3889C9397807479A2A1C7A8BAA5959DB4AAC672B9AD62A08179B38EBF9897998173BEB5B9 | https://pim-kvc.soneparsea.com:3443/PictureServer/default.aspx/schneider-gv2l16_Datasheet1.pdf?A3889C9397807479A2A1C7A8BAA5959DB4AAC672B9AD62A0817BB389B3AB91A7B8AAB9B98365A098B6 | TESYS DECA CIRCUIT BREAKER MAGNETIC 3P 14A ROTARY HANDLE SCREW CLAMP TERMINALS | TeSys GV2 motor circuit breaker provides manual isolation, manual motor control and short circuit and thermal protection in 45 mm standard width. | Number of poles | 3
| 3 | Circuit Breakers and Fuses | Circuit Breakers | Motor Protection Circuit Breakers | TESYS DECA CIRCUIT BREAKER MAGNETIC 3P 14A ROTARY HANDLE | 2005076 | GV2L16 | SCHNEIDER ELECTRIC | 3100 | https://pim-kvc.soneparsea.com:3443/PictureServer/default.aspx/schneider-gv2l14_Image1.jpg?A3889C9397807479A2A1C7A8BAA5959DB4AAC672B9AD62A08179B38EBF9897998173BEB5B9 | https://pim-kvc.soneparsea.com:3443/PictureServer/default.aspx/schneider-gv2l16_Datasheet1.pdf?A3889C9397807479A2A1C7A8BAA5959DB4AAC672B9AD62A0817BB389B3AB91A7B8AAB9B98365A098B6 | TESYS DECA CIRCUIT BREAKER MAGNETIC 3P 14A ROTARY HANDLE SCREW CLAMP TERMINALS | TeSys GV2 motor circuit breaker provides manual isolation, manual motor control and short circuit and thermal protection in 45 mm standard width. | Rated short-circuit breaking capacity lcu at 400 V, AC | 50kA
| 3 | Circuit Breakers and Fuses | Circuit Breakers | Motor Protection Circuit Breakers | TESYS DECA CIRCUIT BREAKER MAGNETIC 3P 14A ROTARY HANDLE | 2005076 | GV2L16 | SCHNEIDER ELECTRIC | 3100 | https://pim-kvc.soneparsea.com:3443/PictureServer/default.aspx/schneider-gv2l14_Image1.jpg?A3889C9397807479A2A1C7A8BAA5959DB4AAC672B9AD62A08179B38EBF9897998173BEB5B9 | https://pim-kvc.soneparsea.com:3443/PictureServer/default.aspx/schneider-gv2l16_Datasheet1.pdf?A3889C9397807479A2A1C7A8BAA5959DB4AAC672B9AD62A0817BB389B3AB91A7B8AAB9B98365A098B6 | TESYS DECA CIRCUIT BREAKER MAGNETIC 3P 14A ROTARY HANDLE SCREW CLAMP TERMINALS | TeSys GV2 motor circuit breaker provides manual isolation, manual motor control and short circuit and thermal protection in 45 mm standard width. | Degree of protection (IP) | IP20
| 3 | Circuit Breakers and Fuses | Circuit Breakers | Motor Protection Circuit Breakers | TESYS DECA CIRCUIT BREAKER MAGNETIC 3P 14A ROTARY HANDLE | 2005076 | GV2L16 | SCHNEIDER ELECTRIC | 3100 | https://pim-kvc.soneparsea.com:3443/PictureServer/default.aspx/schneider-gv2l14_Image1.jpg?A3889C9397807479A2A1C7A8BAA5959DB4AAC672B9AD62A08179B38EBF9897998173BEB5B9 | https://pim-kvc.soneparsea.com:3443/PictureServer/default.aspx/schneider-gv2l16_Datasheet1.pdf?A3889C9397807479A2A1C7A8BAA5959DB4AAC672B9AD62A0817BB389B3AB91A7B8AAB9B98365A098B6 | TESYS DECA CIRCUIT BREAKER MAGNETIC 3P 14A ROTARY HANDLE SCREW CLAMP TERMINALS | TeSys GV2 motor circuit breaker provides manual isolation, manual motor control and short circuit and thermal protection in 45 mm standard width. | Height | 89mm
| 3 | Circuit Breakers and Fuses | Circuit Breakers | Motor Protection Circuit Breakers | TESYS DECA CIRCUIT BREAKER MAGNETIC 3P 14A ROTARY HANDLE | 2005076 | GV2L16 | SCHNEIDER ELECTRIC | 3100 | https://pim-kvc.soneparsea.com:3443/PictureServer/default.aspx/schneider-gv2l14_Image1.jpg?A3889C9397807479A2A1C7A8BAA5959DB4AAC672B9AD62A08179B38EBF9897998173BEB5B9 | https://pim-kvc.soneparsea.com:3443/PictureServer/default.aspx/schneider-gv2l16_Datasheet1.pdf?A3889C9397807479A2A1C7A8BAA5959DB4AAC672B9AD62A0817BB389B3AB91A7B8AAB9B98365A098B6 | TESYS DECA CIRCUIT BREAKER MAGNETIC 3P 14A ROTARY HANDLE SCREW CLAMP TERMINALS | TeSys GV2 motor circuit breaker provides manual isolation, manual motor control and short circuit and thermal protection in 45 mm standard width. | Width | 45mm
| 3 | Circuit Breakers and Fuses | Circuit Breakers | Motor Protection Circuit Breakers | TESYS DECA CIRCUIT BREAKER MAGNETIC 3P 14A ROTARY HANDLE | 2005076 | GV2L16 | SCHNEIDER ELECTRIC | 3100 | https://pim-kvc.soneparsea.com:3443/PictureServer/default.aspx/schneider-gv2l14_Image1.jpg?A3889C9397807479A2A1C7A8BAA5959DB4AAC672B9AD62A08179B38EBF9897998173BEB5B9 | https://pim-kvc.soneparsea.com:3443/PictureServer/default.aspx/schneider-gv2l16_Datasheet1.pdf?A3889C9397807479A2A1C7A8BAA5959DB4AAC672B9AD62A0817BB389B3AB91A7B8AAB9B98365A098B6 | TESYS DECA CIRCUIT BREAKER MAGNETIC 3P 14A ROTARY HANDLE SCREW CLAMP TERMINALS | TeSys GV2 motor circuit breaker provides manual isolation, manual motor control and short circuit and thermal protection in 45 mm standard width. | Depth | 97mm
| 3 | Circuit Breakers and Fuses | Circuit Breakers | Motor Protection Circuit Breakers | TESYS DECA CIRCUIT BREAKER MAGNETIC 3P 14A ROTARY HANDLE | 2005076 | GV2L16 | SCHNEIDER ELECTRIC | 3100 | https://pim-kvc.soneparsea.com:3443/PictureServer/default.aspx/schneider-gv2l14_Image1.jpg?A3889C9397807479A2A1C7A8BAA5959DB4AAC672B9AD62A08179B38EBF9897998173BEB5B9 | https://pim-kvc.soneparsea.com:3443/PictureServer/default.aspx/schneider-gv2l16_Datasheet1.pdf?A3889C9397807479A2A1C7A8BAA5959DB4AAC672B9AD62A0817BB389B3AB91A7B8AAB9B98365A098B6 | TESYS DECA CIRCUIT BREAKER MAGNETIC 3P 14A ROTARY HANDLE SCREW CLAMP TERMINALS | TeSys GV2 motor circuit breaker provides manual isolation, manual motor control and short circuit and thermal protection in 45 mm standard width. | Overload release current setting | 14...14A
| 3 | Circuit Breakers and Fuses | Circuit Breakers | Motor Protection Circuit Breakers | TESYS DECA CIRCUIT BREAKER MAGNETIC 3P 14A ROTARY HANDLE | 2005076 | GV2L16 | SCHNEIDER ELECTRIC | 3100 | https://pim-kvc.soneparsea.com:3443/PictureServer/default.aspx/schneider-gv2l14_Image1.jpg?A3889C9397807479A2A1C7A8BAA5959DB4AAC672B9AD62A08179B38EBF9897998173BEB5B9 | https://pim-kvc.soneparsea.com:3443/PictureServer/default.aspx/schneider-gv2l16_Datasheet1.pdf?A3889C9397807479A2A1C7A8BAA5959DB4AAC672B9AD62A0817BB389B3AB91A7B8AAB9B98365A098B6 | TESYS DECA CIRCUIT BREAKER MAGNETIC 3P 14A ROTARY HANDLE SCREW CLAMP TERMINALS | TeSys GV2 motor circuit breaker provides manual isolation, manual motor control and short circuit and thermal protection in 45 mm standard width. | Adjustment range undelayed short-circuit release | 170...170A
| 3 | Circuit Breakers and Fuses | Circuit Breakers | Motor Protection Circuit Breakers | TESYS DECA CIRCUIT BREAKER MAGNETIC 3P 14A ROTARY HANDLE | 2005076 | GV2L16 | SCHNEIDER ELECTRIC | 3100 | https://pim-kvc.soneparsea.com:3443/PictureServer/default.aspx/schneider-gv2l14_Image1.jpg?A3889C9397807479A2A1C7A8BAA5959DB4AAC672B9AD62A08179B38EBF9897998173BEB5B9 | https://pim-kvc.soneparsea.com:3443/PictureServer/default.aspx/schneider-gv2l16_Datasheet1.pdf?A3889C9397807479A2A1C7A8BAA5959DB4AAC672B9AD62A0817BB389B3AB91A7B8AAB9B98365A098B6 | TESYS DECA CIRCUIT BREAKER MAGNETIC 3P 14A ROTARY HANDLE SCREW CLAMP TERMINALS | TeSys GV2 motor circuit breaker provides manual isolation, manual motor control and short circuit and thermal protection in 45 mm standard width. | Phase failure sensitive | yes
| 3 | Circuit Breakers and Fuses | Circuit Breakers | Motor Protection Circuit Breakers | TESYS DECA CIRCUIT BREAKER MAGNETIC 3P 14A ROTARY HANDLE | 2005076 | GV2L16 | SCHNEIDER ELECTRIC | 3100 | https://pim-kvc.soneparsea.com:3443/PictureServer/default.aspx/schneider-gv2l14_Image1.jpg?A3889C9397807479A2A1C7A8BAA5959DB4AAC672B9AD62A08179B38EBF9897998173BEB5B9 | https://pim-kvc.soneparsea.com:3443/PictureServer/default.aspx/schneider-gv2l16_Datasheet1.pdf?A3889C9397807479A2A1C7A8BAA5959DB4AAC672B9AD62A0817BB389B3AB91A7B8AAB9B98365A098B6 | TESYS DECA CIRCUIT BREAKER MAGNETIC 3P 14A ROTARY HANDLE SCREW CLAMP TERMINALS | TeSys GV2 motor circuit breaker provides manual isolation, manual motor control and short circuit and thermal protection in 45 mm standard width. | Switch off technique | Magnetic
| 3 | Circuit Breakers and Fuses | Circuit Breakers | Motor Protection Circuit Breakers | TESYS DECA CIRCUIT BREAKER MAGNETIC 3P 14A ROTARY HANDLE | 2005076 | GV2L16 | SCHNEIDER ELECTRIC | 3100 | https://pim-kvc.soneparsea.com:3443/PictureServer/default.aspx/schneider-gv2l14_Image1.jpg?A3889C9397807479A2A1C7A8BAA5959DB4AAC672B9AD62A08179B38EBF9897998173BEB5B9 | https://pim-kvc.soneparsea.com:3443/PictureServer/default.aspx/schneider-gv2l16_Datasheet1.pdf?A3889C9397807479A2A1C7A8BAA5959DB4AAC672B9AD62A0817BB389B3AB91A7B8AAB9B98365A098B6 | TESYS DECA CIRCUIT BREAKER MAGNETIC 3P 14A ROTARY HANDLE SCREW CLAMP TERMINALS | TeSys GV2 motor circuit breaker provides manual isolation, manual motor control and short circuit and thermal protection in 45 mm standard width. | Rated operating voltage | 690...690V
| 3 | Circuit Breakers and Fuses | Circuit Breakers | Motor Protection Circuit Breakers | TESYS DECA CIRCUIT BREAKER MAGNETIC 3P 14A ROTARY HANDLE | 2005076 | GV2L16 | SCHNEIDER ELECTRIC | 3100 | https://pim-kvc.soneparsea.com:3443/PictureServer/default.aspx/schneider-gv2l14_Image1.jpg?A3889C9397807479A2A1C7A8BAA5959DB4AAC672B9AD62A08179B38EBF9897998173BEB5B9 | https://pim-kvc.soneparsea.com:3443/PictureServer/default.aspx/schneider-gv2l16_Datasheet1.pdf?A3889C9397807479A2A1C7A8BAA5959DB4AAC672B9AD62A0817BB389B3AB91A7B8AAB9B98365A098B6 | TESYS DECA CIRCUIT BREAKER MAGNETIC 3P 14A ROTARY HANDLE SCREW CLAMP TERMINALS | TeSys GV2 motor circuit breaker provides manual isolation, manual motor control and short circuit and thermal protection in 45 mm standard width. | Rated permanent current Iu | 14A
| 3 | Circuit Breakers and Fuses | Circuit Breakers | Motor Protection Circuit Breakers | TESYS DECA CIRCUIT BREAKER MAGNETIC 3P 14A ROTARY HANDLE | 2005076 | GV2L16 | SCHNEIDER ELECTRIC | 3100 | https://pim-kvc.soneparsea.com:3443/PictureServer/default.aspx/schneider-gv2l14_Image1.jpg?A3889C9397807479A2A1C7A8BAA5959DB4AAC672B9AD62A08179B38EBF9897998173BEB5B9 | https://pim-kvc.soneparsea.com:3443/PictureServer/default.aspx/schneider-gv2l16_Datasheet1.pdf?A3889C9397807479A2A1C7A8BAA5959DB4AAC672B9AD62A0817BB389B3AB91A7B8AAB9B98365A098B6 | TESYS DECA CIRCUIT BREAKER MAGNETIC 3P 14A ROTARY HANDLE SCREW CLAMP TERMINALS | TeSys GV2 motor circuit breaker provides manual isolation, manual motor control and short circuit and thermal protection in 45 mm standard width. | Rated operation power at AC-3, 230 V | 0kW
| 3 | Circuit Breakers and Fuses | Circuit Breakers | Motor Protection Circuit Breakers | TESYS DECA CIRCUIT BREAKER MAGNETIC 3P 14A ROTARY HANDLE | 2005076 | GV2L16 | SCHNEIDER ELECTRIC | 3100 | https://pim-kvc.soneparsea.com:3443/PictureServer/default.aspx/schneider-gv2l14_Image1.jpg?A3889C9397807479A2A1C7A8BAA5959DB4AAC672B9AD62A08179B38EBF9897998173BEB5B9 | https://pim-kvc.soneparsea.com:3443/PictureServer/default.aspx/schneider-gv2l16_Datasheet1.pdf?A3889C9397807479A2A1C7A8BAA5959DB4AAC672B9AD62A0817BB389B3AB91A7B8AAB9B98365A098B6 | TESYS DECA CIRCUIT BREAKER MAGNETIC 3P 14A ROTARY HANDLE SCREW CLAMP TERMINALS | TeSys GV2 motor circuit breaker provides manual isolation, manual motor control and short circuit and thermal protection in 45 mm standard width. | Rated operation power at AC-3, 400 V | 5.5kW
| 3 | Circuit Breakers and Fuses | Circuit Breakers | Motor Protection Circuit Breakers | TESYS DECA CIRCUIT BREAKER MAGNETIC 3P 14A ROTARY HANDLE | 2005076 | GV2L16 | SCHNEIDER ELECTRIC | 3100 | https://pim-kvc.soneparsea.com:3443/PictureServer/default.aspx/schneider-gv2l14_Image1.jpg?A3889C9397807479A2A1C7A8BAA5959DB4AAC672B9AD62A08179B38EBF9897998173BEB5B9 | https://pim-kvc.soneparsea.com:3443/PictureServer/default.aspx/schneider-gv2l16_Datasheet1.pdf?A3889C9397807479A2A1C7A8BAA5959DB4AAC672B9AD62A0817BB389B3AB91A7B8AAB9B98365A098B6 | TESYS DECA CIRCUIT BREAKER MAGNETIC 3P 14A ROTARY HANDLE SCREW CLAMP TERMINALS | TeSys GV2 motor circuit breaker provides manual isolation, manual motor control and short circuit and thermal protection in 45 mm standard width. | Type of electrical connection of main circuit | Screw connection
| 3 | Circuit Breakers and Fuses | Circuit Breakers | Motor Protection Circuit Breakers | TESYS DECA CIRCUIT BREAKER MAGNETIC 3P 14A ROTARY HANDLE | 2005076 | GV2L16 | SCHNEIDER ELECTRIC | 3100 | https://pim-kvc.soneparsea.com:3443/PictureServer/default.aspx/schneider-gv2l14_Image1.jpg?A3889C9397807479A2A1C7A8BAA5959DB4AAC672B9AD62A08179B38EBF9897998173BEB5B9 | https://pim-kvc.soneparsea.com:3443/PictureServer/default.aspx/schneider-gv2l16_Datasheet1.pdf?A3889C9397807479A2A1C7A8BAA5959DB4AAC672B9AD62A0817BB389B3AB91A7B8AAB9B98365A098B6 | TESYS DECA CIRCUIT BREAKER MAGNETIC 3P 14A ROTARY HANDLE SCREW CLAMP TERMINALS | TeSys GV2 motor circuit breaker provides manual isolation, manual motor control and short circuit and thermal protection in 45 mm standard width. | Type of control element | Turn button
| 3 | Circuit Breakers and Fuses | Circuit Breakers | Motor Protection Circuit Breakers | TESYS DECA CIRCUIT BREAKER MAGNETIC 3P 14A ROTARY HANDLE | 2005076 | GV2L16 | SCHNEIDER ELECTRIC | 3100 | https://pim-kvc.soneparsea.com:3443/PictureServer/default.aspx/schneider-gv2l14_Image1.jpg?A3889C9397807479A2A1C7A8BAA5959DB4AAC672B9AD62A08179B38EBF9897998173BEB5B9 | https://pim-kvc.soneparsea.com:3443/PictureServer/default.aspx/schneider-gv2l16_Datasheet1.pdf?A3889C9397807479A2A1C7A8BAA5959DB4AAC672B9AD62A0817BB389B3AB91A7B8AAB9B98365A098B6 | TESYS DECA CIRCUIT BREAKER MAGNETIC 3P 14A ROTARY HANDLE SCREW CLAMP TERMINALS | TeSys GV2 motor circuit breaker provides manual isolation, manual motor control and short circuit and thermal protection in 45 mm standard width. | Device construction | Complete device in housing
| 3 | Circuit Breakers and Fuses | Circuit Breakers | Motor Protection Circuit Breakers | TESYS DECA CIRCUIT BREAKER MAGNETIC 3P 14A ROTARY HANDLE | 2005076 | GV2L16 | SCHNEIDER ELECTRIC | 3100 | https://pim-kvc.soneparsea.com:3443/PictureServer/default.aspx/schneider-gv2l14_Image1.jpg?A3889C9397807479A2A1C7A8BAA5959DB4AAC672B9AD62A08179B38EBF9897998173BEB5B9 | https://pim-kvc.soneparsea.com:3443/PictureServer/default.aspx/schneider-gv2l16_Datasheet1.pdf?A3889C9397807479A2A1C7A8BAA5959DB4AAC672B9AD62A0817BB389B3AB91A7B8AAB9B98365A098B6 | TESYS DECA CIRCUIT BREAKER MAGNETIC 3P 14A ROTARY HANDLE SCREW CLAMP TERMINALS | TeSys GV2 motor circuit breaker provides manual isolation, manual motor control and short circuit and thermal protection in 45 mm standard width. | With integrated auxiliary switch | no
| 3 | Circuit Breakers and Fuses | Circuit Breakers | Motor Protection Circuit Breakers | TESYS DECA CIRCUIT BREAKER MAGNETIC 3P 14A ROTARY HANDLE | 2005076 | GV2L16 | SCHNEIDER ELECTRIC | 3100 | https://pim-kvc.soneparsea.com:3443/PictureServer/default.aspx/schneider-gv2l14_Image1.jpg?A3889C9397807479A2A1C7A8BAA5959DB4AAC672B9AD62A08179B38EBF9897998173BEB5B9 | https://pim-kvc.soneparsea.com:3443/PictureServer/default.aspx/schneider-gv2l16_Datasheet1.pdf?A3889C9397807479A2A1C7A8BAA5959DB4AAC672B9AD62A0817BB389B3AB91A7B8AAB9B98365A098B6 | TESYS DECA CIRCUIT BREAKER MAGNETIC 3P 14A ROTARY HANDLE SCREW CLAMP TERMINALS | TeSys GV2 motor circuit breaker provides manual isolation, manual motor control and short circuit and thermal protection in 45 mm standard width. | With integrated under voltage release | no
| 3 | Circuit Breakers and Fuses | Circuit Breakers | Motor Protection Circuit Breakers | TESYS DECA CIRCUIT BREAKER MAGNETIC 3P 14A ROTARY HANDLE | 2005076 | GV2L16 | SCHNEIDER ELECTRIC | 3100 | https://pim-kvc.soneparsea.com:3443/PictureServer/default.aspx/schneider-gv2l14_Image1.jpg?A3889C9397807479A2A1C7A8BAA5959DB4AAC672B9AD62A08179B38EBF9897998173BEB5B9 | https://pim-kvc.soneparsea.com:3443/PictureServer/default.aspx/schneider-gv2l16_Datasheet1.pdf?A3889C9397807479A2A1C7A8BAA5959DB4AAC672B9AD62A0817BB389B3AB91A7B8AAB9B98365A098B6 | TESYS DECA CIRCUIT BREAKER MAGNETIC 3P 14A ROTARY HANDLE SCREW CLAMP TERMINALS | TeSys GV2 motor circuit breaker provides manual isolation, manual motor control and short circuit and thermal protection in 45 mm standard width. | Number of poles | 3
| 3 | Circuit Breakers and Fuses | Circuit Breakers | Motor Protection Circuit Breakers | TESYS DECA CIRCUIT BREAKER MAGNETIC 3P 14A ROTARY HANDLE | 2005076 | GV2L16 | SCHNEIDER ELECTRIC | 3100 | https://pim-kvc.soneparsea.com:3443/PictureServer/default.aspx/schneider-gv2l14_Image1.jpg?A3889C9397807479A2A1C7A8BAA5959DB4AAC672B9AD62A08179B38EBF9897998173BEB5B9 | https://pim-kvc.soneparsea.com:3443/PictureServer/default.aspx/schneider-gv2l16_Datasheet1.pdf?A3889C9397807479A2A1C7A8BAA5959DB4AAC672B9AD62A0817BB389B3AB91A7B8AAB9B98365A098B6 | TESYS DECA CIRCUIT BREAKER MAGNETIC 3P 14A ROTARY HANDLE SCREW CLAMP TERMINALS | TeSys GV2 motor circuit breaker provides manual isolation, manual motor control and short circuit and thermal protection in 45 mm standard width. | Rated short-circuit breaking capacity lcu at 400 V, AC | 50kA
| 3 | Circuit Breakers and Fuses | Circuit Breakers | Motor Protection Circuit Breakers | TESYS DECA CIRCUIT BREAKER MAGNETIC 3P 14A ROTARY HANDLE | 2005076 | GV2L16 | SCHNEIDER ELECTRIC | 3100 | https://pim-kvc.soneparsea.com:3443/PictureServer/default.aspx/schneider-gv2l14_Image1.jpg?A3889C9397807479A2A1C7A8BAA5959DB4AAC672B9AD62A08179B38EBF9897998173BEB5B9 | https://pim-kvc.soneparsea.com:3443/PictureServer/default.aspx/schneider-gv2l16_Datasheet1.pdf?A3889C9397807479A2A1C7A8BAA5959DB4AAC672B9AD62A0817BB389B3AB91A7B8AAB9B98365A098B6 | TESYS DECA CIRCUIT BREAKER MAGNETIC 3P 14A ROTARY HANDLE SCREW CLAMP TERMINALS | TeSys GV2 motor circuit breaker provides manual isolation, manual motor control and short circuit and thermal protection in 45 mm standard width. | Degree of protection (IP) | IP20
| 3 | Circuit Breakers and Fuses | Circuit Breakers | Motor Protection Circuit Breakers | TESYS DECA CIRCUIT BREAKER MAGNETIC 3P 14A ROTARY HANDLE | 2005076 | GV2L16 | SCHNEIDER ELECTRIC | 3100 | https://pim-kvc.soneparsea.com:3443/PictureServer/default.aspx/schneider-gv2l14_Image1.jpg?A3889C9397807479A2A1C7A8BAA5959DB4AAC672B9AD62A08179B38EBF9897998173BEB5B9 | https://pim-kvc.soneparsea.com:3443/PictureServer/default.aspx/schneider-gv2l16_Datasheet1.pdf?A3889C9397807479A2A1C7A8BAA5959DB4AAC672B9AD62A0817BB389B3AB91A7B8AAB9B98365A098B6 | TESYS DECA CIRCUIT BREAKER MAGNETIC 3P 14A ROTARY HANDLE SCREW CLAMP TERMINALS | TeSys GV2 motor circuit breaker provides manual isolation, manual motor control and short circuit and thermal protection in 45 mm standard width. | Height | 89mm
| 3 | Circuit Breakers and Fuses | Circuit Breakers | Motor Protection Circuit Breakers | TESYS DECA CIRCUIT BREAKER MAGNETIC 3P 14A ROTARY HANDLE | 2005076 | GV2L16 | SCHNEIDER ELECTRIC | 3100 | https://pim-kvc.soneparsea.com:3443/PictureServer/default.aspx/schneider-gv2l14_Image1.jpg?A3889C9397807479A2A1C7A8BAA5959DB4AAC672B9AD62A08179B38EBF9897998173BEB5B9 | https://pim-kvc.soneparsea.com:3443/PictureServer/default.aspx/schneider-gv2l16_Datasheet1.pdf?A3889C9397807479A2A1C7A8BAA5959DB4AAC672B9AD62A0817BB389B3AB91A7B8AAB9B98365A098B6 | TESYS DECA CIRCUIT BREAKER MAGNETIC 3P 14A ROTARY HANDLE SCREW CLAMP TERMINALS | TeSys GV2 motor circuit breaker provides manual isolation, manual motor control and short circuit and thermal protection in 45 mm standard width. | Width | 45mm
| 3 | Circuit Breakers and Fuses | Circuit Breakers | Motor Protection Circuit Breakers | TESYS DECA CIRCUIT BREAKER MAGNETIC 3P 14A ROTARY HANDLE | 2005076 | GV2L16 | SCHNEIDER ELECTRIC | 3100 | https://pim-kvc.soneparsea.com:3443/PictureServer/default.aspx/schneider-gv2l14_Image1.jpg?A3889C9397807479A2A1C7A8BAA5959DB4AAC672B9AD62A08179B38EBF9897998173BEB5B9 | https://pim-kvc.soneparsea.com:3443/PictureServer/default.aspx/schneider-gv2l16_Datasheet1.pdf?A3889C9397807479A2A1C7A8BAA5959DB4AAC672B9AD62A0817BB389B3AB91A7B8AAB9B98365A098B6 | TESYS DECA CIRCUIT BREAKER MAGNETIC 3P 14A ROTARY HANDLE SCREW CLAMP TERMINALS | TeSys GV2 motor circuit breaker provides manual isolation, manual motor control and short circuit and thermal protection in 45 mm standard width. | Depth | 97mm
| 3 | Circuit Breakers and Fuses | Circuit Breakers | Motor Protection Circuit Breakers | TESYS DECA CIRCUIT BREAKER MAGNETIC 3P 14A ROTARY HANDLE | 2005076 | GV2L16 | SCHNEIDER ELECTRIC | 3100 | https://pim-kvc.soneparsea.com:3443/PictureServer/default.aspx/schneider-gv2l14_Image1.jpg?A3889C9397807479A2A1C7A8BAA5959DB4AAC672B9AD62A08179B38EBF9897998173BEB5B9 | https://pim-kvc.soneparsea.com:3443/PictureServer/default.aspx/schneider-gv2l16_Datasheet1.pdf?A3889C9397807479A2A1C7A8BAA5959DB4AAC672B9AD62A0817BB389B3AB91A7B8AAB9B98365A098B6 | TESYS DECA CIRCUIT BREAKER MAGNETIC 3P 14A ROTARY HANDLE SCREW CLAMP TERMINALS | TeSys GV2 motor circuit breaker provides manual isolation, manual motor control and short circuit and thermal protection in 45 mm standard width. | Overload release current setting | 14...14A
| 3 | Circuit Breakers and Fuses | Circuit Breakers | Motor Protection Circuit Breakers | TESYS DECA CIRCUIT BREAKER MAGNETIC 3P 14A ROTARY HANDLE | 2005076 | GV2L16 | SCHNEIDER ELECTRIC | 3100 | https://pim-kvc.soneparsea.com:3443/PictureServer/default.aspx/schneider-gv2l14_Image1.jpg?A3889C9397807479A2A1C7A8BAA5959DB4AAC672B9AD62A08179B38EBF9897998173BEB5B9 | https://pim-kvc.soneparsea.com:3443/PictureServer/default.aspx/schneider-gv2l16_Datasheet1.pdf?A3889C9397807479A2A1C7A8BAA5959DB4AAC672B9AD62A0817BB389B3AB91A7B8AAB9B98365A098B6 | TESYS DECA CIRCUIT BREAKER MAGNETIC 3P 14A ROTARY HANDLE SCREW CLAMP TERMINALS | TeSys GV2 motor circuit breaker provides manual isolation, manual motor control and short circuit and thermal protection in 45 mm standard width. | Adjustment range undelayed short-circuit release | 170...170A
| 3 | Circuit Breakers and Fuses | Circuit Breakers | Motor Protection Circuit Breakers | TESYS DECA CIRCUIT BREAKER MAGNETIC 3P 14A ROTARY HANDLE | 2005076 | GV2L16 | SCHNEIDER ELECTRIC | 3100 | https://pim-kvc.soneparsea.com:3443/PictureServer/default.aspx/schneider-gv2l14_Image1.jpg?A3889C9397807479A2A1C7A8BAA5959DB4AAC672B9AD62A08179B38EBF9897998173BEB5B9 | https://pim-kvc.soneparsea.com:3443/PictureServer/default.aspx/schneider-gv2l16_Datasheet1.pdf?A3889C9397807479A2A1C7A8BAA5959DB4AAC672B9AD62A0817BB389B3AB91A7B8AAB9B98365A098B6 | TESYS DECA CIRCUIT BREAKER MAGNETIC 3P 14A ROTARY HANDLE SCREW CLAMP TERMINALS | TeSys GV2 motor circuit breaker provides manual isolation, manual motor control and short circuit and thermal protection in 45 mm standard width. | Phase failure sensitive | yes
| 3 | Circuit Breakers and Fuses | Circuit Breakers | Motor Protection Circuit Breakers | TESYS DECA CIRCUIT BREAKER MAGNETIC 3P 14A ROTARY HANDLE | 2005076 | GV2L16 | SCHNEIDER ELECTRIC | 3100 | https://pim-kvc.soneparsea.com:3443/PictureServer/default.aspx/schneider-gv2l14_Image1.jpg?A3889C9397807479A2A1C7A8BAA5959DB4AAC672B9AD62A08179B38EBF9897998173BEB5B9 | https://pim-kvc.soneparsea.com:3443/PictureServer/default.aspx/schneider-gv2l16_Datasheet1.pdf?A3889C9397807479A2A1C7A8BAA5959DB4AAC672B9AD62A0817BB389B3AB91A7B8AAB9B98365A098B6 | TESYS DECA CIRCUIT BREAKER MAGNETIC 3P 14A ROTARY HANDLE SCREW CLAMP TERMINALS | TeSys GV2 motor circuit breaker provides manual isolation, manual motor control and short circuit and thermal protection in 45 mm standard width. | Switch off technique | Magnetic
| 3 | Circuit Breakers and Fuses | Circuit Breakers | Motor Protection Circuit Breakers | TESYS DECA CIRCUIT BREAKER MAGNETIC 3P 14A ROTARY HANDLE | 2005076 | GV2L16 | SCHNEIDER ELECTRIC | 3100 | https://pim-kvc.soneparsea.com:3443/PictureServer/default.aspx/schneider-gv2l14_Image1.jpg?A3889C9397807479A2A1C7A8BAA5959DB4AAC672B9AD62A08179B38EBF9897998173BEB5B9 | https://pim-kvc.soneparsea.com:3443/PictureServer/default.aspx/schneider-gv2l16_Datasheet1.pdf?A3889C9397807479A2A1C7A8BAA5959DB4AAC672B9AD62A0817BB389B3AB91A7B8AAB9B98365A098B6 | TESYS DECA CIRCUIT BREAKER MAGNETIC 3P 14A ROTARY HANDLE SCREW CLAMP TERMINALS | TeSys GV2 motor circuit breaker provides manual isolation, manual motor control and short circuit and thermal protection in 45 mm standard width. | Rated operating voltage | 690...690V
| 3 | Circuit Breakers and Fuses | Circuit Breakers | Motor Protection Circuit Breakers | TESYS DECA CIRCUIT BREAKER MAGNETIC 3P 14A ROTARY HANDLE | 2005076 | GV2L16 | SCHNEIDER ELECTRIC | 3100 | https://pim-kvc.soneparsea.com:3443/PictureServer/default.aspx/schneider-gv2l14_Image1.jpg?A3889C9397807479A2A1C7A8BAA5959DB4AAC672B9AD62A08179B38EBF9897998173BEB5B9 | https://pim-kvc.soneparsea.com:3443/PictureServer/default.aspx/schneider-gv2l16_Datasheet1.pdf?A3889C9397807479A2A1C7A8BAA5959DB4AAC672B9AD62A0817BB389B3AB91A7B8AAB9B98365A098B6 | TESYS DECA CIRCUIT BREAKER MAGNETIC 3P 14A ROTARY HANDLE SCREW CLAMP TERMINALS | TeSys GV2 motor circuit breaker provides manual isolation, manual motor control and short circuit and thermal protection in 45 mm standard width. | Rated permanent current Iu | 14A
| 3 | Circuit Breakers and Fuses | Circuit Breakers | Motor Protection Circuit Breakers | TESYS DECA CIRCUIT BREAKER MAGNETIC 3P 14A ROTARY HANDLE | 2005076 | GV2L16 | SCHNEIDER ELECTRIC | 3100 | https://pim-kvc.soneparsea.com:3443/PictureServer/default.aspx/schneider-gv2l14_Image1.jpg?A3889C9397807479A2A1C7A8BAA5959DB4AAC672B9AD62A08179B38EBF9897998173BEB5B9 | https://pim-kvc.soneparsea.com:3443/PictureServer/default.aspx/schneider-gv2l16_Datasheet1.pdf?A3889C9397807479A2A1C7A8BAA5959DB4AAC672B9AD62A0817BB389B3AB91A7B8AAB9B98365A098B6 | TESYS DECA CIRCUIT BREAKER MAGNETIC 3P 14A ROTARY HANDLE SCREW CLAMP TERMINALS | TeSys GV2 motor circuit breaker provides manual isolation, manual motor control and short circuit and thermal protection in 45 mm standard width. | Rated operation power at AC-3, 230 V | 0kW
| 3 | Circuit Breakers and Fuses | Circuit Breakers | Motor Protection Circuit Breakers | TESYS DECA CIRCUIT BREAKER MAGNETIC 3P 14A ROTARY HANDLE | 2005076 | GV2L16 | SCHNEIDER ELECTRIC | 3100 | https://pim-kvc.soneparsea.com:3443/PictureServer/default.aspx/schneider-gv2l14_Image1.jpg?A3889C9397807479A2A1C7A8BAA5959DB4AAC672B9AD62A08179B38EBF9897998173BEB5B9 | https://pim-kvc.soneparsea.com:3443/PictureServer/default.aspx/schneider-gv2l16_Datasheet1.pdf?A3889C9397807479A2A1C7A8BAA5959DB4AAC672B9AD62A0817BB389B3AB91A7B8AAB9B98365A098B6 | TESYS DECA CIRCUIT BREAKER MAGNETIC 3P 14A ROTARY HANDLE SCREW CLAMP TERMINALS | TeSys GV2 motor circuit breaker provides manual isolation, manual motor control and short circuit and thermal protection in 45 mm standard width. | Rated operation power at AC-3, 400 V | 5.5kW
| 3 | Circuit Breakers and Fuses | Circuit Breakers | Motor Protection Circuit Breakers | TESYS DECA CIRCUIT BREAKER MAGNETIC 3P 14A ROTARY HANDLE | 2005076 | GV2L16 | SCHNEIDER ELECTRIC | 3100 | https://pim-kvc.soneparsea.com:3443/PictureServer/default.aspx/schneider-gv2l14_Image1.jpg?A3889C9397807479A2A1C7A8BAA5959DB4AAC672B9AD62A08179B38EBF9897998173BEB5B9 | https://pim-kvc.soneparsea.com:3443/PictureServer/default.aspx/schneider-gv2l16_Datasheet1.pdf?A3889C9397807479A2A1C7A8BAA5959DB4AAC672B9AD62A0817BB389B3AB91A7B8AAB9B98365A098B6 | TESYS DECA CIRCUIT BREAKER MAGNETIC 3P 14A ROTARY HANDLE SCREW CLAMP TERMINALS | TeSys GV2 motor circuit breaker provides manual isolation, manual motor control and short circuit and thermal protection in 45 mm standard width. | Type of electrical connection of main circuit | Screw connection
| 3 | Circuit Breakers and Fuses | Circuit Breakers | Motor Protection Circuit Breakers | TESYS DECA CIRCUIT BREAKER MAGNETIC 3P 14A ROTARY HANDLE | 2005076 | GV2L16 | SCHNEIDER ELECTRIC | 3100 | https://pim-kvc.soneparsea.com:3443/PictureServer/default.aspx/schneider-gv2l14_Image1.jpg?A3889C9397807479A2A1C7A8BAA5959DB4AAC672B9AD62A08179B38EBF9897998173BEB5B9 | https://pim-kvc.soneparsea.com:3443/PictureServer/default.aspx/schneider-gv2l16_Datasheet1.pdf?A3889C9397807479A2A1C7A8BAA5959DB4AAC672B9AD62A0817BB389B3AB91A7B8AAB9B98365A098B6 | TESYS DECA CIRCUIT BREAKER MAGNETIC 3P 14A ROTARY HANDLE SCREW CLAMP TERMINALS | TeSys GV2 motor circuit breaker provides manual isolation, manual motor control and short circuit and thermal protection in 45 mm standard width. | Type of control element | Turn button
| 3 | Circuit Breakers and Fuses | Circuit Breakers | Motor Protection Circuit Breakers | TESYS DECA CIRCUIT BREAKER MAGNETIC 3P 14A ROTARY HANDLE | 2005076 | GV2L16 | SCHNEIDER ELECTRIC | 3100 | https://pim-kvc.soneparsea.com:3443/PictureServer/default.aspx/schneider-gv2l14_Image1.jpg?A3889C9397807479A2A1C7A8BAA5959DB4AAC672B9AD62A08179B38EBF9897998173BEB5B9 | https://pim-kvc.soneparsea.com:3443/PictureServer/default.aspx/schneider-gv2l16_Datasheet1.pdf?A3889C9397807479A2A1C7A8BAA5959DB4AAC672B9AD62A0817BB389B3AB91A7B8AAB9B98365A098B6 | TESYS DECA CIRCUIT BREAKER MAGNETIC 3P 14A ROTARY HANDLE SCREW CLAMP TERMINALS | TeSys GV2 motor circuit breaker provides manual isolation, manual motor control and short circuit and thermal protection in 45 mm standard width. | Device construction | Complete device in housing
| 3 | Circuit Breakers and Fuses | Circuit Breakers | Motor Protection Circuit Breakers | TESYS DECA CIRCUIT BREAKER MAGNETIC 3P 14A ROTARY HANDLE | 2005076 | GV2L16 | SCHNEIDER ELECTRIC | 3100 | https://pim-kvc.soneparsea.com:3443/PictureServer/default.aspx/schneider-gv2l14_Image1.jpg?A3889C9397807479A2A1C7A8BAA5959DB4AAC672B9AD62A08179B38EBF9897998173BEB5B9 | https://pim-kvc.soneparsea.com:3443/PictureServer/default.aspx/schneider-gv2l16_Datasheet1.pdf?A3889C9397807479A2A1C7A8BAA5959DB4AAC672B9AD62A0817BB389B3AB91A7B8AAB9B98365A098B6 | TESYS DECA CIRCUIT BREAKER MAGNETIC 3P 14A ROTARY HANDLE SCREW CLAMP TERMINALS | TeSys GV2 motor circuit breaker provides manual isolation, manual motor control and short circuit and thermal protection in 45 mm standard width. | With integrated auxiliary switch | no
| 3 | Circuit Breakers and Fuses | Circuit Breakers | Motor Protection Circuit Breakers | TESYS DECA CIRCUIT BREAKER MAGNETIC 3P 14A ROTARY HANDLE | 2005076 | GV2L16 | SCHNEIDER ELECTRIC | 3100 | https://pim-kvc.soneparsea.com:3443/PictureServer/default.aspx/schneider-gv2l14_Image1.jpg?A3889C9397807479A2A1C7A8BAA5959DB4AAC672B9AD62A08179B38EBF9897998173BEB5B9 | https://pim-kvc.soneparsea.com:3443/PictureServer/default.aspx/schneider-gv2l16_Datasheet1.pdf?A3889C9397807479A2A1C7A8BAA5959DB4AAC672B9AD62A0817BB389B3AB91A7B8AAB9B98365A098B6 | TESYS DECA CIRCUIT BREAKER MAGNETIC 3P 14A ROTARY HANDLE SCREW CLAMP TERMINALS | TeSys GV2 motor circuit breaker provides manual isolation, manual motor control and short circuit and thermal protection in 45 mm standard width. | With integrated under voltage release | no
| 3 | Circuit Breakers and Fuses | Circuit Breakers | Motor Protection Circuit Breakers | TESYS DECA CIRCUIT BREAKER MAGNETIC 3P 14A ROTARY HANDLE | 2005076 | GV2L16 | SCHNEIDER ELECTRIC | 3100 | https://pim-kvc.soneparsea.com:3443/PictureServer/default.aspx/schneider-gv2l14_Image1.jpg?A3889C9397807479A2A1C7A8BAA5959DB4AAC672B9AD62A08179B38EBF9897998173BEB5B9 | https://pim-kvc.soneparsea.com:3443/PictureServer/default.aspx/schneider-gv2l16_Datasheet1.pdf?A3889C9397807479A2A1C7A8BAA5959DB4AAC672B9AD62A0817BB389B3AB91A7B8AAB9B98365A098B6 | TESYS DECA CIRCUIT BREAKER MAGNETIC 3P 14A ROTARY HANDLE SCREW CLAMP TERMINALS | TeSys GV2 motor circuit breaker provides manual isolation, manual motor control and short circuit and thermal protection in 45 mm standard width. | Number of poles | 3
| 3 | Circuit Breakers and Fuses | Circuit Breakers | Motor Protection Circuit Breakers | TESYS DECA CIRCUIT BREAKER MAGNETIC 3P 14A ROTARY HANDLE | 2005076 | GV2L16 | SCHNEIDER ELECTRIC | 3100 | https://pim-kvc.soneparsea.com:3443/PictureServer/default.aspx/schneider-gv2l14_Image1.jpg?A3889C9397807479A2A1C7A8BAA5959DB4AAC672B9AD62A08179B38EBF9897998173BEB5B9 | https://pim-kvc.soneparsea.com:3443/PictureServer/default.aspx/schneider-gv2l16_Datasheet1.pdf?A3889C9397807479A2A1C7A8BAA5959DB4AAC672B9AD62A0817BB389B3AB91A7B8AAB9B98365A098B6 | TESYS DECA CIRCUIT BREAKER MAGNETIC 3P 14A ROTARY HANDLE SCREW CLAMP TERMINALS | TeSys GV2 motor circuit breaker provides manual isolation, manual motor control and short circuit and thermal protection in 45 mm standard width. | Rated short-circuit breaking capacity lcu at 400 V, AC | 50kA
| 3 | Circuit Breakers and Fuses | Circuit Breakers | Motor Protection Circuit Breakers | TESYS DECA CIRCUIT BREAKER MAGNETIC 3P 14A ROTARY HANDLE | 2005076 | GV2L16 | SCHNEIDER ELECTRIC | 3100 | https://pim-kvc.soneparsea.com:3443/PictureServer/default.aspx/schneider-gv2l14_Image1.jpg?A3889C9397807479A2A1C7A8BAA5959DB4AAC672B9AD62A08179B38EBF9897998173BEB5B9 | https://pim-kvc.soneparsea.com:3443/PictureServer/default.aspx/schneider-gv2l16_Datasheet1.pdf?A3889C9397807479A2A1C7A8BAA5959DB4AAC672B9AD62A0817BB389B3AB91A7B8AAB9B98365A098B6 | TESYS DECA CIRCUIT BREAKER MAGNETIC 3P 14A ROTARY HANDLE SCREW CLAMP TERMINALS | TeSys GV2 motor circuit breaker provides manual isolation, manual motor control and short circuit and thermal protection in 45 mm standard width. | Degree of protection (IP) | IP20
| 3 | Circuit Breakers and Fuses | Circuit Breakers | Motor Protection Circuit Breakers | TESYS DECA CIRCUIT BREAKER MAGNETIC 3P 14A ROTARY HANDLE | 2005076 | GV2L16 | SCHNEIDER ELECTRIC | 3100 | https://pim-kvc.soneparsea.com:3443/PictureServer/default.aspx/schneider-gv2l14_Image1.jpg?A3889C9397807479A2A1C7A8BAA5959DB4AAC672B9AD62A08179B38EBF9897998173BEB5B9 | https://pim-kvc.soneparsea.com:3443/PictureServer/default.aspx/schneider-gv2l16_Datasheet1.pdf?A3889C9397807479A2A1C7A8BAA5959DB4AAC672B9AD62A0817BB389B3AB91A7B8AAB9B98365A098B6 | TESYS DECA CIRCUIT BREAKER MAGNETIC 3P 14A ROTARY HANDLE SCREW CLAMP TERMINALS | TeSys GV2 motor circuit breaker provides manual isolation, manual motor control and short circuit and thermal protection in 45 mm standard width. | Height | 89mm
| 3 | Circuit Breakers and Fuses | Circuit Breakers | Motor Protection Circuit Breakers | TESYS DECA CIRCUIT BREAKER MAGNETIC 3P 14A ROTARY HANDLE | 2005076 | GV2L16 | SCHNEIDER ELECTRIC | 3100 | https://pim-kvc.soneparsea.com:3443/PictureServer/default.aspx/schneider-gv2l14_Image1.jpg?A3889C9397807479A2A1C7A8BAA5959DB4AAC672B9AD62A08179B38EBF9897998173BEB5B9 | https://pim-kvc.soneparsea.com:3443/PictureServer/default.aspx/schneider-gv2l16_Datasheet1.pdf?A3889C9397807479A2A1C7A8BAA5959DB4AAC672B9AD62A0817BB389B3AB91A7B8AAB9B98365A098B6 | TESYS DECA CIRCUIT BREAKER MAGNETIC 3P 14A ROTARY HANDLE SCREW CLAMP TERMINALS | TeSys GV2 motor circuit breaker provides manual isolation, manual motor control and short circuit and thermal protection in 45 mm standard width. | Width | 45mm
| 3 | Circuit Breakers and Fuses | Circuit Breakers | Motor Protection Circuit Breakers | TESYS DECA CIRCUIT BREAKER MAGNETIC 3P 14A ROTARY HANDLE | 2005076 | GV2L16 | SCHNEIDER ELECTRIC | 3100 | https://pim-kvc.soneparsea.com:3443/PictureServer/default.aspx/schneider-gv2l14_Image1.jpg?A3889C9397807479A2A1C7A8BAA5959DB4AAC672B9AD62A08179B38EBF9897998173BEB5B9 | https://pim-kvc.soneparsea.com:3443/PictureServer/default.aspx/schneider-gv2l16_Datasheet1.pdf?A3889C9397807479A2A1C7A8BAA5959DB4AAC672B9AD62A0817BB389B3AB91A7B8AAB9B98365A098B6 | TESYS DECA CIRCUIT BREAKER MAGNETIC 3P 14A ROTARY HANDLE SCREW CLAMP TERMINALS | TeSys GV2 motor circuit breaker provides manual isolation, manual motor control and short circuit and thermal protection in 45 mm standard width. | Depth | 97mm
| 3 | Circuit Breakers and Fuses | Circuit Breakers | Motor Protection Circuit Breakers | TESYS DECA CIRCUIT BREAKER MAGNETIC 3P 14A ROTARY HANDLE | 2005076 | GV2L16 | SCHNEIDER ELECTRIC | 3100 | https://pim-kvc.soneparsea.com:3443/PictureServer/default.aspx/schneider-gv2l14_Image1.jpg?A3889C9397807479A2A1C7A8BAA5959DB4AAC672B9AD62A08179B38EBF9897998173BEB5B9 | https://pim-kvc.soneparsea.com:3443/PictureServer/default.aspx/schneider-gv2l16_Datasheet1.pdf?A3889C9397807479A2A1C7A8BAA5959DB4AAC672B9AD62A0817BB389B3AB91A7B8AAB9B98365A098B6 | TESYS DECA CIRCUIT BREAKER MAGNETIC 3P 14A ROTARY HANDLE SCREW CLAMP TERMINALS | TeSys GV2 motor circuit breaker provides manual isolation, manual motor control and short circuit and thermal protection in 45 mm standard width. | Overload release current setting | 14...14A
| 3 | Circuit Breakers and Fuses | Circuit Breakers | Motor Protection Circuit Breakers | TESYS DECA CIRCUIT BREAKER MAGNETIC 3P 14A ROTARY HANDLE | 2005076 | GV2L16 | SCHNEIDER ELECTRIC | 3100 | https://pim-kvc.soneparsea.com:3443/PictureServer/default.aspx/schneider-gv2l14_Image1.jpg?A3889C9397807479A2A1C7A8BAA5959DB4AAC672B9AD62A08179B38EBF9897998173BEB5B9 | https://pim-kvc.soneparsea.com:3443/PictureServer/default.aspx/schneider-gv2l16_Datasheet1.pdf?A3889C9397807479A2A1C7A8BAA5959DB4AAC672B9AD62A0817BB389B3AB91A7B8AAB9B98365A098B6 | TESYS DECA CIRCUIT BREAKER MAGNETIC 3P 14A ROTARY HANDLE SCREW CLAMP TERMINALS | TeSys GV2 motor circuit breaker provides manual isolation, manual motor control and short circuit and thermal protection in 45 mm standard width. | Adjustment range undelayed short-circuit release | 170...170A
| 3 | Circuit Breakers and Fuses | Circuit Breakers | Motor Protection Circuit Breakers | TESYS DECA CIRCUIT BREAKER MAGNETIC 3P 14A ROTARY HANDLE | 2005076 | GV2L16 | SCHNEIDER ELECTRIC | 3100 | https://pim-kvc.soneparsea.com:3443/PictureServer/default.aspx/schneider-gv2l14_Image1.jpg?A3889C9397807479A2A1C7A8BAA5959DB4AAC672B9AD62A08179B38EBF9897998173BEB5B9 | https://pim-kvc.soneparsea.com:3443/PictureServer/default.aspx/schneider-gv2l16_Datasheet1.pdf?A3889C9397807479A2A1C7A8BAA5959DB4AAC672B9AD62A0817BB389B3AB91A7B8AAB9B98365A098B6 | TESYS DECA CIRCUIT BREAKER MAGNETIC 3P 14A ROTARY HANDLE SCREW CLAMP TERMINALS | TeSys GV2 motor circuit breaker provides manual isolation, manual motor control and short circuit and thermal protection in 45 mm standard width. | Phase failure sensitive | yes
| 3 | Circuit Breakers and Fuses | Circuit Breakers | Motor Protection Circuit Breakers | TESYS DECA CIRCUIT BREAKER MAGNETIC 3P 14A ROTARY HANDLE | 2005076 | GV2L16 | SCHNEIDER ELECTRIC | 3100 | https://pim-kvc.soneparsea.com:3443/PictureServer/default.aspx/schneider-gv2l14_Image1.jpg?A3889C9397807479A2A1C7A8BAA5959DB4AAC672B9AD62A08179B38EBF9897998173BEB5B9 | https://pim-kvc.soneparsea.com:3443/PictureServer/default.aspx/schneider-gv2l16_Datasheet1.pdf?A3889C9397807479A2A1C7A8BAA5959DB4AAC672B9AD62A0817BB389B3AB91A7B8AAB9B98365A098B6 | TESYS DECA CIRCUIT BREAKER MAGNETIC 3P 14A ROTARY HANDLE SCREW CLAMP TERMINALS | TeSys GV2 motor circuit breaker provides manual isolation, manual motor control and short circuit and thermal protection in 45 mm standard width. | Switch off technique | Magnetic
| 3 | Circuit Breakers and Fuses | Circuit Breakers | Motor Protection Circuit Breakers | TESYS DECA CIRCUIT BREAKER MAGNETIC 3P 14A ROTARY HANDLE | 2005076 | GV2L16 | SCHNEIDER ELECTRIC | 3100 | https://pim-kvc.soneparsea.com:3443/PictureServer/default.aspx/schneider-gv2l14_Image1.jpg?A3889C9397807479A2A1C7A8BAA5959DB4AAC672B9AD62A08179B38EBF9897998173BEB5B9 | https://pim-kvc.soneparsea.com:3443/PictureServer/default.aspx/schneider-gv2l16_Datasheet1.pdf?A3889C9397807479A2A1C7A8BAA5959DB4AAC672B9AD62A0817BB389B3AB91A7B8AAB9B98365A098B6 | TESYS DECA CIRCUIT BREAKER MAGNETIC 3P 14A ROTARY HANDLE SCREW CLAMP TERMINALS | TeSys GV2 motor circuit breaker provides manual isolation, manual motor control and short circuit and thermal protection in 45 mm standard width. | Rated operating voltage | 690...690V
| 3 | Circuit Breakers and Fuses | Circuit Breakers | Motor Protection Circuit Breakers | TESYS DECA CIRCUIT BREAKER MAGNETIC 3P 14A ROTARY HANDLE | 2005076 | GV2L16 | SCHNEIDER ELECTRIC | 3100 | https://pim-kvc.soneparsea.com:3443/PictureServer/default.aspx/schneider-gv2l14_Image1.jpg?A3889C9397807479A2A1C7A8BAA5959DB4AAC672B9AD62A08179B38EBF9897998173BEB5B9 | https://pim-kvc.soneparsea.com:3443/PictureServer/default.aspx/schneider-gv2l16_Datasheet1.pdf?A3889C9397807479A2A1C7A8BAA5959DB4AAC672B9AD62A0817BB389B3AB91A7B8AAB9B98365A098B6 | TESYS DECA CIRCUIT BREAKER MAGNETIC 3P 14A ROTARY HANDLE SCREW CLAMP TERMINALS | TeSys GV2 motor circuit breaker provides manual isolation, manual motor control and short circuit and thermal protection in 45 mm standard width. | Rated permanent current Iu | 14A
| 3 | Circuit Breakers and Fuses | Circuit Breakers | Motor Protection Circuit Breakers | TESYS DECA CIRCUIT BREAKER MAGNETIC 3P 14A ROTARY HANDLE | 2005076 | GV2L16 | SCHNEIDER ELECTRIC | 3100 | https://pim-kvc.soneparsea.com:3443/PictureServer/default.aspx/schneider-gv2l14_Image1.jpg?A3889C9397807479A2A1C7A8BAA5959DB4AAC672B9AD62A08179B38EBF9897998173BEB5B9 | https://pim-kvc.soneparsea.com:3443/PictureServer/default.aspx/schneider-gv2l16_Datasheet1.pdf?A3889C9397807479A2A1C7A8BAA5959DB4AAC672B9AD62A0817BB389B3AB91A7B8AAB9B98365A098B6 | TESYS DECA CIRCUIT BREAKER MAGNETIC 3P 14A ROTARY HANDLE SCREW CLAMP TERMINALS | TeSys GV2 motor circuit breaker provides manual isolation, manual motor control and short circuit and thermal protection in 45 mm standard width. | Rated operation power at AC-3, 230 V | 0kW
| 3 | Circuit Breakers and Fuses | Circuit Breakers | Motor Protection Circuit Breakers | TESYS DECA CIRCUIT BREAKER MAGNETIC 3P 14A ROTARY HANDLE | 2005076 | GV2L16 | SCHNEIDER ELECTRIC | 3100 | https://pim-kvc.soneparsea.com:3443/PictureServer/default.aspx/schneider-gv2l14_Image1.jpg?A3889C9397807479A2A1C7A8BAA5959DB4AAC672B9AD62A08179B38EBF9897998173BEB5B9 | https://pim-kvc.soneparsea.com:3443/PictureServer/default.aspx/schneider-gv2l16_Datasheet1.pdf?A3889C9397807479A2A1C7A8BAA5959DB4AAC672B9AD62A0817BB389B3AB91A7B8AAB9B98365A098B6 | TESYS DECA CIRCUIT BREAKER MAGNETIC 3P 14A ROTARY HANDLE SCREW CLAMP TERMINALS | TeSys GV2 motor circuit breaker provides manual isolation, manual motor control and short circuit and thermal protection in 45 mm standard width. | Rated operation power at AC-3, 400 V | 5.5kW
| 3 | Circuit Breakers and Fuses | Circuit Breakers | Motor Protection Circuit Breakers | TESYS DECA CIRCUIT BREAKER MAGNETIC 3P 14A ROTARY HANDLE | 2005076 | GV2L16 | SCHNEIDER ELECTRIC | 3100 | https://pim-kvc.soneparsea.com:3443/PictureServer/default.aspx/schneider-gv2l14_Image1.jpg?A3889C9397807479A2A1C7A8BAA5959DB4AAC672B9AD62A08179B38EBF9897998173BEB5B9 | https://pim-kvc.soneparsea.com:3443/PictureServer/default.aspx/schneider-gv2l16_Datasheet1.pdf?A3889C9397807479A2A1C7A8BAA5959DB4AAC672B9AD62A0817BB389B3AB91A7B8AAB9B98365A098B6 | TESYS DECA CIRCUIT BREAKER MAGNETIC 3P 14A ROTARY HANDLE SCREW CLAMP TERMINALS | TeSys GV2 motor circuit breaker provides manual isolation, manual motor control and short circuit and thermal protection in 45 mm standard width. | Type of electrical connection of main circuit | Screw connection
| 3 | Circuit Breakers and Fuses | Circuit Breakers | Motor Protection Circuit Breakers | TESYS DECA CIRCUIT BREAKER MAGNETIC 3P 14A ROTARY HANDLE | 2005076 | GV2L16 | SCHNEIDER ELECTRIC | 3100 | https://pim-kvc.soneparsea.com:3443/PictureServer/default.aspx/schneider-gv2l14_Image1.jpg?A3889C9397807479A2A1C7A8BAA5959DB4AAC672B9AD62A08179B38EBF9897998173BEB5B9 | https://pim-kvc.soneparsea.com:3443/PictureServer/default.aspx/schneider-gv2l16_Datasheet1.pdf?A3889C9397807479A2A1C7A8BAA5959DB4AAC672B9AD62A0817BB389B3AB91A7B8AAB9B98365A098B6 | TESYS DECA CIRCUIT BREAKER MAGNETIC 3P 14A ROTARY HANDLE SCREW CLAMP TERMINALS | TeSys GV2 motor circuit breaker provides manual isolation, manual motor control and short circuit and thermal protection in 45 mm standard width. | Type of control element | Turn button
| 3 | Circuit Breakers and Fuses | Circuit Breakers | Motor Protection Circuit Breakers | TESYS DECA CIRCUIT BREAKER MAGNETIC 3P 14A ROTARY HANDLE | 2005076 | GV2L16 | SCHNEIDER ELECTRIC | 3100 | https://pim-kvc.soneparsea.com:3443/PictureServer/default.aspx/schneider-gv2l14_Image1.jpg?A3889C9397807479A2A1C7A8BAA5959DB4AAC672B9AD62A08179B38EBF9897998173BEB5B9 | https://pim-kvc.soneparsea.com:3443/PictureServer/default.aspx/schneider-gv2l16_Datasheet1.pdf?A3889C9397807479A2A1C7A8BAA5959DB4AAC672B9AD62A0817BB389B3AB91A7B8AAB9B98365A098B6 | TESYS DECA CIRCUIT BREAKER MAGNETIC 3P 14A ROTARY HANDLE SCREW CLAMP TERMINALS | TeSys GV2 motor circuit breaker provides manual isolation, manual motor control and short circuit and thermal protection in 45 mm standard width. | Device construction | Complete device in housing
| 3 | Circuit Breakers and Fuses | Circuit Breakers | Motor Protection Circuit Breakers | TESYS DECA CIRCUIT BREAKER MAGNETIC 3P 14A ROTARY HANDLE | 2005076 | GV2L16 | SCHNEIDER ELECTRIC | 3100 | https://pim-kvc.soneparsea.com:3443/PictureServer/default.aspx/schneider-gv2l14_Image1.jpg?A3889C9397807479A2A1C7A8BAA5959DB4AAC672B9AD62A08179B38EBF9897998173BEB5B9 | https://pim-kvc.soneparsea.com:3443/PictureServer/default.aspx/schneider-gv2l16_Datasheet1.pdf?A3889C9397807479A2A1C7A8BAA5959DB4AAC672B9AD62A0817BB389B3AB91A7B8AAB9B98365A098B6 | TESYS DECA CIRCUIT BREAKER MAGNETIC 3P 14A ROTARY HANDLE SCREW CLAMP TERMINALS | TeSys GV2 motor circuit breaker provides manual isolation, manual motor control and short circuit and thermal protection in 45 mm standard width. | With integrated auxiliary switch | no
| 3 | Circuit Breakers and Fuses | Circuit Breakers | Motor Protection Circuit Breakers | TESYS DECA CIRCUIT BREAKER MAGNETIC 3P 14A ROTARY HANDLE | 2005076 | GV2L16 | SCHNEIDER ELECTRIC | 3100 | https://pim-kvc.soneparsea.com:3443/PictureServer/default.aspx/schneider-gv2l14_Image1.jpg?A3889C9397807479A2A1C7A8BAA5959DB4AAC672B9AD62A08179B38EBF9897998173BEB5B9 | https://pim-kvc.soneparsea.com:3443/PictureServer/default.aspx/schneider-gv2l16_Datasheet1.pdf?A3889C9397807479A2A1C7A8BAA5959DB4AAC672B9AD62A0817BB389B3AB91A7B8AAB9B98365A098B6 | TESYS DECA CIRCUIT BREAKER MAGNETIC 3P 14A ROTARY HANDLE SCREW CLAMP TERMINALS | TeSys GV2 motor circuit breaker provides manual isolation, manual motor control and short circuit and thermal protection in 45 mm standard width. | With integrated under voltage release | no
| 3 | Circuit Breakers and Fuses | Circuit Breakers | Motor Protection Circuit Breakers | TESYS DECA CIRCUIT BREAKER MAGNETIC 3P 14A ROTARY HANDLE | 2005076 | GV2L16 | SCHNEIDER ELECTRIC | 3100 | https://pim-kvc.soneparsea.com:3443/PictureServer/default.aspx/schneider-gv2l14_Image1.jpg?A3889C9397807479A2A1C7A8BAA5959DB4AAC672B9AD62A08179B38EBF9897998173BEB5B9 | https://pim-kvc.soneparsea.com:3443/PictureServer/default.aspx/schneider-gv2l16_Datasheet1.pdf?A3889C9397807479A2A1C7A8BAA5959DB4AAC672B9AD62A0817BB389B3AB91A7B8AAB9B98365A098B6 | TESYS DECA CIRCUIT BREAKER MAGNETIC 3P 14A ROTARY HANDLE SCREW CLAMP TERMINALS | TeSys GV2 motor circuit breaker provides manual isolation, manual motor control and short circuit and thermal protection in 45 mm standard width. | Number of poles | 3
| 3 | Circuit Breakers and Fuses | Circuit Breakers | Motor Protection Circuit Breakers | TESYS DECA CIRCUIT BREAKER MAGNETIC 3P 14A ROTARY HANDLE | 2005076 | GV2L16 | SCHNEIDER ELECTRIC | 3100 | https://pim-kvc.soneparsea.com:3443/PictureServer/default.aspx/schneider-gv2l14_Image1.jpg?A3889C9397807479A2A1C7A8BAA5959DB4AAC672B9AD62A08179B38EBF9897998173BEB5B9 | https://pim-kvc.soneparsea.com:3443/PictureServer/default.aspx/schneider-gv2l16_Datasheet1.pdf?A3889C9397807479A2A1C7A8BAA5959DB4AAC672B9AD62A0817BB389B3AB91A7B8AAB9B98365A098B6 | TESYS DECA CIRCUIT BREAKER MAGNETIC 3P 14A ROTARY HANDLE SCREW CLAMP TERMINALS | TeSys GV2 motor circuit breaker provides manual isolation, manual motor control and short circuit and thermal protection in 45 mm standard width. | Rated short-circuit breaking capacity lcu at 400 V, AC | 50kA
| 3 | Circuit Breakers and Fuses | Circuit Breakers | Motor Protection Circuit Breakers | TESYS DECA CIRCUIT BREAKER MAGNETIC 3P 14A ROTARY HANDLE | 2005076 | GV2L16 | SCHNEIDER ELECTRIC | 3100 | https://pim-kvc.soneparsea.com:3443/PictureServer/default.aspx/schneider-gv2l14_Image1.jpg?A3889C9397807479A2A1C7A8BAA5959DB4AAC672B9AD62A08179B38EBF9897998173BEB5B9 | https://pim-kvc.soneparsea.com:3443/PictureServer/default.aspx/schneider-gv2l16_Datasheet1.pdf?A3889C9397807479A2A1C7A8BAA5959DB4AAC672B9AD62A0817BB389B3AB91A7B8AAB9B98365A098B6 | TESYS DECA CIRCUIT BREAKER MAGNETIC 3P 14A ROTARY HANDLE SCREW CLAMP TERMINALS | TeSys GV2 motor circuit breaker provides manual isolation, manual motor control and short circuit and thermal protection in 45 mm standard width. | Degree of protection (IP) | IP20
| 3 | Circuit Breakers and Fuses | Circuit Breakers | Motor Protection Circuit Breakers | TESYS DECA CIRCUIT BREAKER MAGNETIC 3P 14A ROTARY HANDLE | 2005076 | GV2L16 | SCHNEIDER ELECTRIC | 3100 | https://pim-kvc.soneparsea.com:3443/PictureServer/default.aspx/schneider-gv2l14_Image1.jpg?A3889C9397807479A2A1C7A8BAA5959DB4AAC672B9AD62A08179B38EBF9897998173BEB5B9 | https://pim-kvc.soneparsea.com:3443/PictureServer/default.aspx/schneider-gv2l16_Datasheet1.pdf?A3889C9397807479A2A1C7A8BAA5959DB4AAC672B9AD62A0817BB389B3AB91A7B8AAB9B98365A098B6 | TESYS DECA CIRCUIT BREAKER MAGNETIC 3P 14A ROTARY HANDLE SCREW CLAMP TERMINALS | TeSys GV2 motor circuit breaker provides manual isolation, manual motor control and short circuit and thermal protection in 45 mm standard width. | Height | 89mm
| 3 | Circuit Breakers and Fuses | Circuit Breakers | Motor Protection Circuit Breakers | TESYS DECA CIRCUIT BREAKER MAGNETIC 3P 14A ROTARY HANDLE | 2005076 | GV2L16 | SCHNEIDER ELECTRIC | 3100 | https://pim-kvc.soneparsea.com:3443/PictureServer/default.aspx/schneider-gv2l14_Image1.jpg?A3889C9397807479A2A1C7A8BAA5959DB4AAC672B9AD62A08179B38EBF9897998173BEB5B9 | https://pim-kvc.soneparsea.com:3443/PictureServer/default.aspx/schneider-gv2l16_Datasheet1.pdf?A3889C9397807479A2A1C7A8BAA5959DB4AAC672B9AD62A0817BB389B3AB91A7B8AAB9B98365A098B6 | TESYS DECA CIRCUIT BREAKER MAGNETIC 3P 14A ROTARY HANDLE SCREW CLAMP TERMINALS | TeSys GV2 motor circuit breaker provides manual isolation, manual motor control and short circuit and thermal protection in 45 mm standard width. | Width | 45mm
| 3 | Circuit Breakers and Fuses | Circuit Breakers | Motor Protection Circuit Breakers | TESYS DECA CIRCUIT BREAKER MAGNETIC 3P 14A ROTARY HANDLE | 2005076 | GV2L16 | SCHNEIDER ELECTRIC | 3100 | https://pim-kvc.soneparsea.com:3443/PictureServer/default.aspx/schneider-gv2l14_Image1.jpg?A3889C9397807479A2A1C7A8BAA5959DB4AAC672B9AD62A08179B38EBF9897998173BEB5B9 | https://pim-kvc.soneparsea.com:3443/PictureServer/default.aspx/schneider-gv2l16_Datasheet1.pdf?A3889C9397807479A2A1C7A8BAA5959DB4AAC672B9AD62A0817BB389B3AB91A7B8AAB9B98365A098B6 | TESYS DECA CIRCUIT BREAKER MAGNETIC 3P 14A ROTARY HANDLE SCREW CLAMP TERMINALS | TeSys GV2 motor circuit breaker provides manual isolation, manual motor control and short circuit and thermal protection in 45 mm standard width. | Depth | 97mm
| 3 | Circuit Breakers and Fuses | Circuit Breakers | Motor Protection Circuit Breakers | TESYS DECA CIRCUIT BREAKER MAGNETIC 3P 14A ROTARY HANDLE | 2005076 | GV2L16 | SCHNEIDER ELECTRIC | 3100 | https://pim-kvc.soneparsea.com:3443/PictureServer/default.aspx/schneider-gv2l14_Image1.jpg?A3889C9397807479A2A1C7A8BAA5959DB4AAC672B9AD62A08179B38EBF9897998173BEB5B9 | https://pim-kvc.soneparsea.com:3443/PictureServer/default.aspx/schneider-gv2l16_Datasheet1.pdf?A3889C9397807479A2A1C7A8BAA5959DB4AAC672B9AD62A0817BB389B3AB91A7B8AAB9B98365A098B6 | TESYS DECA CIRCUIT BREAKER MAGNETIC 3P 14A ROTARY HANDLE SCREW CLAMP TERMINALS | TeSys GV2 motor circuit breaker provides manual isolation, manual motor control and short circuit and thermal protection in 45 mm standard width. | Overload release current setting | 14...14A
| 3 | Circuit Breakers and Fuses | Circuit Breakers | Motor Protection Circuit Breakers | TESYS DECA CIRCUIT BREAKER MAGNETIC 3P 14A ROTARY HANDLE | 2005076 | GV2L16 | SCHNEIDER ELECTRIC | 3100 | https://pim-kvc.soneparsea.com:3443/PictureServer/default.aspx/schneider-gv2l14_Image1.jpg?A3889C9397807479A2A1C7A8BAA5959DB4AAC672B9AD62A08179B38EBF9897998173BEB5B9 | https://pim-kvc.soneparsea.com:3443/PictureServer/default.aspx/schneider-gv2l16_Datasheet1.pdf?A3889C9397807479A2A1C7A8BAA5959DB4AAC672B9AD62A0817BB389B3AB91A7B8AAB9B98365A098B6 | TESYS DECA CIRCUIT BREAKER MAGNETIC 3P 14A ROTARY HANDLE SCREW CLAMP TERMINALS | TeSys GV2 motor circuit breaker provides manual isolation, manual motor control and short circuit and thermal protection in 45 mm standard width. | Adjustment range undelayed short-circuit release | 170...170A
| 3 | Circuit Breakers and Fuses | Circuit Breakers | Motor Protection Circuit Breakers | TESYS DECA CIRCUIT BREAKER MAGNETIC 3P 14A ROTARY HANDLE | 2005076 | GV2L16 | SCHNEIDER ELECTRIC | 3100 | https://pim-kvc.soneparsea.com:3443/PictureServer/default.aspx/schneider-gv2l14_Image1.jpg?A3889C9397807479A2A1C7A8BAA5959DB4AAC672B9AD62A08179B38EBF9897998173BEB5B9 | https://pim-kvc.soneparsea.com:3443/PictureServer/default.aspx/schneider-gv2l16_Datasheet1.pdf?A3889C9397807479A2A1C7A8BAA5959DB4AAC672B9AD62A0817BB389B3AB91A7B8AAB9B98365A098B6 | TESYS DECA CIRCUIT BREAKER MAGNETIC 3P 14A ROTARY HANDLE SCREW CLAMP TERMINALS | TeSys GV2 motor circuit breaker provides manual isolation, manual motor control and short circuit and thermal protection in 45 mm standard width. | Phase failure sensitive | yes
| 3 | Circuit Breakers and Fuses | Circuit Breakers | Motor Protection Circuit Breakers | TESYS DECA CIRCUIT BREAKER MAGNETIC 3P 14A ROTARY HANDLE | 2005076 | GV2L16 | SCHNEIDER ELECTRIC | 3100 | https://pim-kvc.soneparsea.com:3443/PictureServer/default.aspx/schneider-gv2l14_Image1.jpg?A3889C9397807479A2A1C7A8BAA5959DB4AAC672B9AD62A08179B38EBF9897998173BEB5B9 | https://pim-kvc.soneparsea.com:3443/PictureServer/default.aspx/schneider-gv2l16_Datasheet1.pdf?A3889C9397807479A2A1C7A8BAA5959DB4AAC672B9AD62A0817BB389B3AB91A7B8AAB9B98365A098B6 | TESYS DECA CIRCUIT BREAKER MAGNETIC 3P 14A ROTARY HANDLE SCREW CLAMP TERMINALS | TeSys GV2 motor circuit breaker provides manual isolation, manual motor control and short circuit and thermal protection in 45 mm standard width. | Switch off technique | Magnetic
| 3 | Circuit Breakers and Fuses | Circuit Breakers | Motor Protection Circuit Breakers | TESYS DECA CIRCUIT BREAKER MAGNETIC 3P 14A ROTARY HANDLE | 2005076 | GV2L16 | SCHNEIDER ELECTRIC | 3100 | https://pim-kvc.soneparsea.com:3443/PictureServer/default.aspx/schneider-gv2l14_Image1.jpg?A3889C9397807479A2A1C7A8BAA5959DB4AAC672B9AD62A08179B38EBF9897998173BEB5B9 | https://pim-kvc.soneparsea.com:3443/PictureServer/default.aspx/schneider-gv2l16_Datasheet1.pdf?A3889C9397807479A2A1C7A8BAA5959DB4AAC672B9AD62A0817BB389B3AB91A7B8AAB9B98365A098B6 | TESYS DECA CIRCUIT BREAKER MAGNETIC 3P 14A ROTARY HANDLE SCREW CLAMP TERMINALS | TeSys GV2 motor circuit breaker provides manual isolation, manual motor control and short circuit and thermal protection in 45 mm standard width. | Rated operating voltage | 690...690V
| 3 | Circuit Breakers and Fuses | Circuit Breakers | Motor Protection Circuit Breakers | TESYS DECA CIRCUIT BREAKER MAGNETIC 3P 14A ROTARY HANDLE | 2005076 | GV2L16 | SCHNEIDER ELECTRIC | 3100 | https://pim-kvc.soneparsea.com:3443/PictureServer/default.aspx/schneider-gv2l14_Image1.jpg?A3889C9397807479A2A1C7A8BAA5959DB4AAC672B9AD62A08179B38EBF9897998173BEB5B9 | https://pim-kvc.soneparsea.com:3443/PictureServer/default.aspx/schneider-gv2l16_Datasheet1.pdf?A3889C9397807479A2A1C7A8BAA5959DB4AAC672B9AD62A0817BB389B3AB91A7B8AAB9B98365A098B6 | TESYS DECA CIRCUIT BREAKER MAGNETIC 3P 14A ROTARY HANDLE SCREW CLAMP TERMINALS | TeSys GV2 motor circuit breaker provides manual isolation, manual motor control and short circuit and thermal protection in 45 mm standard width. | Rated permanent current Iu | 14A
| 3 | Circuit Breakers and Fuses | Circuit Breakers | Motor Protection Circuit Breakers | TESYS DECA CIRCUIT BREAKER MAGNETIC 3P 14A ROTARY HANDLE | 2005076 | GV2L16 | SCHNEIDER ELECTRIC | 3100 | https://pim-kvc.soneparsea.com:3443/PictureServer/default.aspx/schneider-gv2l14_Image1.jpg?A3889C9397807479A2A1C7A8BAA5959DB4AAC672B9AD62A08179B38EBF9897998173BEB5B9 | https://pim-kvc.soneparsea.com:3443/PictureServer/default.aspx/schneider-gv2l16_Datasheet1.pdf?A3889C9397807479A2A1C7A8BAA5959DB4AAC672B9AD62A0817BB389B3AB91A7B8AAB9B98365A098B6 | TESYS DECA CIRCUIT BREAKER MAGNETIC 3P 14A ROTARY HANDLE SCREW CLAMP TERMINALS | TeSys GV2 motor circuit breaker provides manual isolation, manual motor control and short circuit and thermal protection in 45 mm standard width. | Rated operation power at AC-3, 230 V | 0kW
| 3 | Circuit Breakers and Fuses | Circuit Breakers | Motor Protection Circuit Breakers | TESYS DECA CIRCUIT BREAKER MAGNETIC 3P 14A ROTARY HANDLE | 2005076 | GV2L16 | SCHNEIDER ELECTRIC | 3100 | https://pim-kvc.soneparsea.com:3443/PictureServer/default.aspx/schneider-gv2l14_Image1.jpg?A3889C9397807479A2A1C7A8BAA5959DB4AAC672B9AD62A08179B38EBF9897998173BEB5B9 | https://pim-kvc.soneparsea.com:3443/PictureServer/default.aspx/schneider-gv2l16_Datasheet1.pdf?A3889C9397807479A2A1C7A8BAA5959DB4AAC672B9AD62A0817BB389B3AB91A7B8AAB9B98365A098B6 | TESYS DECA CIRCUIT BREAKER MAGNETIC 3P 14A ROTARY HANDLE SCREW CLAMP TERMINALS | TeSys GV2 motor circuit breaker provides manual isolation, manual motor control and short circuit and thermal protection in 45 mm standard width. | Rated operation power at AC-3, 400 V | 5.5kW
| 3 | Circuit Breakers and Fuses | Circuit Breakers | Motor Protection Circuit Breakers | TESYS DECA CIRCUIT BREAKER MAGNETIC 3P 14A ROTARY HANDLE | 2005076 | GV2L16 | SCHNEIDER ELECTRIC | 3100 | https://pim-kvc.soneparsea.com:3443/PictureServer/default.aspx/schneider-gv2l14_Image1.jpg?A3889C9397807479A2A1C7A8BAA5959DB4AAC672B9AD62A08179B38EBF9897998173BEB5B9 | https://pim-kvc.soneparsea.com:3443/PictureServer/default.aspx/schneider-gv2l16_Datasheet1.pdf?A3889C9397807479A2A1C7A8BAA5959DB4AAC672B9AD62A0817BB389B3AB91A7B8AAB9B98365A098B6 | TESYS DECA CIRCUIT BREAKER MAGNETIC 3P 14A ROTARY HANDLE SCREW CLAMP TERMINALS | TeSys GV2 motor circuit breaker provides manual isolation, manual motor control and short circuit and thermal protection in 45 mm standard width. | Type of electrical connection of main circuit | Screw connection
| 3 | Circuit Breakers and Fuses | Circuit Breakers | Motor Protection Circuit Breakers | TESYS DECA CIRCUIT BREAKER MAGNETIC 3P 14A ROTARY HANDLE | 2005076 | GV2L16 | SCHNEIDER ELECTRIC | 3100 | https://pim-kvc.soneparsea.com:3443/PictureServer/default.aspx/schneider-gv2l14_Image1.jpg?A3889C9397807479A2A1C7A8BAA5959DB4AAC672B9AD62A08179B38EBF9897998173BEB5B9 | https://pim-kvc.soneparsea.com:3443/PictureServer/default.aspx/schneider-gv2l16_Datasheet1.pdf?A3889C9397807479A2A1C7A8BAA5959DB4AAC672B9AD62A0817BB389B3AB91A7B8AAB9B98365A098B6 | TESYS DECA CIRCUIT BREAKER MAGNETIC 3P 14A ROTARY HANDLE SCREW CLAMP TERMINALS | TeSys GV2 motor circuit breaker provides manual isolation, manual motor control and short circuit and thermal protection in 45 mm standard width. | Type of control element | Turn button
| 3 | Circuit Breakers and Fuses | Circuit Breakers | Motor Protection Circuit Breakers | TESYS DECA CIRCUIT BREAKER MAGNETIC 3P 14A ROTARY HANDLE | 2005076 | GV2L16 | SCHNEIDER ELECTRIC | 3100 | https://pim-kvc.soneparsea.com:3443/PictureServer/default.aspx/schneider-gv2l14_Image1.jpg?A3889C9397807479A2A1C7A8BAA5959DB4AAC672B9AD62A08179B38EBF9897998173BEB5B9 | https://pim-kvc.soneparsea.com:3443/PictureServer/default.aspx/schneider-gv2l16_Datasheet1.pdf?A3889C9397807479A2A1C7A8BAA5959DB4AAC672B9AD62A0817BB389B3AB91A7B8AAB9B98365A098B6 | TESYS DECA CIRCUIT BREAKER MAGNETIC 3P 14A ROTARY HANDLE SCREW CLAMP TERMINALS | TeSys GV2 motor circuit breaker provides manual isolation, manual motor control and short circuit and thermal protection in 45 mm standard width. | Device construction | Complete device in housing
| 3 | Circuit Breakers and Fuses | Circuit Breakers | Motor Protection Circuit Breakers | TESYS DECA CIRCUIT BREAKER MAGNETIC 3P 14A ROTARY HANDLE | 2005076 | GV2L16 | SCHNEIDER ELECTRIC | 3100 | https://pim-kvc.soneparsea.com:3443/PictureServer/default.aspx/schneider-gv2l14_Image1.jpg?A3889C9397807479A2A1C7A8BAA5959DB4AAC672B9AD62A08179B38EBF9897998173BEB5B9 | https://pim-kvc.soneparsea.com:3443/PictureServer/default.aspx/schneider-gv2l16_Datasheet1.pdf?A3889C9397807479A2A1C7A8BAA5959DB4AAC672B9AD62A0817BB389B3AB91A7B8AAB9B98365A098B6 | TESYS DECA CIRCUIT BREAKER MAGNETIC 3P 14A ROTARY HANDLE SCREW CLAMP TERMINALS | TeSys GV2 motor circuit breaker provides manual isolation, manual motor control and short circuit and thermal protection in 45 mm standard width. | With integrated auxiliary switch | no
| 3 | Circuit Breakers and Fuses | Circuit Breakers | Motor Protection Circuit Breakers | TESYS DECA CIRCUIT BREAKER MAGNETIC 3P 14A ROTARY HANDLE | 2005076 | GV2L16 | SCHNEIDER ELECTRIC | 3100 | https://pim-kvc.soneparsea.com:3443/PictureServer/default.aspx/schneider-gv2l14_Image1.jpg?A3889C9397807479A2A1C7A8BAA5959DB4AAC672B9AD62A08179B38EBF9897998173BEB5B9 | https://pim-kvc.soneparsea.com:3443/PictureServer/default.aspx/schneider-gv2l16_Datasheet1.pdf?A3889C9397807479A2A1C7A8BAA5959DB4AAC672B9AD62A0817BB389B3AB91A7B8AAB9B98365A098B6 | TESYS DECA CIRCUIT BREAKER MAGNETIC 3P 14A ROTARY HANDLE SCREW CLAMP TERMINALS | TeSys GV2 motor circuit breaker provides manual isolation, manual motor control and short circuit and thermal protection in 45 mm standard width. | With integrated under voltage release | no
| 3 | Circuit Breakers and Fuses | Circuit Breakers | Motor Protection Circuit Breakers | TESYS DECA CIRCUIT BREAKER MAGNETIC 3P 14A ROTARY HANDLE | 2005076 | GV2L16 | SCHNEIDER ELECTRIC | 3100 | https://pim-kvc.soneparsea.com:3443/PictureServer/default.aspx/schneider-gv2l14_Image1.jpg?A3889C9397807479A2A1C7A8BAA5959DB4AAC672B9AD62A08179B38EBF9897998173BEB5B9 | https://pim-kvc.soneparsea.com:3443/PictureServer/default.aspx/schneider-gv2l16_Datasheet1.pdf?A3889C9397807479A2A1C7A8BAA5959DB4AAC672B9AD62A0817BB389B3AB91A7B8AAB9B98365A098B6 | TESYS DECA CIRCUIT BREAKER MAGNETIC 3P 14A ROTARY HANDLE SCREW CLAMP TERMINALS | TeSys GV2 motor circuit breaker provides manual isolation, manual motor control and short circuit and thermal protection in 45 mm standard width. | Number of poles | 3
| 3 | Circuit Breakers and Fuses | Circuit Breakers | Motor Protection Circuit Breakers | TESYS DECA CIRCUIT BREAKER MAGNETIC 3P 14A ROTARY HANDLE | 2005076 | GV2L16 | SCHNEIDER ELECTRIC | 3100 | https://pim-kvc.soneparsea.com:3443/PictureServer/default.aspx/schneider-gv2l14_Image1.jpg?A3889C9397807479A2A1C7A8BAA5959DB4AAC672B9AD62A08179B38EBF9897998173BEB5B9 | https://pim-kvc.soneparsea.com:3443/PictureServer/default.aspx/schneider-gv2l16_Datasheet1.pdf?A3889C9397807479A2A1C7A8BAA5959DB4AAC672B9AD62A0817BB389B3AB91A7B8AAB9B98365A098B6 | TESYS DECA CIRCUIT BREAKER MAGNETIC 3P 14A ROTARY HANDLE SCREW CLAMP TERMINALS | TeSys GV2 motor circuit breaker provides manual isolation, manual motor control and short circuit and thermal protection in 45 mm standard width. | Rated short-circuit breaking capacity lcu at 400 V, AC | 50kA
| 3 | Circuit Breakers and Fuses | Circuit Breakers | Motor Protection Circuit Breakers | TESYS DECA CIRCUIT BREAKER MAGNETIC 3P 14A ROTARY HANDLE | 2005076 | GV2L16 | SCHNEIDER ELECTRIC | 3100 | https://pim-kvc.soneparsea.com:3443/PictureServer/default.aspx/schneider-gv2l14_Image1.jpg?A3889C9397807479A2A1C7A8BAA5959DB4AAC672B9AD62A08179B38EBF9897998173BEB5B9 | https://pim-kvc.soneparsea.com:3443/PictureServer/default.aspx/schneider-gv2l16_Datasheet1.pdf?A3889C9397807479A2A1C7A8BAA5959DB4AAC672B9AD62A0817BB389B3AB91A7B8AAB9B98365A098B6 | TESYS DECA CIRCUIT BREAKER MAGNETIC 3P 14A ROTARY HANDLE SCREW CLAMP TERMINALS | TeSys GV2 motor circuit breaker provides manual isolation, manual motor control and short circuit and thermal protection in 45 mm standard width. | Degree of protection (IP) | IP20
| 3 | Circuit Breakers and Fuses | Circuit Breakers | Motor Protection Circuit Breakers | TESYS DECA CIRCUIT BREAKER MAGNETIC 3P 14A ROTARY HANDLE | 2005076 | GV2L16 | SCHNEIDER ELECTRIC | 3100 | https://pim-kvc.soneparsea.com:3443/PictureServer/default.aspx/schneider-gv2l14_Image1.jpg?A3889C9397807479A2A1C7A8BAA5959DB4AAC672B9AD62A08179B38EBF9897998173BEB5B9 | https://pim-kvc.soneparsea.com:3443/PictureServer/default.aspx/schneider-gv2l16_Datasheet1.pdf?A3889C9397807479A2A1C7A8BAA5959DB4AAC672B9AD62A0817BB389B3AB91A7B8AAB9B98365A098B6 | TESYS DECA CIRCUIT BREAKER MAGNETIC 3P 14A ROTARY HANDLE SCREW CLAMP TERMINALS | TeSys GV2 motor circuit breaker provides manual isolation, manual motor control and short circuit and thermal protection in 45 mm standard width. | Height | 89mm
| 3 | Circuit Breakers and Fuses | Circuit Breakers | Motor Protection Circuit Breakers | TESYS DECA CIRCUIT BREAKER MAGNETIC 3P 14A ROTARY HANDLE | 2005076 | GV2L16 | SCHNEIDER ELECTRIC | 3100 | https://pim-kvc.soneparsea.com:3443/PictureServer/default.aspx/schneider-gv2l14_Image1.jpg?A3889C9397807479A2A1C7A8BAA5959DB4AAC672B9AD62A08179B38EBF9897998173BEB5B9 | https://pim-kvc.soneparsea.com:3443/PictureServer/default.aspx/schneider-gv2l16_Datasheet1.pdf?A3889C9397807479A2A1C7A8BAA5959DB4AAC672B9AD62A0817BB389B3AB91A7B8AAB9B98365A098B6 | TESYS DECA CIRCUIT BREAKER MAGNETIC 3P 14A ROTARY HANDLE SCREW CLAMP TERMINALS | TeSys GV2 motor circuit breaker provides manual isolation, manual motor control and short circuit and thermal protection in 45 mm standard width. | Width | 45mm
| 3 | Circuit Breakers and Fuses | Circuit Breakers | Motor Protection Circuit Breakers | TESYS DECA CIRCUIT BREAKER MAGNETIC 3P 14A ROTARY HANDLE | 2005076 | GV2L16 | SCHNEIDER ELECTRIC | 3100 | https://pim-kvc.soneparsea.com:3443/PictureServer/default.aspx/schneider-gv2l14_Image1.jpg?A3889C9397807479A2A1C7A8BAA5959DB4AAC672B9AD62A08179B38EBF9897998173BEB5B9 | https://pim-kvc.soneparsea.com:3443/PictureServer/default.aspx/schneider-gv2l16_Datasheet1.pdf?A3889C9397807479A2A1C7A8BAA5959DB4AAC672B9AD62A0817BB389B3AB91A7B8AAB9B98365A098B6 | TESYS DECA CIRCUIT BREAKER MAGNETIC 3P 14A ROTARY HANDLE SCREW CLAMP TERMINALS | TeSys GV2 motor circuit breaker provides manual isolation, manual motor control and short circuit and thermal protection in 45 mm standard width. | Depth | 97mm
| 3 | Circuit Breakers and Fuses | Circuit Breakers | Motor Protection Circuit Breakers | TESYS DECA CIRCUIT BREAKER MAGNETIC 3P 14A ROTARY HANDLE | 2005076 | GV2L16 | SCHNEIDER ELECTRIC | 3100 | https://pim-kvc.soneparsea.com:3443/PictureServer/default.aspx/schneider-gv2l14_Image1.jpg?A3889C9397807479A2A1C7A8BAA5959DB4AAC672B9AD62A08179B38EBF9897998173BEB5B9 | https://pim-kvc.soneparsea.com:3443/PictureServer/default.aspx/schneider-gv2l16_Datasheet1.pdf?A3889C9397807479A2A1C7A8BAA5959DB4AAC672B9AD62A0817BB389B3AB91A7B8AAB9B98365A098B6 | TESYS DECA CIRCUIT BREAKER MAGNETIC 3P 14A ROTARY HANDLE SCREW CLAMP TERMINALS | TeSys GV2 motor circuit breaker provides manual isolation, manual motor control and short circuit and thermal protection in 45 mm standard width. | Overload release current setting | 14...14A
| 3 | Circuit Breakers and Fuses | Circuit Breakers | Motor Protection Circuit Breakers | TESYS DECA CIRCUIT BREAKER MAGNETIC 3P 14A ROTARY HANDLE | 2005076 | GV2L16 | SCHNEIDER ELECTRIC | 3100 | https://pim-kvc.soneparsea.com:3443/PictureServer/default.aspx/schneider-gv2l14_Image1.jpg?A3889C9397807479A2A1C7A8BAA5959DB4AAC672B9AD62A08179B38EBF9897998173BEB5B9 | https://pim-kvc.soneparsea.com:3443/PictureServer/default.aspx/schneider-gv2l16_Datasheet1.pdf?A3889C9397807479A2A1C7A8BAA5959DB4AAC672B9AD62A0817BB389B3AB91A7B8AAB9B98365A098B6 | TESYS DECA CIRCUIT BREAKER MAGNETIC 3P 14A ROTARY HANDLE SCREW CLAMP TERMINALS | TeSys GV2 motor circuit breaker provides manual isolation, manual motor control and short circuit and thermal protection in 45 mm standard width. | Adjustment range undelayed short-circuit release | 170...170A
| 3 | Circuit Breakers and Fuses | Circuit Breakers | Motor Protection Circuit Breakers | TESYS DECA CIRCUIT BREAKER MAGNETIC 3P 14A ROTARY HANDLE | 2005076 | GV2L16 | SCHNEIDER ELECTRIC | 3100 | https://pim-kvc.soneparsea.com:3443/PictureServer/default.aspx/schneider-gv2l14_Image1.jpg?A3889C9397807479A2A1C7A8BAA5959DB4AAC672B9AD62A08179B38EBF9897998173BEB5B9 | https://pim-kvc.soneparsea.com:3443/PictureServer/default.aspx/schneider-gv2l16_Datasheet1.pdf?A3889C9397807479A2A1C7A8BAA5959DB4AAC672B9AD62A0817BB389B3AB91A7B8AAB9B98365A098B6 | TESYS DECA CIRCUIT BREAKER MAGNETIC 3P 14A ROTARY HANDLE SCREW CLAMP TERMINALS | TeSys GV2 motor circuit breaker provides manual isolation, manual motor control and short circuit and thermal protection in 45 mm standard width. | Phase failure sensitive | yes
| 3 | Circuit Breakers and Fuses | Circuit Breakers | Motor Protection Circuit Breakers | TESYS DECA CIRCUIT BREAKER MAGNETIC 3P 14A ROTARY HANDLE | 2005076 | GV2L16 | SCHNEIDER ELECTRIC | 3100 | https://pim-kvc.soneparsea.com:3443/PictureServer/default.aspx/schneider-gv2l14_Image1.jpg?A3889C9397807479A2A1C7A8BAA5959DB4AAC672B9AD62A08179B38EBF9897998173BEB5B9 | https://pim-kvc.soneparsea.com:3443/PictureServer/default.aspx/schneider-gv2l16_Datasheet1.pdf?A3889C9397807479A2A1C7A8BAA5959DB4AAC672B9AD62A0817BB389B3AB91A7B8AAB9B98365A098B6 | TESYS DECA CIRCUIT BREAKER MAGNETIC 3P 14A ROTARY HANDLE SCREW CLAMP TERMINALS | TeSys GV2 motor circuit breaker provides manual isolation, manual motor control and short circuit and thermal protection in 45 mm standard width. | Switch off technique | Magnetic
| 3 | Circuit Breakers and Fuses | Circuit Breakers | Motor Protection Circuit Breakers | TESYS DECA CIRCUIT BREAKER MAGNETIC 3P 14A ROTARY HANDLE | 2005076 | GV2L16 | SCHNEIDER ELECTRIC | 3100 | https://pim-kvc.soneparsea.com:3443/PictureServer/default.aspx/schneider-gv2l14_Image1.jpg?A3889C9397807479A2A1C7A8BAA5959DB4AAC672B9AD62A08179B38EBF9897998173BEB5B9 | https://pim-kvc.soneparsea.com:3443/PictureServer/default.aspx/schneider-gv2l16_Datasheet1.pdf?A3889C9397807479A2A1C7A8BAA5959DB4AAC672B9AD62A0817BB389B3AB91A7B8AAB9B98365A098B6 | TESYS DECA CIRCUIT BREAKER MAGNETIC 3P 14A ROTARY HANDLE SCREW CLAMP TERMINALS | TeSys GV2 motor circuit breaker provides manual isolation, manual motor control and short circuit and thermal protection in 45 mm standard width. | Rated operating voltage | 690...690V
| 3 | Circuit Breakers and Fuses | Circuit Breakers | Motor Protection Circuit Breakers | TESYS DECA CIRCUIT BREAKER MAGNETIC 3P 14A ROTARY HANDLE | 2005076 | GV2L16 | SCHNEIDER ELECTRIC | 3100 | https://pim-kvc.soneparsea.com:3443/PictureServer/default.aspx/schneider-gv2l14_Image1.jpg?A3889C9397807479A2A1C7A8BAA5959DB4AAC672B9AD62A08179B38EBF9897998173BEB5B9 | https://pim-kvc.soneparsea.com:3443/PictureServer/default.aspx/schneider-gv2l16_Datasheet1.pdf?A3889C9397807479A2A1C7A8BAA5959DB4AAC672B9AD62A0817BB389B3AB91A7B8AAB9B98365A098B6 | TESYS DECA CIRCUIT BREAKER MAGNETIC 3P 14A ROTARY HANDLE SCREW CLAMP TERMINALS | TeSys GV2 motor circuit breaker provides manual isolation, manual motor control and short circuit and thermal protection in 45 mm standard width. | Rated permanent current Iu | 14A
| 3 | Circuit Breakers and Fuses | Circuit Breakers | Motor Protection Circuit Breakers | TESYS DECA CIRCUIT BREAKER MAGNETIC 3P 14A ROTARY HANDLE | 2005076 | GV2L16 | SCHNEIDER ELECTRIC | 3100 | https://pim-kvc.soneparsea.com:3443/PictureServer/default.aspx/schneider-gv2l14_Image1.jpg?A3889C9397807479A2A1C7A8BAA5959DB4AAC672B9AD62A08179B38EBF9897998173BEB5B9 | https://pim-kvc.soneparsea.com:3443/PictureServer/default.aspx/schneider-gv2l16_Datasheet1.pdf?A3889C9397807479A2A1C7A8BAA5959DB4AAC672B9AD62A0817BB389B3AB91A7B8AAB9B98365A098B6 | TESYS DECA CIRCUIT BREAKER MAGNETIC 3P 14A ROTARY HANDLE SCREW CLAMP TERMINALS | TeSys GV2 motor circuit breaker provides manual isolation, manual motor control and short circuit and thermal protection in 45 mm standard width. | Rated operation power at AC-3, 230 V | 0kW
| 3 | Circuit Breakers and Fuses | Circuit Breakers | Motor Protection Circuit Breakers | TESYS DECA CIRCUIT BREAKER MAGNETIC 3P 14A ROTARY HANDLE | 2005076 | GV2L16 | SCHNEIDER ELECTRIC | 3100 | https://pim-kvc.soneparsea.com:3443/PictureServer/default.aspx/schneider-gv2l14_Image1.jpg?A3889C9397807479A2A1C7A8BAA5959DB4AAC672B9AD62A08179B38EBF9897998173BEB5B9 | https://pim-kvc.soneparsea.com:3443/PictureServer/default.aspx/schneider-gv2l16_Datasheet1.pdf?A3889C9397807479A2A1C7A8BAA5959DB4AAC672B9AD62A0817BB389B3AB91A7B8AAB9B98365A098B6 | TESYS DECA CIRCUIT BREAKER MAGNETIC 3P 14A ROTARY HANDLE SCREW CLAMP TERMINALS | TeSys GV2 motor circuit breaker provides manual isolation, manual motor control and short circuit and thermal protection in 45 mm standard width. | Rated operation power at AC-3, 400 V | 5.5kW
| 3 | Circuit Breakers and Fuses | Circuit Breakers | Motor Protection Circuit Breakers | TESYS DECA CIRCUIT BREAKER MAGNETIC 3P 14A ROTARY HANDLE | 2005076 | GV2L16 | SCHNEIDER ELECTRIC | 3100 | https://pim-kvc.soneparsea.com:3443/PictureServer/default.aspx/schneider-gv2l14_Image1.jpg?A3889C9397807479A2A1C7A8BAA5959DB4AAC672B9AD62A08179B38EBF9897998173BEB5B9 | https://pim-kvc.soneparsea.com:3443/PictureServer/default.aspx/schneider-gv2l16_Datasheet1.pdf?A3889C9397807479A2A1C7A8BAA5959DB4AAC672B9AD62A0817BB389B3AB91A7B8AAB9B98365A098B6 | TESYS DECA CIRCUIT BREAKER MAGNETIC 3P 14A ROTARY HANDLE SCREW CLAMP TERMINALS | TeSys GV2 motor circuit breaker provides manual isolation, manual motor control and short circuit and thermal protection in 45 mm standard width. | Type of electrical connection of main circuit | Screw connection
| 3 | Circuit Breakers and Fuses | Circuit Breakers | Motor Protection Circuit Breakers | TESYS DECA CIRCUIT BREAKER MAGNETIC 3P 14A ROTARY HANDLE | 2005076 | GV2L16 | SCHNEIDER ELECTRIC | 3100 | https://pim-kvc.soneparsea.com:3443/PictureServer/default.aspx/schneider-gv2l14_Image1.jpg?A3889C9397807479A2A1C7A8BAA5959DB4AAC672B9AD62A08179B38EBF9897998173BEB5B9 | https://pim-kvc.soneparsea.com:3443/PictureServer/default.aspx/schneider-gv2l16_Datasheet1.pdf?A3889C9397807479A2A1C7A8BAA5959DB4AAC672B9AD62A0817BB389B3AB91A7B8AAB9B98365A098B6 | TESYS DECA CIRCUIT BREAKER MAGNETIC 3P 14A ROTARY HANDLE SCREW CLAMP TERMINALS | TeSys GV2 motor circuit breaker provides manual isolation, manual motor control and short circuit and thermal protection in 45 mm standard width. | Type of control element | Turn button
| 3 | Circuit Breakers and Fuses | Circuit Breakers | Motor Protection Circuit Breakers | TESYS DECA CIRCUIT BREAKER MAGNETIC 3P 14A ROTARY HANDLE | 2005076 | GV2L16 | SCHNEIDER ELECTRIC | 3100 | https://pim-kvc.soneparsea.com:3443/PictureServer/default.aspx/schneider-gv2l14_Image1.jpg?A3889C9397807479A2A1C7A8BAA5959DB4AAC672B9AD62A08179B38EBF9897998173BEB5B9 | https://pim-kvc.soneparsea.com:3443/PictureServer/default.aspx/schneider-gv2l16_Datasheet1.pdf?A3889C9397807479A2A1C7A8BAA5959DB4AAC672B9AD62A0817BB389B3AB91A7B8AAB9B98365A098B6 | TESYS DECA CIRCUIT BREAKER MAGNETIC 3P 14A ROTARY HANDLE SCREW CLAMP TERMINALS | TeSys GV2 motor circuit breaker provides manual isolation, manual motor control and short circuit and thermal protection in 45 mm standard width. | Device construction | Complete device in housing
| 3 | Circuit Breakers and Fuses | Circuit Breakers | Motor Protection Circuit Breakers | TESYS DECA CIRCUIT BREAKER MAGNETIC 3P 14A ROTARY HANDLE | 2005076 | GV2L16 | SCHNEIDER ELECTRIC | 3100 | https://pim-kvc.soneparsea.com:3443/PictureServer/default.aspx/schneider-gv2l14_Image1.jpg?A3889C9397807479A2A1C7A8BAA5959DB4AAC672B9AD62A08179B38EBF9897998173BEB5B9 | https://pim-kvc.soneparsea.com:3443/PictureServer/default.aspx/schneider-gv2l16_Datasheet1.pdf?A3889C9397807479A2A1C7A8BAA5959DB4AAC672B9AD62A0817BB389B3AB91A7B8AAB9B98365A098B6 | TESYS DECA CIRCUIT BREAKER MAGNETIC 3P 14A ROTARY HANDLE SCREW CLAMP TERMINALS | TeSys GV2 motor circuit breaker provides manual isolation, manual motor control and short circuit and thermal protection in 45 mm standard width. | With integrated auxiliary switch | no
| 3 | Circuit Breakers and Fuses | Circuit Breakers | Motor Protection Circuit Breakers | TESYS DECA CIRCUIT BREAKER MAGNETIC 3P 14A ROTARY HANDLE | 2005076 | GV2L16 | SCHNEIDER ELECTRIC | 3100 | https://pim-kvc.soneparsea.com:3443/PictureServer/default.aspx/schneider-gv2l14_Image1.jpg?A3889C9397807479A2A1C7A8BAA5959DB4AAC672B9AD62A08179B38EBF9897998173BEB5B9 | https://pim-kvc.soneparsea.com:3443/PictureServer/default.aspx/schneider-gv2l16_Datasheet1.pdf?A3889C9397807479A2A1C7A8BAA5959DB4AAC672B9AD62A0817BB389B3AB91A7B8AAB9B98365A098B6 | TESYS DECA CIRCUIT BREAKER MAGNETIC 3P 14A ROTARY HANDLE SCREW CLAMP TERMINALS | TeSys GV2 motor circuit breaker provides manual isolation, manual motor control and short circuit and thermal protection in 45 mm standard width. | With integrated under voltage release | no
| 3 | Circuit Breakers and Fuses | Circuit Breakers | Motor Protection Circuit Breakers | TESYS DECA CIRCUIT BREAKER MAGNETIC 3P 14A ROTARY HANDLE | 2005076 | GV2L16 | SCHNEIDER ELECTRIC | 3100 | https://pim-kvc.soneparsea.com:3443/PictureServer/default.aspx/schneider-gv2l14_Image1.jpg?A3889C9397807479A2A1C7A8BAA5959DB4AAC672B9AD62A08179B38EBF9897998173BEB5B9 | https://pim-kvc.soneparsea.com:3443/PictureServer/default.aspx/schneider-gv2l16_Datasheet1.pdf?A3889C9397807479A2A1C7A8BAA5959DB4AAC672B9AD62A0817BB389B3AB91A7B8AAB9B98365A098B6 | TESYS DECA CIRCUIT BREAKER MAGNETIC 3P 14A ROTARY HANDLE SCREW CLAMP TERMINALS | TeSys GV2 motor circuit breaker provides manual isolation, manual motor control and short circuit and thermal protection in 45 mm standard width. | Number of poles | 3
| 3 | Circuit Breakers and Fuses | Circuit Breakers | Motor Protection Circuit Breakers | TESYS DECA CIRCUIT BREAKER MAGNETIC 3P 14A ROTARY HANDLE | 2005076 | GV2L16 | SCHNEIDER ELECTRIC | 3100 | https://pim-kvc.soneparsea.com:3443/PictureServer/default.aspx/schneider-gv2l14_Image1.jpg?A3889C9397807479A2A1C7A8BAA5959DB4AAC672B9AD62A08179B38EBF9897998173BEB5B9 | https://pim-kvc.soneparsea.com:3443/PictureServer/default.aspx/schneider-gv2l16_Datasheet1.pdf?A3889C9397807479A2A1C7A8BAA5959DB4AAC672B9AD62A0817BB389B3AB91A7B8AAB9B98365A098B6 | TESYS DECA CIRCUIT BREAKER MAGNETIC 3P 14A ROTARY HANDLE SCREW CLAMP TERMINALS | TeSys GV2 motor circuit breaker provides manual isolation, manual motor control and short circuit and thermal protection in 45 mm standard width. | Rated short-circuit breaking capacity lcu at 400 V, AC | 50kA
| 3 | Circuit Breakers and Fuses | Circuit Breakers | Motor Protection Circuit Breakers | TESYS DECA CIRCUIT BREAKER MAGNETIC 3P 14A ROTARY HANDLE | 2005076 | GV2L16 | SCHNEIDER ELECTRIC | 3100 | https://pim-kvc.soneparsea.com:3443/PictureServer/default.aspx/schneider-gv2l14_Image1.jpg?A3889C9397807479A2A1C7A8BAA5959DB4AAC672B9AD62A08179B38EBF9897998173BEB5B9 | https://pim-kvc.soneparsea.com:3443/PictureServer/default.aspx/schneider-gv2l16_Datasheet1.pdf?A3889C9397807479A2A1C7A8BAA5959DB4AAC672B9AD62A0817BB389B3AB91A7B8AAB9B98365A098B6 | TESYS DECA CIRCUIT BREAKER MAGNETIC 3P 14A ROTARY HANDLE SCREW CLAMP TERMINALS | TeSys GV2 motor circuit breaker provides manual isolation, manual motor control and short circuit and thermal protection in 45 mm standard width. | Degree of protection (IP) | IP20
| 3 | Circuit Breakers and Fuses | Circuit Breakers | Motor Protection Circuit Breakers | TESYS DECA CIRCUIT BREAKER MAGNETIC 3P 14A ROTARY HANDLE | 2005076 | GV2L16 | SCHNEIDER ELECTRIC | 3100 | https://pim-kvc.soneparsea.com:3443/PictureServer/default.aspx/schneider-gv2l14_Image1.jpg?A3889C9397807479A2A1C7A8BAA5959DB4AAC672B9AD62A08179B38EBF9897998173BEB5B9 | https://pim-kvc.soneparsea.com:3443/PictureServer/default.aspx/schneider-gv2l16_Datasheet1.pdf?A3889C9397807479A2A1C7A8BAA5959DB4AAC672B9AD62A0817BB389B3AB91A7B8AAB9B98365A098B6 | TESYS DECA CIRCUIT BREAKER MAGNETIC 3P 14A ROTARY HANDLE SCREW CLAMP TERMINALS | TeSys GV2 motor circuit breaker provides manual isolation, manual motor control and short circuit and thermal protection in 45 mm standard width. | Height | 89mm
| 3 | Circuit Breakers and Fuses | Circuit Breakers | Motor Protection Circuit Breakers | TESYS DECA CIRCUIT BREAKER MAGNETIC 3P 14A ROTARY HANDLE | 2005076 | GV2L16 | SCHNEIDER ELECTRIC | 3100 | https://pim-kvc.soneparsea.com:3443/PictureServer/default.aspx/schneider-gv2l14_Image1.jpg?A3889C9397807479A2A1C7A8BAA5959DB4AAC672B9AD62A08179B38EBF9897998173BEB5B9 | https://pim-kvc.soneparsea.com:3443/PictureServer/default.aspx/schneider-gv2l16_Datasheet1.pdf?A3889C9397807479A2A1C7A8BAA5959DB4AAC672B9AD62A0817BB389B3AB91A7B8AAB9B98365A098B6 | TESYS DECA CIRCUIT BREAKER MAGNETIC 3P 14A ROTARY HANDLE SCREW CLAMP TERMINALS | TeSys GV2 motor circuit breaker provides manual isolation, manual motor control and short circuit and thermal protection in 45 mm standard width. | Width | 45mm
| 3 | Circuit Breakers and Fuses | Circuit Breakers | Motor Protection Circuit Breakers | TESYS DECA CIRCUIT BREAKER MAGNETIC 3P 14A ROTARY HANDLE | 2005076 | GV2L16 | SCHNEIDER ELECTRIC | 3100 | https://pim-kvc.soneparsea.com:3443/PictureServer/default.aspx/schneider-gv2l14_Image1.jpg?A3889C9397807479A2A1C7A8BAA5959DB4AAC672B9AD62A08179B38EBF9897998173BEB5B9 | https://pim-kvc.soneparsea.com:3443/PictureServer/default.aspx/schneider-gv2l16_Datasheet1.pdf?A3889C9397807479A2A1C7A8BAA5959DB4AAC672B9AD62A0817BB389B3AB91A7B8AAB9B98365A098B6 | TESYS DECA CIRCUIT BREAKER MAGNETIC 3P 14A ROTARY HANDLE SCREW CLAMP TERMINALS | TeSys GV2 motor circuit breaker provides manual isolation, manual motor control and short circuit and thermal protection in 45 mm standard width. | Depth | 97mm
| 3 | Circuit Breakers and Fuses | Circuit Breakers | Motor Protection Circuit Breakers | TESYS DECA CIRCUIT BREAKER MAGNETIC 3P 14A ROTARY HANDLE | 2005076 | GV2L16 | SCHNEIDER ELECTRIC | 3100 | https://pim-kvc.soneparsea.com:3443/PictureServer/default.aspx/schneider-gv2l14_Image1.jpg?A3889C9397807479A2A1C7A8BAA5959DB4AAC672B9AD62A08179B38EBF9897998173BEB5B9 | https://pim-kvc.soneparsea.com:3443/PictureServer/default.aspx/schneider-gv2l16_Datasheet1.pdf?A3889C9397807479A2A1C7A8BAA5959DB4AAC672B9AD62A0817BB389B3AB91A7B8AAB9B98365A098B6 | TESYS DECA CIRCUIT BREAKER MAGNETIC 3P 14A ROTARY HANDLE SCREW CLAMP TERMINALS | TeSys GV2 motor circuit breaker provides manual isolation, manual motor control and short circuit and thermal protection in 45 mm standard width. | Overload release current setting | 14...14A
| 3 | Circuit Breakers and Fuses | Circuit Breakers | Motor Protection Circuit Breakers | TESYS DECA CIRCUIT BREAKER MAGNETIC 3P 14A ROTARY HANDLE | 2005076 | GV2L16 | SCHNEIDER ELECTRIC | 3100 | https://pim-kvc.soneparsea.com:3443/PictureServer/default.aspx/schneider-gv2l14_Image1.jpg?A3889C9397807479A2A1C7A8BAA5959DB4AAC672B9AD62A08179B38EBF9897998173BEB5B9 | https://pim-kvc.soneparsea.com:3443/PictureServer/default.aspx/schneider-gv2l16_Datasheet1.pdf?A3889C9397807479A2A1C7A8BAA5959DB4AAC672B9AD62A0817BB389B3AB91A7B8AAB9B98365A098B6 | TESYS DECA CIRCUIT BREAKER MAGNETIC 3P 14A ROTARY HANDLE SCREW CLAMP TERMINALS | TeSys GV2 motor circuit breaker provides manual isolation, manual motor control and short circuit and thermal protection in 45 mm standard width. | Adjustment range undelayed short-circuit release | 170...170A
| 3 | Circuit Breakers and Fuses | Circuit Breakers | Motor Protection Circuit Breakers | TESYS DECA CIRCUIT BREAKER MAGNETIC 3P 14A ROTARY HANDLE | 2005076 | GV2L16 | SCHNEIDER ELECTRIC | 3100 | https://pim-kvc.soneparsea.com:3443/PictureServer/default.aspx/schneider-gv2l14_Image1.jpg?A3889C9397807479A2A1C7A8BAA5959DB4AAC672B9AD62A08179B38EBF9897998173BEB5B9 | https://pim-kvc.soneparsea.com:3443/PictureServer/default.aspx/schneider-gv2l16_Datasheet1.pdf?A3889C9397807479A2A1C7A8BAA5959DB4AAC672B9AD62A0817BB389B3AB91A7B8AAB9B98365A098B6 | TESYS DECA CIRCUIT BREAKER MAGNETIC 3P 14A ROTARY HANDLE SCREW CLAMP TERMINALS | TeSys GV2 motor circuit breaker provides manual isolation, manual motor control and short circuit and thermal protection in 45 mm standard width. | Phase failure sensitive | yes
| 3 | Circuit Breakers and Fuses | Circuit Breakers | Motor Protection Circuit Breakers | TESYS DECA CIRCUIT BREAKER MAGNETIC 3P 14A ROTARY HANDLE | 2005076 | GV2L16 | SCHNEIDER ELECTRIC | 3100 | https://pim-kvc.soneparsea.com:3443/PictureServer/default.aspx/schneider-gv2l14_Image1.jpg?A3889C9397807479A2A1C7A8BAA5959DB4AAC672B9AD62A08179B38EBF9897998173BEB5B9 | https://pim-kvc.soneparsea.com:3443/PictureServer/default.aspx/schneider-gv2l16_Datasheet1.pdf?A3889C9397807479A2A1C7A8BAA5959DB4AAC672B9AD62A0817BB389B3AB91A7B8AAB9B98365A098B6 | TESYS DECA CIRCUIT BREAKER MAGNETIC 3P 14A ROTARY HANDLE SCREW CLAMP TERMINALS | TeSys GV2 motor circuit breaker provides manual isolation, manual motor control and short circuit and thermal protection in 45 mm standard width. | Switch off technique | Magnetic
| 3 | Circuit Breakers and Fuses | Circuit Breakers | Motor Protection Circuit Breakers | TESYS DECA CIRCUIT BREAKER MAGNETIC 3P 14A ROTARY HANDLE | 2005076 | GV2L16 | SCHNEIDER ELECTRIC | 3100 | https://pim-kvc.soneparsea.com:3443/PictureServer/default.aspx/schneider-gv2l14_Image1.jpg?A3889C9397807479A2A1C7A8BAA5959DB4AAC672B9AD62A08179B38EBF9897998173BEB5B9 | https://pim-kvc.soneparsea.com:3443/PictureServer/default.aspx/schneider-gv2l16_Datasheet1.pdf?A3889C9397807479A2A1C7A8BAA5959DB4AAC672B9AD62A0817BB389B3AB91A7B8AAB9B98365A098B6 | TESYS DECA CIRCUIT BREAKER MAGNETIC 3P 14A ROTARY HANDLE SCREW CLAMP TERMINALS | TeSys GV2 motor circuit breaker provides manual isolation, manual motor control and short circuit and thermal protection in 45 mm standard width. | Rated operating voltage | 690...690V