## Lighting (2)
ImportTicket-xlsx-zsx22ii8k1q&Tx | ลำดับ | รายละเอียดสินค้า
|  | ชื่อหมวดหมู่ชั้นที่ 1 | ชื่อหมวดหมู่ชั้นที่ 2 | ชื่อหมวดหมู่ชั้นที่ 3 | ชื่อสินค้า | รหัสสินค้า | MPN | Brand | ราคาสินค้า | Picture | Datasheet | รายละเอียดย่อ | รายละเอียดเต็ม | หัวข้อฟีเจอร์ | รายละเอียดฟีเจอร์
Example > | 0 | Product Category 1 | Product Sub 1 | Product Sub-sec 1 | Example Product | P0001 | N/A | Brand 1 | 100000 | https://soneparthailand.com/th/_content_images/product/A4BF5596-06F7-632A-0C7B-5BEB6E7DB749.jpg | https://www.quotewerks.com/download/printlayouts/Samples/QuotationSample_A.pdf | เอ๋เวิลด์ เปราะบางโลโก้มอนสเตอร์รากหญ้าพูล เชอร์รี่ไฮเปอร์ตรวจสอบรันเวย์ฟลอร์ เซรามิก | สเปกแอ็กชั่น มหภาคเทรดคอร์ปมหาอุปราชาเฉิ่ม แป๋วมาร์เก็ตเดบิตแมนชั่น โกลด์วีซ่าเซอร์วิส เฟิร์มสไปเดอร์ ออร์เดอร์เช็ก ฮันนีมูนแชมป์กระดี๊กระด๊ารีวิวดยุค ฟินิกซ์ตื้บสมาพันธ์ซัพพลายเออร์โรแมนติก หลวงปู่บู๊ฮาลาลแซ็กโซโฟน ป๋าแอสเตอร์แดรี่ภคันทลาพาธ บอกซ์เยนโหลนเมคอัพ รูบิก จูเนียร์ไอติมเคลียร์ฟลุทมอคคา ทอม แฟกซ์รวมมิตรฟอยล์ แซนด์วิชลอร์ดสคริปต์ยากูซ่า สแล็กผ้าห่มรีสอร์ตแดรี่ สเตย์ธรรมา เที่ยงคืนแอปเปิ้ล คำสาปแคมปัสท็อปบูต สัมนาศิลปากรพาร์บ๊วยอมาตยาธิปไตย แจ๊สไงจัมโบ้ดั๊มพ์ วิว เกจิเคลียร์ ว้อดก้ามั้งคอมพ์ แหม็บโยเกิร์ตซัมเมอร์ ป่าไม้นิวละติน เทคโนแครตเวิร์กช็อปฮาราคีรี แคนยอนแกรนด์ โปรเจ็กต์ เต๊ะแบคโฮเหี่ยวย่นละอ่อนคาปูชิโน วันเวย์ ครูเสดแตงโมฟีเวอร์เจ๊คอลเล็กชั่น ดั๊มพ์วิลเลจกับดัก ชัตเตอร์โบว์ ออเดอร์แชมป์ อุปทานมาร์จินฮิบรูโทรโข่ง จูน แดรี่โยโย่ บุ๋น เอ็นเตอร์เทนดีพาร์ทเมนต์ลีเมอร์ สต็อกเซาท์ มายาคติโกเต็กซ์ไวอากร้าลิมูซีน ออร์เดอร์โมเดิร์นวอล์กร็อคไฮไลต์ ซีเนียร์ริกเตอร์สมาพันธ์ เจ๊วาฟเฟิลฟลุกฮิตคัตเอาต์ คูลเลอร์ยากูซ่า ราสเบอร์รีไฟแนนซ์แคนู ยาวี แม่ค้าชีสเซี้ยว อิกัวนาแมมโบ้ ซีเรียสกุมภาพันธ์ ซัพพลายเออร์ฟลุท เป่ายิ้งฉุบโลโก้หลวงพี่ กีวีตุ๊กตุ๊กเซ็กส์อาร์ติสต์ อริยสงฆ์บาบูนไฮไลท์ซาร์ดีน เมเปิลปาสกาลแรงใจ ปาร์ตี้มาร์กเซนเซอร์แคมเปญ เบอร์รีแพทยสภาวาฟเฟิลแบคโฮแมกกาซีน ชีสสังโฆวิน เซ่นไหว้จิ๊กโก๋กฤษณ์บูติคจอหงวน โคโยตีจังโก้บัลลาสต์คอลเล็กชั่น โปรเจ็ครีเสิร์ช แชมเปญ โปรโมเตอร์แกรนด์สตรอว์เบอร์รีแพกเกจ จีดีพีคลาสสิกแทคติค ฮัมซามูไรเคอร์ฟิวแมชชีน เทเลกราฟแอปเปิ้ลวิลล์ แฟรนไชส์ต่อยอดรีสอร์ต ออร์เดอร์ฟอยล์อ่อนด้อยช็อป รันเวย์ชีสแจ็กพอตอาว์มาราธอน ไตรมาสจอหงวน รอยัลตี้เมจิคชัตเตอร์ ชาร์จแมชีนก๋ากั่นเซฟตี้ ง่าวแมคเคอเรล หม่านโถวโยเกิร์ต แช่แข็งอันตรกิริยา แจ็กพ็อตมะกันล็อบบี้ซิมแผดเผา คาร์ดีพาร์ตเมนต์บลูเบอร์รีโคโยตี้เครป ฮันนีมูนเจลรวมมิตรเซี้ยว | Feature Name 1 | This is feature detail.
Start > | 1 | Switch and Plug | Switches and Sockets | Switches and Sockets | S-CLASSIC 30 SERIES DOUBLE (3-PIN) FLUSH SOCKET W/SHUTTER 16 | 2086974 | E25UES | SCHNEIDER ELECTRIC | 449 | https://pim-kvc.soneparsea.com:3443/PictureServer/default.aspx/schneider-e25ues_Image1.jpg?A3889C9397807479A2A1C7A8BAA5959DB4AAC672B76965A9B5B8B38EBF9897998173BEB5B9 | https://pim-kvc.soneparsea.com:3443/PictureServer/default.aspx/schneider-e25ues.pdf?81788B76AEAA939CBEAABDA9B7A95D99827AC9AAC565A098B6 | S-CLASSIC 30 SERIES DOUBLE (3-PIN) FLUSH SOCKET W/SHUTTER 16A 250V+2 SWITCH 16A 250V | With pure uncluttered styling and subtle lines, designed to be in multigang modular mechanisms, S-Classic has been a firm favorite for long. Made in impact resistant polycarbonate, S-Classic guaranteed to stand the test of time with an exceptional product life. Tough, resilient and built to take hard knocks are all good reasons to make it a classic switch. | Type of switch | Off switch
| 1 | Switch and Plug | Switches and Sockets | Switches and Sockets | S-CLASSIC 30 SERIES DOUBLE (3-PIN) FLUSH SOCKET W/SHUTTER 16 | 2086974 | E25UES | SCHNEIDER ELECTRIC | 449 | https://pim-kvc.soneparsea.com:3443/PictureServer/default.aspx/schneider-e25ues_Image1.jpg?A3889C9397807479A2A1C7A8BAA5959DB4AAC672B76965A9B5B8B38EBF9897998173BEB5B9 | https://pim-kvc.soneparsea.com:3443/PictureServer/default.aspx/schneider-e25ues.pdf?81788B76AEAA939CBEAABDA9B7A95D99827AC9AAC565A098B6 | S-CLASSIC 30 SERIES DOUBLE (3-PIN) FLUSH SOCKET W/SHUTTER 16A 250V+2 SWITCH 16A 250V | With pure uncluttered styling and subtle lines, designed to be in multigang modular mechanisms, S-Classic has been a firm favorite for long. Made in impact resistant polycarbonate, S-Classic guaranteed to stand the test of time with an exceptional product life. Tough, resilient and built to take hard knocks are all good reasons to make it a classic switch. | Type of socket outlet | Other
| 1 | Switch and Plug | Switches and Sockets | Switches and Sockets | S-CLASSIC 30 SERIES DOUBLE (3-PIN) FLUSH SOCKET W/SHUTTER 16 | 2086974 | E25UES | SCHNEIDER ELECTRIC | 449 | https://pim-kvc.soneparsea.com:3443/PictureServer/default.aspx/schneider-e25ues_Image1.jpg?A3889C9397807479A2A1C7A8BAA5959DB4AAC672B76965A9B5B8B38EBF9897998173BEB5B9 | https://pim-kvc.soneparsea.com:3443/PictureServer/default.aspx/schneider-e25ues.pdf?81788B76AEAA939CBEAABDA9B7A95D99827AC9AAC565A098B6 | S-CLASSIC 30 SERIES DOUBLE (3-PIN) FLUSH SOCKET W/SHUTTER 16A 250V+2 SWITCH 16A 250V | With pure uncluttered styling and subtle lines, designed to be in multigang modular mechanisms, S-Classic has been a firm favorite for long. Made in impact resistant polycarbonate, S-Classic guaranteed to stand the test of time with an exceptional product life. Tough, resilient and built to take hard knocks are all good reasons to make it a classic switch. | Number of socket outlets | 2
| 1 | Switch and Plug | Switches and Sockets | Switches and Sockets | S-CLASSIC 30 SERIES DOUBLE (3-PIN) FLUSH SOCKET W/SHUTTER 16 | 2086974 | E25UES | SCHNEIDER ELECTRIC | 449 | https://pim-kvc.soneparsea.com:3443/PictureServer/default.aspx/schneider-e25ues_Image1.jpg?A3889C9397807479A2A1C7A8BAA5959DB4AAC672B76965A9B5B8B38EBF9897998173BEB5B9 | https://pim-kvc.soneparsea.com:3443/PictureServer/default.aspx/schneider-e25ues.pdf?81788B76AEAA939CBEAABDA9B7A95D99827AC9AAC565A098B6 | S-CLASSIC 30 SERIES DOUBLE (3-PIN) FLUSH SOCKET W/SHUTTER 16A 250V+2 SWITCH 16A 250V | With pure uncluttered styling and subtle lines, designed to be in multigang modular mechanisms, S-Classic has been a firm favorite for long. Made in impact resistant polycarbonate, S-Classic guaranteed to stand the test of time with an exceptional product life. Tough, resilient and built to take hard knocks are all good reasons to make it a classic switch. | Method of operation | Rocker/button
| 1 | Switch and Plug | Switches and Sockets | Switches and Sockets | S-CLASSIC 30 SERIES DOUBLE (3-PIN) FLUSH SOCKET W/SHUTTER 16 | 2086974 | E25UES | SCHNEIDER ELECTRIC | 449 | https://pim-kvc.soneparsea.com:3443/PictureServer/default.aspx/schneider-e25ues_Image1.jpg?A3889C9397807479A2A1C7A8BAA5959DB4AAC672B76965A9B5B8B38EBF9897998173BEB5B9 | https://pim-kvc.soneparsea.com:3443/PictureServer/default.aspx/schneider-e25ues.pdf?81788B76AEAA939CBEAABDA9B7A95D99827AC9AAC565A098B6 | S-CLASSIC 30 SERIES DOUBLE (3-PIN) FLUSH SOCKET W/SHUTTER 16A 250V+2 SWITCH 16A 250V | With pure uncluttered styling and subtle lines, designed to be in multigang modular mechanisms, S-Classic has been a firm favorite for long. Made in impact resistant polycarbonate, S-Classic guaranteed to stand the test of time with an exceptional product life. Tough, resilient and built to take hard knocks are all good reasons to make it a classic switch. | Mounting direction | Horizontal
| 1 | Switch and Plug | Switches and Sockets | Switches and Sockets | S-CLASSIC 30 SERIES DOUBLE (3-PIN) FLUSH SOCKET W/SHUTTER 16 | 2086974 | E25UES | SCHNEIDER ELECTRIC | 449 | https://pim-kvc.soneparsea.com:3443/PictureServer/default.aspx/schneider-e25ues_Image1.jpg?A3889C9397807479A2A1C7A8BAA5959DB4AAC672B76965A9B5B8B38EBF9897998173BEB5B9 | https://pim-kvc.soneparsea.com:3443/PictureServer/default.aspx/schneider-e25ues.pdf?81788B76AEAA939CBEAABDA9B7A95D99827AC9AAC565A098B6 | S-CLASSIC 30 SERIES DOUBLE (3-PIN) FLUSH SOCKET W/SHUTTER 16A 250V+2 SWITCH 16A 250V | With pure uncluttered styling and subtle lines, designed to be in multigang modular mechanisms, S-Classic has been a firm favorite for long. Made in impact resistant polycarbonate, S-Classic guaranteed to stand the test of time with an exceptional product life. Tough, resilient and built to take hard knocks are all good reasons to make it a classic switch. | Type of fastening | Mounting with screw
| 1 | Switch and Plug | Switches and Sockets | Switches and Sockets | S-CLASSIC 30 SERIES DOUBLE (3-PIN) FLUSH SOCKET W/SHUTTER 16 | 2086974 | E25UES | SCHNEIDER ELECTRIC | 449 | https://pim-kvc.soneparsea.com:3443/PictureServer/default.aspx/schneider-e25ues_Image1.jpg?A3889C9397807479A2A1C7A8BAA5959DB4AAC672B76965A9B5B8B38EBF9897998173BEB5B9 | https://pim-kvc.soneparsea.com:3443/PictureServer/default.aspx/schneider-e25ues.pdf?81788B76AEAA939CBEAABDA9B7A95D99827AC9AAC565A098B6 | S-CLASSIC 30 SERIES DOUBLE (3-PIN) FLUSH SOCKET W/SHUTTER 16A 250V+2 SWITCH 16A 250V | With pure uncluttered styling and subtle lines, designed to be in multigang modular mechanisms, S-Classic has been a firm favorite for long. Made in impact resistant polycarbonate, S-Classic guaranteed to stand the test of time with an exceptional product life. Tough, resilient and built to take hard knocks are all good reasons to make it a classic switch. | With lighting | no
| 1 | Switch and Plug | Switches and Sockets | Switches and Sockets | S-CLASSIC 30 SERIES DOUBLE (3-PIN) FLUSH SOCKET W/SHUTTER 16 | 2086974 | E25UES | SCHNEIDER ELECTRIC | 449 | https://pim-kvc.soneparsea.com:3443/PictureServer/default.aspx/schneider-e25ues_Image1.jpg?A3889C9397807479A2A1C7A8BAA5959DB4AAC672B76965A9B5B8B38EBF9897998173BEB5B9 | https://pim-kvc.soneparsea.com:3443/PictureServer/default.aspx/schneider-e25ues.pdf?81788B76AEAA939CBEAABDA9B7A95D99827AC9AAC565A098B6 | S-CLASSIC 30 SERIES DOUBLE (3-PIN) FLUSH SOCKET W/SHUTTER 16A 250V+2 SWITCH 16A 250V | With pure uncluttered styling and subtle lines, designed to be in multigang modular mechanisms, S-Classic has been a firm favorite for long. Made in impact resistant polycarbonate, S-Classic guaranteed to stand the test of time with an exceptional product life. Tough, resilient and built to take hard knocks are all good reasons to make it a classic switch. | Mounting method | Flush mounted (plaster)
| 1 | Switch and Plug | Switches and Sockets | Switches and Sockets | S-CLASSIC 30 SERIES DOUBLE (3-PIN) FLUSH SOCKET W/SHUTTER 16 | 2086974 | E25UES | SCHNEIDER ELECTRIC | 449 | https://pim-kvc.soneparsea.com:3443/PictureServer/default.aspx/schneider-e25ues_Image1.jpg?A3889C9397807479A2A1C7A8BAA5959DB4AAC672B76965A9B5B8B38EBF9897998173BEB5B9 | https://pim-kvc.soneparsea.com:3443/PictureServer/default.aspx/schneider-e25ues.pdf?81788B76AEAA939CBEAABDA9B7A95D99827AC9AAC565A098B6 | S-CLASSIC 30 SERIES DOUBLE (3-PIN) FLUSH SOCKET W/SHUTTER 16A 250V+2 SWITCH 16A 250V | With pure uncluttered styling and subtle lines, designed to be in multigang modular mechanisms, S-Classic has been a firm favorite for long. Made in impact resistant polycarbonate, S-Classic guaranteed to stand the test of time with an exceptional product life. Tough, resilient and built to take hard knocks are all good reasons to make it a classic switch. | Material | Plastic
| 1 | Switch and Plug | Switches and Sockets | Switches and Sockets | S-CLASSIC 30 SERIES DOUBLE (3-PIN) FLUSH SOCKET W/SHUTTER 16 | 2086974 | E25UES | SCHNEIDER ELECTRIC | 449 | https://pim-kvc.soneparsea.com:3443/PictureServer/default.aspx/schneider-e25ues_Image1.jpg?A3889C9397807479A2A1C7A8BAA5959DB4AAC672B76965A9B5B8B38EBF9897998173BEB5B9 | https://pim-kvc.soneparsea.com:3443/PictureServer/default.aspx/schneider-e25ues.pdf?81788B76AEAA939CBEAABDA9B7A95D99827AC9AAC565A098B6 | S-CLASSIC 30 SERIES DOUBLE (3-PIN) FLUSH SOCKET W/SHUTTER 16A 250V+2 SWITCH 16A 250V | With pure uncluttered styling and subtle lines, designed to be in multigang modular mechanisms, S-Classic has been a firm favorite for long. Made in impact resistant polycarbonate, S-Classic guaranteed to stand the test of time with an exceptional product life. Tough, resilient and built to take hard knocks are all good reasons to make it a classic switch. | Colour | White
| 1 | Switch and Plug | Switches and Sockets | Switches and Sockets | S-CLASSIC 30 SERIES DOUBLE (3-PIN) FLUSH SOCKET W/SHUTTER 16 | 2086974 | E25UES | SCHNEIDER ELECTRIC | 449 | https://pim-kvc.soneparsea.com:3443/PictureServer/default.aspx/schneider-e25ues_Image1.jpg?A3889C9397807479A2A1C7A8BAA5959DB4AAC672B76965A9B5B8B38EBF9897998173BEB5B9 | https://pim-kvc.soneparsea.com:3443/PictureServer/default.aspx/schneider-e25ues.pdf?81788B76AEAA939CBEAABDA9B7A95D99827AC9AAC565A098B6 | S-CLASSIC 30 SERIES DOUBLE (3-PIN) FLUSH SOCKET W/SHUTTER 16A 250V+2 SWITCH 16A 250V | With pure uncluttered styling and subtle lines, designed to be in multigang modular mechanisms, S-Classic has been a firm favorite for long. Made in impact resistant polycarbonate, S-Classic guaranteed to stand the test of time with an exceptional product life. Tough, resilient and built to take hard knocks are all good reasons to make it a classic switch. | Nominal voltage | 250V
| 1 | Switch and Plug | Switches and Sockets | Switches and Sockets | S-CLASSIC 30 SERIES DOUBLE (3-PIN) FLUSH SOCKET W/SHUTTER 16 | 2086974 | E25UES | SCHNEIDER ELECTRIC | 449 | https://pim-kvc.soneparsea.com:3443/PictureServer/default.aspx/schneider-e25ues_Image1.jpg?A3889C9397807479A2A1C7A8BAA5959DB4AAC672B76965A9B5B8B38EBF9897998173BEB5B9 | https://pim-kvc.soneparsea.com:3443/PictureServer/default.aspx/schneider-e25ues.pdf?81788B76AEAA939CBEAABDA9B7A95D99827AC9AAC565A098B6 | S-CLASSIC 30 SERIES DOUBLE (3-PIN) FLUSH SOCKET W/SHUTTER 16A 250V+2 SWITCH 16A 250V | With pure uncluttered styling and subtle lines, designed to be in multigang modular mechanisms, S-Classic has been a firm favorite for long. Made in impact resistant polycarbonate, S-Classic guaranteed to stand the test of time with an exceptional product life. Tough, resilient and built to take hard knocks are all good reasons to make it a classic switch. | Nominal current socket outlet | 16A
| 2 | Switch and Plug | Switches and Sockets | Switches and Sockets | S-FLEXI ALUMINIUM POP-UP WITH WALL BOX, WALL BOX SIZE 100X10 | 2218093 | E227F_ABE | SCHNEIDER ELECTRIC | 1600 | https://pim-kvc.soneparsea.com:3443/PictureServer/default.aspx/schneider-e227f_abe_Image1.jpg?A3889C9397807479A2A1C7A8BAA5959DB4AAC672B769626BB6A4B5A7B79679A1B1ACB97680A1A09B | https://pim-kvc.soneparsea.com:3443/PictureServer/default.aspx/schneider-e227f_abe_Datasheet1.pdf?A3889C9397807479A2A1C7A8BAA5959DB4AAC672B769626BB6A4B5A7B7967495C4A6C7ADB79CA4657EB5B8AB | S-FLEXI ALUMINIUM POP-UP WITH WALL BOX, WALL BOX SIZE 100X100X55 MM SOFT OPEN IP44 | Engineered to deliver the highest level of versatility in installation and combination of modules, S-Flexi is just another masterpiece by Schneider Electric demonstrating a perfect blend of the functional and aesthetic elements in electrical accessories for the contemporary homes. The FlexiFix module-mounting design and the standardised sizing modules combined to work best for you in creating your own switch and socket., S-Flexi Switches and Sockets is undoubtedly the right tool for the one with his own plan to optimise electrical wiring. | Type of switch | Other
| 2 | Switch and Plug | Switches and Sockets | Switches and Sockets | S-FLEXI ALUMINIUM POP-UP WITH WALL BOX, WALL BOX SIZE 100X10 | 2218093 | E227F_ABE | SCHNEIDER ELECTRIC | 1600 | https://pim-kvc.soneparsea.com:3443/PictureServer/default.aspx/schneider-e227f_abe_Image1.jpg?A3889C9397807479A2A1C7A8BAA5959DB4AAC672B769626BB6A4B5A7B79679A1B1ACB97680A1A09B | https://pim-kvc.soneparsea.com:3443/PictureServer/default.aspx/schneider-e227f_abe_Datasheet1.pdf?A3889C9397807479A2A1C7A8BAA5959DB4AAC672B769626BB6A4B5A7B7967495C4A6C7ADB79CA4657EB5B8AB | S-FLEXI ALUMINIUM POP-UP WITH WALL BOX, WALL BOX SIZE 100X100X55 MM SOFT OPEN IP44 | Engineered to deliver the highest level of versatility in installation and combination of modules, S-Flexi is just another masterpiece by Schneider Electric demonstrating a perfect blend of the functional and aesthetic elements in electrical accessories for the contemporary homes. The FlexiFix module-mounting design and the standardised sizing modules combined to work best for you in creating your own switch and socket., S-Flexi Switches and Sockets is undoubtedly the right tool for the one with his own plan to optimise electrical wiring. | Material | Metal
| 2 | Switch and Plug | Switches and Sockets | Switches and Sockets | S-FLEXI ALUMINIUM POP-UP WITH WALL BOX, WALL BOX SIZE 100X10 | 2218093 | E227F_ABE | SCHNEIDER ELECTRIC | 1600 | https://pim-kvc.soneparsea.com:3443/PictureServer/default.aspx/schneider-e227f_abe_Image1.jpg?A3889C9397807479A2A1C7A8BAA5959DB4AAC672B769626BB6A4B5A7B79679A1B1ACB97680A1A09B | https://pim-kvc.soneparsea.com:3443/PictureServer/default.aspx/schneider-e227f_abe_Datasheet1.pdf?A3889C9397807479A2A1C7A8BAA5959DB4AAC672B769626BB6A4B5A7B7967495C4A6C7ADB79CA4657EB5B8AB | S-FLEXI ALUMINIUM POP-UP WITH WALL BOX, WALL BOX SIZE 100X100X55 MM SOFT OPEN IP44 | Engineered to deliver the highest level of versatility in installation and combination of modules, S-Flexi is just another masterpiece by Schneider Electric demonstrating a perfect blend of the functional and aesthetic elements in electrical accessories for the contemporary homes. The FlexiFix module-mounting design and the standardised sizing modules combined to work best for you in creating your own switch and socket., S-Flexi Switches and Sockets is undoubtedly the right tool for the one with his own plan to optimise electrical wiring. | Colour | Aluminium
| 2 | Switch and Plug | Switches and Sockets | Switches and Sockets | S-FLEXI ALUMINIUM POP-UP WITH WALL BOX, WALL BOX SIZE 100X10 | 2218093 | E227F_ABE | SCHNEIDER ELECTRIC | 1600 | https://pim-kvc.soneparsea.com:3443/PictureServer/default.aspx/schneider-e227f_abe_Image1.jpg?A3889C9397807479A2A1C7A8BAA5959DB4AAC672B769626BB6A4B5A7B79679A1B1ACB97680A1A09B | https://pim-kvc.soneparsea.com:3443/PictureServer/default.aspx/schneider-e227f_abe_Datasheet1.pdf?A3889C9397807479A2A1C7A8BAA5959DB4AAC672B769626BB6A4B5A7B7967495C4A6C7ADB79CA4657EB5B8AB | S-FLEXI ALUMINIUM POP-UP WITH WALL BOX, WALL BOX SIZE 100X100X55 MM SOFT OPEN IP44 | Engineered to deliver the highest level of versatility in installation and combination of modules, S-Flexi is just another masterpiece by Schneider Electric demonstrating a perfect blend of the functional and aesthetic elements in electrical accessories for the contemporary homes. The FlexiFix module-mounting design and the standardised sizing modules combined to work best for you in creating your own switch and socket., S-Flexi Switches and Sockets is undoubtedly the right tool for the one with his own plan to optimise electrical wiring. | Suitable for degree of protection (IP) | IP44
| 3 | Safety Equipment | Personal Protection | Gloves | COMFORT GRIP GLOVES SIZE XL, 1PAIR | 2449474 | XE002026047 | 3M | 0 | https://pim-kvc.soneparsea.com:3443/PictureServer/default.aspx/3m-XE002026047_Image1.jpg?8392B078BF64887980758675846D606887A49DB2B39E95657EAFC4AC | 0 | COMFORT GRIP GLOVES SIZE XL, 1PAIR | Comfort Grip Cut Resistant Gloves have the same features and comfort as the General Use Gloves with even greater cut, puncture and tear resistance. These medium duty gloves are excellent for jobs requiring dexterity when handling sharp parts. Typical applications include handling abrasive or sharp materials, forming, bending or machining sharp parts, cable pulling and wire handling, cable preparation. | Glove size (US) | XL
| 3 | Safety Equipment | Personal Protection | Gloves | COMFORT GRIP GLOVES SIZE XL, 1PAIR | 2449474 | XE002026047 | 3M | 0 | https://pim-kvc.soneparsea.com:3443/PictureServer/default.aspx/3m-XE002026047_Image1.jpg?8392B078BF64887980758675846D606887A49DB2B39E95657EAFC4AC | 0 | COMFORT GRIP GLOVES SIZE XL, 1PAIR | Comfort Grip Cut Resistant Gloves have the same features and comfort as the General Use Gloves with even greater cut, puncture and tear resistance. These medium duty gloves are excellent for jobs requiring dexterity when handling sharp parts. Typical applications include handling abrasive or sharp materials, forming, bending or machining sharp parts, cable pulling and wire handling, cable preparation. | Colour | Multi-coloured
| 4 | Safety Equipment | Personal Protection | Gloves | COMFORT GRIP GLOVES SIZE L, 1PAIR | 2449475 | XE002026054 | 3M | 0 | https://pim-kvc.soneparsea.com:3443/PictureServer/default.aspx/3m-XE002026054_Image1.jpg?8392B078BF64887980758675846D606984A49DB2B39E95657EAFC4AC | 0 | COMFORT GRIP GLOVES SIZE L, 1PAIR | Comfort Grip Cut Resistant Gloves have the same features and comfort as the General Use Gloves with even greater cut, puncture and tear resistance. These medium duty gloves are excellent for jobs requiring dexterity when handling sharp parts. Typical applications include handling abrasive or sharp materials, forming, bending or machining sharp parts, cable pulling and wire handling, cable preparation. | Glove size (US) | L
| 4 | Safety Equipment | Personal Protection | Gloves | COMFORT GRIP GLOVES SIZE L, 1PAIR | 2449475 | XE002026054 | 3M | 0 | https://pim-kvc.soneparsea.com:3443/PictureServer/default.aspx/3m-XE002026054_Image1.jpg?8392B078BF64887980758675846D606984A49DB2B39E95657EAFC4AC | 0 | COMFORT GRIP GLOVES SIZE L, 1PAIR | Comfort Grip Cut Resistant Gloves have the same features and comfort as the General Use Gloves with even greater cut, puncture and tear resistance. These medium duty gloves are excellent for jobs requiring dexterity when handling sharp parts. Typical applications include handling abrasive or sharp materials, forming, bending or machining sharp parts, cable pulling and wire handling, cable preparation. | Colour | Multi-coloured
| 5 | Safety Equipment | Personal Protection | Gloves | COMFORT GRIP GLOVES SIZE M, 1PAIR | 2449476 | XE002026062 | 3M | 0 | https://pim-kvc.soneparsea.com:3443/PictureServer/default.aspx/3m-XE002026062_Image1.jpg?8392B078BF64887980758675846D606A82A49DB2B39E95657EAFC4AC | 0 | COMFORT GRIP GLOVES SIZE M, 1PAIR | Comfort Grip Cut Resistant Gloves have the same features and comfort as the General Use Gloves with even greater cut, puncture and tear resistance. These medium duty gloves are excellent for jobs requiring dexterity when handling sharp parts. Typical applications include handling abrasive or sharp materials, forming, bending or machining sharp parts, cable pulling and wire handling, cable preparation. | Glove size (US) | M
| 5 | Safety Equipment | Personal Protection | Gloves | COMFORT GRIP GLOVES SIZE M, 1PAIR | 2449476 | XE002026062 | 3M | 0 | https://pim-kvc.soneparsea.com:3443/PictureServer/default.aspx/3m-XE002026062_Image1.jpg?8392B078BF64887980758675846D606A82A49DB2B39E95657EAFC4AC | 0 | COMFORT GRIP GLOVES SIZE M, 1PAIR | Comfort Grip Cut Resistant Gloves have the same features and comfort as the General Use Gloves with even greater cut, puncture and tear resistance. These medium duty gloves are excellent for jobs requiring dexterity when handling sharp parts. Typical applications include handling abrasive or sharp materials, forming, bending or machining sharp parts, cable pulling and wire handling, cable preparation. | Colour | Multi-coloured
| 6 | Safety Equipment | Personal Protection | Mask | 9001V PARTICULATE RESPIRATOR WITH VALVE P1 | 2500932 | XH003897556 | 3M | 0 | https://pim-kvc.soneparsea.com:3443/PictureServer/default.aspx/3m-xh003897556_Image1.jpg?8392B078BF64A89C8075877D8B6E656986A49DB2B39E95657EAFC4AC | 0 | 9001V PARTICULATE RESPIRATOR WITH VALVE P1 | 3M’s work can be broken down into 12 areas of expertise. These include automotive, commercial solutions, communications, consumer, design and construction, electronics, energy, health care, manufacturing, mining, oil & gas, safety and transportation | With filter | yes
| 6 | Safety Equipment | Personal Protection | Mask | 9001V PARTICULATE RESPIRATOR WITH VALVE P1 | 2500932 | XH003897556 | 3M | 0 | https://pim-kvc.soneparsea.com:3443/PictureServer/default.aspx/3m-xh003897556_Image1.jpg?8392B078BF64A89C8075877D8B6E656986A49DB2B39E95657EAFC4AC | 0 | 9001V PARTICULATE RESPIRATOR WITH VALVE P1 | 3M’s work can be broken down into 12 areas of expertise. These include automotive, commercial solutions, communications, consumer, design and construction, electronics, energy, health care, manufacturing, mining, oil & gas, safety and transportation | Filter class | FFP1
| 6 | Safety Equipment | Personal Protection | Mask | 9001V PARTICULATE RESPIRATOR WITH VALVE P1 | 2500932 | XH003897556 | 3M | 0 | https://pim-kvc.soneparsea.com:3443/PictureServer/default.aspx/3m-xh003897556_Image1.jpg?8392B078BF64A89C8075877D8B6E656986A49DB2B39E95657EAFC4AC | 0 | 9001V PARTICULATE RESPIRATOR WITH VALVE P1 | 3M’s work can be broken down into 12 areas of expertise. These include automotive, commercial solutions, communications, consumer, design and construction, electronics, energy, health care, manufacturing, mining, oil & gas, safety and transportation | Colour | White
| 6 | Safety Equipment | Personal Protection | Mask | 9001V PARTICULATE RESPIRATOR WITH VALVE P1 | 2500932 | XH003897556 | 3M | 0 | https://pim-kvc.soneparsea.com:3443/PictureServer/default.aspx/3m-xh003897556_Image1.jpg?8392B078BF64A89C8075877D8B6E656986A49DB2B39E95657EAFC4AC | 0 | 9001V PARTICULATE RESPIRATOR WITH VALVE P1 | 3M’s work can be broken down into 12 areas of expertise. These include automotive, commercial solutions, communications, consumer, design and construction, electronics, energy, health care, manufacturing, mining, oil & gas, safety and transportation | Protects against particulates | yes
| 6 | Safety Equipment | Personal Protection | Mask | 9001V PARTICULATE RESPIRATOR WITH VALVE P1 | 2500932 | XH003897556 | 3M | 0 | https://pim-kvc.soneparsea.com:3443/PictureServer/default.aspx/3m-xh003897556_Image1.jpg?8392B078BF64A89C8075877D8B6E656986A49DB2B39E95657EAFC4AC | 0 | 9001V PARTICULATE RESPIRATOR WITH VALVE P1 | 3M’s work can be broken down into 12 areas of expertise. These include automotive, commercial solutions, communications, consumer, design and construction, electronics, energy, health care, manufacturing, mining, oil & gas, safety and transportation | Disposable | yes
| 7 | Safety Equipment | Personal Protection | Mask | 9541V P2 RESPIRATORY PROTECTION DUST MASKS | 2509817 | XY003892904 | 3M | 0 | https://pim-kvc.soneparsea.com:3443/PictureServer/default.aspx/3m-xy003892904_Image1.jpg?8392B078BF64A8AD8075877D8B69696484A49DB2B39E95657EAFC4AC | https://pim-kvc.soneparsea.com:3443/PictureServer/default.aspx/3m-XY003892904_Datasheet1.pdf?8392B078BF64888D8075877D8B69696484A498A6C698A39CB5AAC87680A7949A | 9541V P2 RESPIRATORY PROTECTION DUST MASKS | Use against solid granular dusts and mists from operations: grinding, sanding, sawing, bagging or mining processes coal, iron ore, fine powder, wood, metals, pollen and a certain other substances. | With filter | yes
| 7 | Safety Equipment | Personal Protection | Mask | 9541V P2 RESPIRATORY PROTECTION DUST MASKS | 2509817 | XY003892904 | 3M | 0 | https://pim-kvc.soneparsea.com:3443/PictureServer/default.aspx/3m-xy003892904_Image1.jpg?8392B078BF64A8AD8075877D8B69696484A49DB2B39E95657EAFC4AC | https://pim-kvc.soneparsea.com:3443/PictureServer/default.aspx/3m-XY003892904_Datasheet1.pdf?8392B078BF64888D8075877D8B69696484A498A6C698A39CB5AAC87680A7949A | 9541V P2 RESPIRATORY PROTECTION DUST MASKS | Use against solid granular dusts and mists from operations: grinding, sanding, sawing, bagging or mining processes coal, iron ore, fine powder, wood, metals, pollen and a certain other substances. | Filter class | FFP2
| 7 | Safety Equipment | Personal Protection | Mask | 9541V P2 RESPIRATORY PROTECTION DUST MASKS | 2509817 | XY003892904 | 3M | 0 | https://pim-kvc.soneparsea.com:3443/PictureServer/default.aspx/3m-xy003892904_Image1.jpg?8392B078BF64A8AD8075877D8B69696484A49DB2B39E95657EAFC4AC | https://pim-kvc.soneparsea.com:3443/PictureServer/default.aspx/3m-XY003892904_Datasheet1.pdf?8392B078BF64888D8075877D8B69696484A498A6C698A39CB5AAC87680A7949A | 9541V P2 RESPIRATORY PROTECTION DUST MASKS | Use against solid granular dusts and mists from operations: grinding, sanding, sawing, bagging or mining processes coal, iron ore, fine powder, wood, metals, pollen and a certain other substances. | Exhalation valve | no
| 7 | Safety Equipment | Personal Protection | Mask | 9541V P2 RESPIRATORY PROTECTION DUST MASKS | 2509817 | XY003892904 | 3M | 0 | https://pim-kvc.soneparsea.com:3443/PictureServer/default.aspx/3m-xy003892904_Image1.jpg?8392B078BF64A8AD8075877D8B69696484A49DB2B39E95657EAFC4AC | https://pim-kvc.soneparsea.com:3443/PictureServer/default.aspx/3m-XY003892904_Datasheet1.pdf?8392B078BF64888D8075877D8B69696484A498A6C698A39CB5AAC87680A7949A | 9541V P2 RESPIRATORY PROTECTION DUST MASKS | Use against solid granular dusts and mists from operations: grinding, sanding, sawing, bagging or mining processes coal, iron ore, fine powder, wood, metals, pollen and a certain other substances. | Colour | Grey
| 7 | Safety Equipment | Personal Protection | Mask | 9541V P2 RESPIRATORY PROTECTION DUST MASKS | 2509817 | XY003892904 | 3M | 0 | https://pim-kvc.soneparsea.com:3443/PictureServer/default.aspx/3m-xy003892904_Image1.jpg?8392B078BF64A8AD8075877D8B69696484A49DB2B39E95657EAFC4AC | https://pim-kvc.soneparsea.com:3443/PictureServer/default.aspx/3m-XY003892904_Datasheet1.pdf?8392B078BF64888D8075877D8B69696484A498A6C698A39CB5AAC87680A7949A | 9541V P2 RESPIRATORY PROTECTION DUST MASKS | Use against solid granular dusts and mists from operations: grinding, sanding, sawing, bagging or mining processes coal, iron ore, fine powder, wood, metals, pollen and a certain other substances. | Disposable | yes
| 8 | Circuit Breakers and Fuses | Fuses | Fuse Holders | TESYS FUSE-DISCONNECTOR 3P 32A FUSE SIZE 10X38MM | 2010671 | DF103 | SCHNEIDER ELECTRIC | 1100 | https://pim-kvc.soneparsea.com:3443/PictureServer/default.aspx/schneider-DF103_Image1.jpg?A3889C9397807479A2A1C7A8BAA5959DB4AAC672967D616483A49DB2B39E95657EAFC4AC | https://pim-kvc.soneparsea.com:3443/PictureServer/default.aspx/schneider-DF103.pdf?81788B76AEAA939CBEAABDA9B7A95D789676847880A7949A | TESYS FUSE-DISCONNECTOR 3P 32A FUSE SIZE 10X38MM | Simple and effective protection!, Fuse protection is a reliable and effective solution to protect your low voltage equipment against short-circuits that can cause major damage to your installations and generate risk for equipment and personnel, as well as signifiant production., Applications: , - Industry, Infrastructure, Building:, - They are especially adapted for electrical installations, whether for distribution, control or motor starters. | For fuse size | 10x38 mm
| 8 | Circuit Breakers and Fuses | Fuses | Fuse Holders | TESYS FUSE-DISCONNECTOR 3P 32A FUSE SIZE 10X38MM | 2010671 | DF103 | SCHNEIDER ELECTRIC | 1100 | https://pim-kvc.soneparsea.com:3443/PictureServer/default.aspx/schneider-DF103_Image1.jpg?A3889C9397807479A2A1C7A8BAA5959DB4AAC672967D616483A49DB2B39E95657EAFC4AC | https://pim-kvc.soneparsea.com:3443/PictureServer/default.aspx/schneider-DF103.pdf?81788B76AEAA939CBEAABDA9B7A95D789676847880A7949A | TESYS FUSE-DISCONNECTOR 3P 32A FUSE SIZE 10X38MM | Simple and effective protection!, Fuse protection is a reliable and effective solution to protect your low voltage equipment against short-circuits that can cause major damage to your installations and generate risk for equipment and personnel, as well as signifiant production., Applications: , - Industry, Infrastructure, Building:, - They are especially adapted for electrical installations, whether for distribution, control or motor starters. | Number of poles | 3
| 8 | Circuit Breakers and Fuses | Fuses | Fuse Holders | TESYS FUSE-DISCONNECTOR 3P 32A FUSE SIZE 10X38MM | 2010671 | DF103 | SCHNEIDER ELECTRIC | 1100 | https://pim-kvc.soneparsea.com:3443/PictureServer/default.aspx/schneider-DF103_Image1.jpg?A3889C9397807479A2A1C7A8BAA5959DB4AAC672967D616483A49DB2B39E95657EAFC4AC | https://pim-kvc.soneparsea.com:3443/PictureServer/default.aspx/schneider-DF103.pdf?81788B76AEAA939CBEAABDA9B7A95D789676847880A7949A | TESYS FUSE-DISCONNECTOR 3P 32A FUSE SIZE 10X38MM | Simple and effective protection!, Fuse protection is a reliable and effective solution to protect your low voltage equipment against short-circuits that can cause major damage to your installations and generate risk for equipment and personnel, as well as signifiant production., Applications: , - Industry, Infrastructure, Building:, - They are especially adapted for electrical installations, whether for distribution, control or motor starters. | Concurrently switching neutral conductor | no
| 9 | Circuit Breakers and Fuses | Fuses | Fuse Holders | ACTI 9 FUSE-DISCONNECTOR STI 1P 25A FOR FUSE 10.3X38MM | 2038064 | A9N15636 | SCHNEIDER ELECTRIC | 281 | https://pim-kvc.soneparsea.com:3443/PictureServer/default.aspx/schneider-A9N15636_Image1.jpg?A3889C9397807479A2A1C7A8BAA5959DB4AAC67293707E65857B877BB1809D95B7AA8573BCA797 | https://pim-kvc.soneparsea.com:3443/PictureServer/default.aspx/schneider-A9N15636.pdf?81788B76AEAA939CBEAABDA9B7A95D758993857A886A6662C0A9BA | ACTI9 FUSE-DISCONNECTOR STI 1P 25A FOR FUSE 10.3X38MM | The STI isolatable fuse-carriers provide overload and short-circuit protection. They are used for tertiary and industrial applications requiring a high breaking capacity. They perform the isolation function and must not be used as switches. To be equiped with aM or gG (gL - gl) type fuse cartridge without striker, with or without fuse blowing indicator. The general purpose fuse (gG fuse) provides overload and short-circuit protection. The fuse for motor application (aM fuse) only provides short-circuit protection. It is used for protection of loads with a high peak current (motors, transformer primaries, etc.) | Nominal voltage | 400V
| 9 | Circuit Breakers and Fuses | Fuses | Fuse Holders | ACTI 9 FUSE-DISCONNECTOR STI 1P 25A FOR FUSE 10.3X38MM | 2038064 | A9N15636 | SCHNEIDER ELECTRIC | 281 | https://pim-kvc.soneparsea.com:3443/PictureServer/default.aspx/schneider-A9N15636_Image1.jpg?A3889C9397807479A2A1C7A8BAA5959DB4AAC67293707E65857B877BB1809D95B7AA8573BCA797 | https://pim-kvc.soneparsea.com:3443/PictureServer/default.aspx/schneider-A9N15636.pdf?81788B76AEAA939CBEAABDA9B7A95D758993857A886A6662C0A9BA | ACTI9 FUSE-DISCONNECTOR STI 1P 25A FOR FUSE 10.3X38MM | The STI isolatable fuse-carriers provide overload and short-circuit protection. They are used for tertiary and industrial applications requiring a high breaking capacity. They perform the isolation function and must not be used as switches. To be equiped with aM or gG (gL - gl) type fuse cartridge without striker, with or without fuse blowing indicator. The general purpose fuse (gG fuse) provides overload and short-circuit protection. The fuse for motor application (aM fuse) only provides short-circuit protection. It is used for protection of loads with a high peak current (motors, transformer primaries, etc.) | Mounting method | DIN rail
| 9 | Circuit Breakers and Fuses | Fuses | Fuse Holders | ACTI 9 FUSE-DISCONNECTOR STI 1P 25A FOR FUSE 10.3X38MM | 2038064 | A9N15636 | SCHNEIDER ELECTRIC | 281 | https://pim-kvc.soneparsea.com:3443/PictureServer/default.aspx/schneider-A9N15636_Image1.jpg?A3889C9397807479A2A1C7A8BAA5959DB4AAC67293707E65857B877BB1809D95B7AA8573BCA797 | https://pim-kvc.soneparsea.com:3443/PictureServer/default.aspx/schneider-A9N15636.pdf?81788B76AEAA939CBEAABDA9B7A95D758993857A886A6662C0A9BA | ACTI9 FUSE-DISCONNECTOR STI 1P 25A FOR FUSE 10.3X38MM | The STI isolatable fuse-carriers provide overload and short-circuit protection. They are used for tertiary and industrial applications requiring a high breaking capacity. They perform the isolation function and must not be used as switches. To be equiped with aM or gG (gL - gl) type fuse cartridge without striker, with or without fuse blowing indicator. The general purpose fuse (gG fuse) provides overload and short-circuit protection. The fuse for motor application (aM fuse) only provides short-circuit protection. It is used for protection of loads with a high peak current (motors, transformer primaries, etc.) | For fuse size | 10x38 mm
| 9 | Circuit Breakers and Fuses | Fuses | Fuse Holders | ACTI 9 FUSE-DISCONNECTOR STI 1P 25A FOR FUSE 10.3X38MM | 2038064 | A9N15636 | SCHNEIDER ELECTRIC | 281 | https://pim-kvc.soneparsea.com:3443/PictureServer/default.aspx/schneider-A9N15636_Image1.jpg?A3889C9397807479A2A1C7A8BAA5959DB4AAC67293707E65857B877BB1809D95B7AA8573BCA797 | https://pim-kvc.soneparsea.com:3443/PictureServer/default.aspx/schneider-A9N15636.pdf?81788B76AEAA939CBEAABDA9B7A95D758993857A886A6662C0A9BA | ACTI9 FUSE-DISCONNECTOR STI 1P 25A FOR FUSE 10.3X38MM | The STI isolatable fuse-carriers provide overload and short-circuit protection. They are used for tertiary and industrial applications requiring a high breaking capacity. They perform the isolation function and must not be used as switches. To be equiped with aM or gG (gL - gl) type fuse cartridge without striker, with or without fuse blowing indicator. The general purpose fuse (gG fuse) provides overload and short-circuit protection. The fuse for motor application (aM fuse) only provides short-circuit protection. It is used for protection of loads with a high peak current (motors, transformer primaries, etc.) | Number of poles | 1
| 9 | Circuit Breakers and Fuses | Fuses | Fuse Holders | ACTI 9 FUSE-DISCONNECTOR STI 1P 25A FOR FUSE 10.3X38MM | 2038064 | A9N15636 | SCHNEIDER ELECTRIC | 281 | https://pim-kvc.soneparsea.com:3443/PictureServer/default.aspx/schneider-A9N15636_Image1.jpg?A3889C9397807479A2A1C7A8BAA5959DB4AAC67293707E65857B877BB1809D95B7AA8573BCA797 | https://pim-kvc.soneparsea.com:3443/PictureServer/default.aspx/schneider-A9N15636.pdf?81788B76AEAA939CBEAABDA9B7A95D758993857A886A6662C0A9BA | ACTI9 FUSE-DISCONNECTOR STI 1P 25A FOR FUSE 10.3X38MM | The STI isolatable fuse-carriers provide overload and short-circuit protection. They are used for tertiary and industrial applications requiring a high breaking capacity. They perform the isolation function and must not be used as switches. To be equiped with aM or gG (gL - gl) type fuse cartridge without striker, with or without fuse blowing indicator. The general purpose fuse (gG fuse) provides overload and short-circuit protection. The fuse for motor application (aM fuse) only provides short-circuit protection. It is used for protection of loads with a high peak current (motors, transformer primaries, etc.) | Concurrently switching neutral conductor | no
| 9 | Circuit Breakers and Fuses | Fuses | Fuse Holders | ACTI 9 FUSE-DISCONNECTOR STI 1P 25A FOR FUSE 10.3X38MM | 2038064 | A9N15636 | SCHNEIDER ELECTRIC | 281 | https://pim-kvc.soneparsea.com:3443/PictureServer/default.aspx/schneider-A9N15636_Image1.jpg?A3889C9397807479A2A1C7A8BAA5959DB4AAC67293707E65857B877BB1809D95B7AA8573BCA797 | https://pim-kvc.soneparsea.com:3443/PictureServer/default.aspx/schneider-A9N15636.pdf?81788B76AEAA939CBEAABDA9B7A95D758993857A886A6662C0A9BA | ACTI9 FUSE-DISCONNECTOR STI 1P 25A FOR FUSE 10.3X38MM | The STI isolatable fuse-carriers provide overload and short-circuit protection. They are used for tertiary and industrial applications requiring a high breaking capacity. They perform the isolation function and must not be used as switches. To be equiped with aM or gG (gL - gl) type fuse cartridge without striker, with or without fuse blowing indicator. The general purpose fuse (gG fuse) provides overload and short-circuit protection. The fuse for motor application (aM fuse) only provides short-circuit protection. It is used for protection of loads with a high peak current (motors, transformer primaries, etc.) | Lockable | yes
| 9 | Circuit Breakers and Fuses | Fuses | Fuse Holders | ACTI 9 FUSE-DISCONNECTOR STI 1P 25A FOR FUSE 10.3X38MM | 2038064 | A9N15636 | SCHNEIDER ELECTRIC | 281 | https://pim-kvc.soneparsea.com:3443/PictureServer/default.aspx/schneider-A9N15636_Image1.jpg?A3889C9397807479A2A1C7A8BAA5959DB4AAC67293707E65857B877BB1809D95B7AA8573BCA797 | https://pim-kvc.soneparsea.com:3443/PictureServer/default.aspx/schneider-A9N15636.pdf?81788B76AEAA939CBEAABDA9B7A95D758993857A886A6662C0A9BA | ACTI9 FUSE-DISCONNECTOR STI 1P 25A FOR FUSE 10.3X38MM | The STI isolatable fuse-carriers provide overload and short-circuit protection. They are used for tertiary and industrial applications requiring a high breaking capacity. They perform the isolation function and must not be used as switches. To be equiped with aM or gG (gL - gl) type fuse cartridge without striker, with or without fuse blowing indicator. The general purpose fuse (gG fuse) provides overload and short-circuit protection. The fuse for motor application (aM fuse) only provides short-circuit protection. It is used for protection of loads with a high peak current (motors, transformer primaries, etc.) | With optical defect indication | yes
| 9 | Circuit Breakers and Fuses | Fuses | Fuse Holders | ACTI 9 FUSE-DISCONNECTOR STI 1P 25A FOR FUSE 10.3X38MM | 2038064 | A9N15636 | SCHNEIDER ELECTRIC | 281 | https://pim-kvc.soneparsea.com:3443/PictureServer/default.aspx/schneider-A9N15636_Image1.jpg?A3889C9397807479A2A1C7A8BAA5959DB4AAC67293707E65857B877BB1809D95B7AA8573BCA797 | https://pim-kvc.soneparsea.com:3443/PictureServer/default.aspx/schneider-A9N15636.pdf?81788B76AEAA939CBEAABDA9B7A95D758993857A886A6662C0A9BA | ACTI9 FUSE-DISCONNECTOR STI 1P 25A FOR FUSE 10.3X38MM | The STI isolatable fuse-carriers provide overload and short-circuit protection. They are used for tertiary and industrial applications requiring a high breaking capacity. They perform the isolation function and must not be used as switches. To be equiped with aM or gG (gL - gl) type fuse cartridge without striker, with or without fuse blowing indicator. The general purpose fuse (gG fuse) provides overload and short-circuit protection. The fuse for motor application (aM fuse) only provides short-circuit protection. It is used for protection of loads with a high peak current (motors, transformer primaries, etc.) | Width in number of modular spacings | 1
| 9 | Circuit Breakers and Fuses | Fuses | Fuse Holders | ACTI 9 FUSE-DISCONNECTOR STI 1P 25A FOR FUSE 10.3X38MM | 2038064 | A9N15636 | SCHNEIDER ELECTRIC | 281 | https://pim-kvc.soneparsea.com:3443/PictureServer/default.aspx/schneider-A9N15636_Image1.jpg?A3889C9397807479A2A1C7A8BAA5959DB4AAC67293707E65857B877BB1809D95B7AA8573BCA797 | https://pim-kvc.soneparsea.com:3443/PictureServer/default.aspx/schneider-A9N15636.pdf?81788B76AEAA939CBEAABDA9B7A95D758993857A886A6662C0A9BA | ACTI9 FUSE-DISCONNECTOR STI 1P 25A FOR FUSE 10.3X38MM | The STI isolatable fuse-carriers provide overload and short-circuit protection. They are used for tertiary and industrial applications requiring a high breaking capacity. They perform the isolation function and must not be used as switches. To be equiped with aM or gG (gL - gl) type fuse cartridge without striker, with or without fuse blowing indicator. The general purpose fuse (gG fuse) provides overload and short-circuit protection. The fuse for motor application (aM fuse) only provides short-circuit protection. It is used for protection of loads with a high peak current (motors, transformer primaries, etc.) | Built-in depth | 44mm
| 9 | Circuit Breakers and Fuses | Fuses | Fuse Holders | ACTI 9 FUSE-DISCONNECTOR STI 1P 25A FOR FUSE 10.3X38MM | 2038064 | A9N15636 | SCHNEIDER ELECTRIC | 281 | https://pim-kvc.soneparsea.com:3443/PictureServer/default.aspx/schneider-A9N15636_Image1.jpg?A3889C9397807479A2A1C7A8BAA5959DB4AAC67293707E65857B877BB1809D95B7AA8573BCA797 | https://pim-kvc.soneparsea.com:3443/PictureServer/default.aspx/schneider-A9N15636.pdf?81788B76AEAA939CBEAABDA9B7A95D758993857A886A6662C0A9BA | ACTI9 FUSE-DISCONNECTOR STI 1P 25A FOR FUSE 10.3X38MM | The STI isolatable fuse-carriers provide overload and short-circuit protection. They are used for tertiary and industrial applications requiring a high breaking capacity. They perform the isolation function and must not be used as switches. To be equiped with aM or gG (gL - gl) type fuse cartridge without striker, with or without fuse blowing indicator. The general purpose fuse (gG fuse) provides overload and short-circuit protection. The fuse for motor application (aM fuse) only provides short-circuit protection. It is used for protection of loads with a high peak current (motors, transformer primaries, etc.) | Degree of protection (IP) | IP20
| 10 | Circuit Breakers and Fuses | Fuses | Fuse Holders | ACTI9 FUSE-DISCONNECTOR STI 3P 500V FOR FUSE 10.3X38MM | 2038065 | A9N15656 | SCHNEIDER ELECTRIC | 840 | https://pim-kvc.soneparsea.com:3443/PictureServer/default.aspx/schneider-A9N15656_Image1.jpg?A3889C9397807479A2A1C7A8BAA5959DB4AAC67293707E65857B897BB1809D95B7AA8573BCA797 | https://pim-kvc.soneparsea.com:3443/PictureServer/default.aspx/schneider-A9N15656.pdf?81788B76AEAA939CBEAABDA9B7A95D758993857A886C6662C0A9BA | ACTI9 FUSE-DISCONNECTOR STI 3P 500V FOR FUSE 10.3X38MM | The STI isolatable fuse-carriers provide overload and short-circuit protection. They are used for tertiary and industrial applications requiring a high breaking capacity. They perform the isolation function and must not be used as switches. To be equiped with aM or gG (gL - gl) type fuse cartridge without striker, with or without fuse blowing indicator. The general purpose fuse (gG fuse) provides overload and short-circuit protection. The fuse for motor application (aM fuse) only provides short-circuit protection. It is used for protection of loads with a high peak current (motors, transformer primaries, etc.) | Nominal voltage | 400V
| 10 | Circuit Breakers and Fuses | Fuses | Fuse Holders | ACTI9 FUSE-DISCONNECTOR STI 3P 500V FOR FUSE 10.3X38MM | 2038065 | A9N15656 | SCHNEIDER ELECTRIC | 840 | https://pim-kvc.soneparsea.com:3443/PictureServer/default.aspx/schneider-A9N15656_Image1.jpg?A3889C9397807479A2A1C7A8BAA5959DB4AAC67293707E65857B897BB1809D95B7AA8573BCA797 | https://pim-kvc.soneparsea.com:3443/PictureServer/default.aspx/schneider-A9N15656.pdf?81788B76AEAA939CBEAABDA9B7A95D758993857A886C6662C0A9BA | ACTI9 FUSE-DISCONNECTOR STI 3P 500V FOR FUSE 10.3X38MM | The STI isolatable fuse-carriers provide overload and short-circuit protection. They are used for tertiary and industrial applications requiring a high breaking capacity. They perform the isolation function and must not be used as switches. To be equiped with aM or gG (gL - gl) type fuse cartridge without striker, with or without fuse blowing indicator. The general purpose fuse (gG fuse) provides overload and short-circuit protection. The fuse for motor application (aM fuse) only provides short-circuit protection. It is used for protection of loads with a high peak current (motors, transformer primaries, etc.) | Mounting method | DIN rail
| 10 | Circuit Breakers and Fuses | Fuses | Fuse Holders | ACTI9 FUSE-DISCONNECTOR STI 3P 500V FOR FUSE 10.3X38MM | 2038065 | A9N15656 | SCHNEIDER ELECTRIC | 840 | https://pim-kvc.soneparsea.com:3443/PictureServer/default.aspx/schneider-A9N15656_Image1.jpg?A3889C9397807479A2A1C7A8BAA5959DB4AAC67293707E65857B897BB1809D95B7AA8573BCA797 | https://pim-kvc.soneparsea.com:3443/PictureServer/default.aspx/schneider-A9N15656.pdf?81788B76AEAA939CBEAABDA9B7A95D758993857A886C6662C0A9BA | ACTI9 FUSE-DISCONNECTOR STI 3P 500V FOR FUSE 10.3X38MM | The STI isolatable fuse-carriers provide overload and short-circuit protection. They are used for tertiary and industrial applications requiring a high breaking capacity. They perform the isolation function and must not be used as switches. To be equiped with aM or gG (gL - gl) type fuse cartridge without striker, with or without fuse blowing indicator. The general purpose fuse (gG fuse) provides overload and short-circuit protection. The fuse for motor application (aM fuse) only provides short-circuit protection. It is used for protection of loads with a high peak current (motors, transformer primaries, etc.) | For fuse size | 10x38 mm
| 10 | Circuit Breakers and Fuses | Fuses | Fuse Holders | ACTI9 FUSE-DISCONNECTOR STI 3P 500V FOR FUSE 10.3X38MM | 2038065 | A9N15656 | SCHNEIDER ELECTRIC | 840 | https://pim-kvc.soneparsea.com:3443/PictureServer/default.aspx/schneider-A9N15656_Image1.jpg?A3889C9397807479A2A1C7A8BAA5959DB4AAC67293707E65857B897BB1809D95B7AA8573BCA797 | https://pim-kvc.soneparsea.com:3443/PictureServer/default.aspx/schneider-A9N15656.pdf?81788B76AEAA939CBEAABDA9B7A95D758993857A886C6662C0A9BA | ACTI9 FUSE-DISCONNECTOR STI 3P 500V FOR FUSE 10.3X38MM | The STI isolatable fuse-carriers provide overload and short-circuit protection. They are used for tertiary and industrial applications requiring a high breaking capacity. They perform the isolation function and must not be used as switches. To be equiped with aM or gG (gL - gl) type fuse cartridge without striker, with or without fuse blowing indicator. The general purpose fuse (gG fuse) provides overload and short-circuit protection. The fuse for motor application (aM fuse) only provides short-circuit protection. It is used for protection of loads with a high peak current (motors, transformer primaries, etc.) | Number of poles | 3
| 10 | Circuit Breakers and Fuses | Fuses | Fuse Holders | ACTI9 FUSE-DISCONNECTOR STI 3P 500V FOR FUSE 10.3X38MM | 2038065 | A9N15656 | SCHNEIDER ELECTRIC | 840 | https://pim-kvc.soneparsea.com:3443/PictureServer/default.aspx/schneider-A9N15656_Image1.jpg?A3889C9397807479A2A1C7A8BAA5959DB4AAC67293707E65857B897BB1809D95B7AA8573BCA797 | https://pim-kvc.soneparsea.com:3443/PictureServer/default.aspx/schneider-A9N15656.pdf?81788B76AEAA939CBEAABDA9B7A95D758993857A886C6662C0A9BA | ACTI9 FUSE-DISCONNECTOR STI 3P 500V FOR FUSE 10.3X38MM | The STI isolatable fuse-carriers provide overload and short-circuit protection. They are used for tertiary and industrial applications requiring a high breaking capacity. They perform the isolation function and must not be used as switches. To be equiped with aM or gG (gL - gl) type fuse cartridge without striker, with or without fuse blowing indicator. The general purpose fuse (gG fuse) provides overload and short-circuit protection. The fuse for motor application (aM fuse) only provides short-circuit protection. It is used for protection of loads with a high peak current (motors, transformer primaries, etc.) | Concurrently switching neutral conductor | no
| 11 | Circuit Breakers and Fuses | Fuses | Fuse Holders | ACTI 9 FUSE-DISCONNECTOR STI 2P 25A FOR FUSE 10.3X38MM | 2071622 | A9N15651 | SCHNEIDER ELECTRIC | 570 | https://pim-kvc.soneparsea.com:3443/PictureServer/default.aspx/schneider-A9N15651_Image1.jpg?A3889C9397807479A2A1C7A8BAA5959DB4AAC67293707E65857B8976B1809D95B7AA8573BCA797 | https://pim-kvc.soneparsea.com:3443/PictureServer/default.aspx/schneider-A9N15651.pdf?81788B76AEAA939CBEAABDA9B7A95D758993857A886C6162C0A9BA | ACTI9 FUSE-DISCONNECTOR STI 2P 25A FOR FUSE 10.3X38MM | The STI isolatable fuse-carriers provide overload and short-circuit protection. They are used for tertiary and industrial applications requiring a high breaking capacity. They perform the isolation function and must not be used as switches. To be equiped with aM or gG (gL - gl) type fuse cartridge without striker, with or without fuse blowing indicator. The general purpose fuse (gG fuse) provides overload and short-circuit protection. The fuse for motor application (aM fuse) only provides short-circuit protection. It is used for protection of loads with a high peak current (motors, transformer primaries, etc.) | Nominal voltage | 500V
| 11 | Circuit Breakers and Fuses | Fuses | Fuse Holders | ACTI 9 FUSE-DISCONNECTOR STI 2P 25A FOR FUSE 10.3X38MM | 2071622 | A9N15651 | SCHNEIDER ELECTRIC | 570 | https://pim-kvc.soneparsea.com:3443/PictureServer/default.aspx/schneider-A9N15651_Image1.jpg?A3889C9397807479A2A1C7A8BAA5959DB4AAC67293707E65857B8976B1809D95B7AA8573BCA797 | https://pim-kvc.soneparsea.com:3443/PictureServer/default.aspx/schneider-A9N15651.pdf?81788B76AEAA939CBEAABDA9B7A95D758993857A886C6162C0A9BA | ACTI9 FUSE-DISCONNECTOR STI 2P 25A FOR FUSE 10.3X38MM | The STI isolatable fuse-carriers provide overload and short-circuit protection. They are used for tertiary and industrial applications requiring a high breaking capacity. They perform the isolation function and must not be used as switches. To be equiped with aM or gG (gL - gl) type fuse cartridge without striker, with or without fuse blowing indicator. The general purpose fuse (gG fuse) provides overload and short-circuit protection. The fuse for motor application (aM fuse) only provides short-circuit protection. It is used for protection of loads with a high peak current (motors, transformer primaries, etc.) | Mounting method | DIN rail
| 11 | Circuit Breakers and Fuses | Fuses | Fuse Holders | ACTI 9 FUSE-DISCONNECTOR STI 2P 25A FOR FUSE 10.3X38MM | 2071622 | A9N15651 | SCHNEIDER ELECTRIC | 570 | https://pim-kvc.soneparsea.com:3443/PictureServer/default.aspx/schneider-A9N15651_Image1.jpg?A3889C9397807479A2A1C7A8BAA5959DB4AAC67293707E65857B8976B1809D95B7AA8573BCA797 | https://pim-kvc.soneparsea.com:3443/PictureServer/default.aspx/schneider-A9N15651.pdf?81788B76AEAA939CBEAABDA9B7A95D758993857A886C6162C0A9BA | ACTI9 FUSE-DISCONNECTOR STI 2P 25A FOR FUSE 10.3X38MM | The STI isolatable fuse-carriers provide overload and short-circuit protection. They are used for tertiary and industrial applications requiring a high breaking capacity. They perform the isolation function and must not be used as switches. To be equiped with aM or gG (gL - gl) type fuse cartridge without striker, with or without fuse blowing indicator. The general purpose fuse (gG fuse) provides overload and short-circuit protection. The fuse for motor application (aM fuse) only provides short-circuit protection. It is used for protection of loads with a high peak current (motors, transformer primaries, etc.) | For fuse size | 10x38 mm
| 11 | Circuit Breakers and Fuses | Fuses | Fuse Holders | ACTI 9 FUSE-DISCONNECTOR STI 2P 25A FOR FUSE 10.3X38MM | 2071622 | A9N15651 | SCHNEIDER ELECTRIC | 570 | https://pim-kvc.soneparsea.com:3443/PictureServer/default.aspx/schneider-A9N15651_Image1.jpg?A3889C9397807479A2A1C7A8BAA5959DB4AAC67293707E65857B8976B1809D95B7AA8573BCA797 | https://pim-kvc.soneparsea.com:3443/PictureServer/default.aspx/schneider-A9N15651.pdf?81788B76AEAA939CBEAABDA9B7A95D758993857A886C6162C0A9BA | ACTI9 FUSE-DISCONNECTOR STI 2P 25A FOR FUSE 10.3X38MM | The STI isolatable fuse-carriers provide overload and short-circuit protection. They are used for tertiary and industrial applications requiring a high breaking capacity. They perform the isolation function and must not be used as switches. To be equiped with aM or gG (gL - gl) type fuse cartridge without striker, with or without fuse blowing indicator. The general purpose fuse (gG fuse) provides overload and short-circuit protection. The fuse for motor application (aM fuse) only provides short-circuit protection. It is used for protection of loads with a high peak current (motors, transformer primaries, etc.) | Number of poles | 2
| 11 | Circuit Breakers and Fuses | Fuses | Fuse Holders | ACTI 9 FUSE-DISCONNECTOR STI 2P 25A FOR FUSE 10.3X38MM | 2071622 | A9N15651 | SCHNEIDER ELECTRIC | 570 | https://pim-kvc.soneparsea.com:3443/PictureServer/default.aspx/schneider-A9N15651_Image1.jpg?A3889C9397807479A2A1C7A8BAA5959DB4AAC67293707E65857B8976B1809D95B7AA8573BCA797 | https://pim-kvc.soneparsea.com:3443/PictureServer/default.aspx/schneider-A9N15651.pdf?81788B76AEAA939CBEAABDA9B7A95D758993857A886C6162C0A9BA | ACTI9 FUSE-DISCONNECTOR STI 2P 25A FOR FUSE 10.3X38MM | The STI isolatable fuse-carriers provide overload and short-circuit protection. They are used for tertiary and industrial applications requiring a high breaking capacity. They perform the isolation function and must not be used as switches. To be equiped with aM or gG (gL - gl) type fuse cartridge without striker, with or without fuse blowing indicator. The general purpose fuse (gG fuse) provides overload and short-circuit protection. The fuse for motor application (aM fuse) only provides short-circuit protection. It is used for protection of loads with a high peak current (motors, transformer primaries, etc.) | Concurrently switching neutral conductor | yes
| 11 | Circuit Breakers and Fuses | Fuses | Fuse Holders | ACTI 9 FUSE-DISCONNECTOR STI 2P 25A FOR FUSE 10.3X38MM | 2071622 | A9N15651 | SCHNEIDER ELECTRIC | 570 | https://pim-kvc.soneparsea.com:3443/PictureServer/default.aspx/schneider-A9N15651_Image1.jpg?A3889C9397807479A2A1C7A8BAA5959DB4AAC67293707E65857B8976B1809D95B7AA8573BCA797 | https://pim-kvc.soneparsea.com:3443/PictureServer/default.aspx/schneider-A9N15651.pdf?81788B76AEAA939CBEAABDA9B7A95D758993857A886C6162C0A9BA | ACTI9 FUSE-DISCONNECTOR STI 2P 25A FOR FUSE 10.3X38MM | The STI isolatable fuse-carriers provide overload and short-circuit protection. They are used for tertiary and industrial applications requiring a high breaking capacity. They perform the isolation function and must not be used as switches. To be equiped with aM or gG (gL - gl) type fuse cartridge without striker, with or without fuse blowing indicator. The general purpose fuse (gG fuse) provides overload and short-circuit protection. The fuse for motor application (aM fuse) only provides short-circuit protection. It is used for protection of loads with a high peak current (motors, transformer primaries, etc.) | Lockable | no
| 12 | Circuit Breakers and Fuses | Fuses | Cylindrical Fuses | NOS FUSE GENERAL PURPOSE FUSE 30A 600VAC CLASS H | 2000085 | NOS-30 | EATON | 430 | https://pim-kvc.soneparsea.com:3443/PictureServer/default.aspx/BUSSMANN-NOS-30_Image1.jpg?9586A894A0937289A398A186A0855D829F988178829679A1B1ACB97680A1A09B | https://pim-kvc.soneparsea.com:3443/PictureServer/default.aspx/bussmann-NOS-30.pdf?827585A1B4ACA3A7BDA6C2B37F857F877D788473C29B96 | NOS FUSE GENERAL PURPOSE FUSE 30A 600VAC CLASS H | Eaton Bussmann series NOS fuse, Supplemental one-time fuse, Non current limiting, Light duty circuit locations. | Size | 14x51 mm
| 12 | Circuit Breakers and Fuses | Fuses | Cylindrical Fuses | NOS FUSE GENERAL PURPOSE FUSE 30A 600VAC CLASS H | 2000085 | NOS-30 | EATON | 430 | https://pim-kvc.soneparsea.com:3443/PictureServer/default.aspx/BUSSMANN-NOS-30_Image1.jpg?9586A894A0937289A398A186A0855D829F988178829679A1B1ACB97680A1A09B | https://pim-kvc.soneparsea.com:3443/PictureServer/default.aspx/bussmann-NOS-30.pdf?827585A1B4ACA3A7BDA6C2B37F857F877D788473C29B96 | NOS FUSE GENERAL PURPOSE FUSE 30A 600VAC CLASS H | Eaton Bussmann series NOS fuse, Supplemental one-time fuse, Non current limiting, Light duty circuit locations. | Voltage type | AC
| 12 | Circuit Breakers and Fuses | Fuses | Cylindrical Fuses | NOS FUSE GENERAL PURPOSE FUSE 30A 600VAC CLASS H | 2000085 | NOS-30 | EATON | 430 | https://pim-kvc.soneparsea.com:3443/PictureServer/default.aspx/BUSSMANN-NOS-30_Image1.jpg?9586A894A0937289A398A186A0855D829F988178829679A1B1ACB97680A1A09B | https://pim-kvc.soneparsea.com:3443/PictureServer/default.aspx/bussmann-NOS-30.pdf?827585A1B4ACA3A7BDA6C2B37F857F877D788473C29B96 | NOS FUSE GENERAL PURPOSE FUSE 30A 600VAC CLASS H | Eaton Bussmann series NOS fuse, Supplemental one-time fuse, Non current limiting, Light duty circuit locations. | Rated current | 30A
| 12 | Circuit Breakers and Fuses | Fuses | Cylindrical Fuses | NOS FUSE GENERAL PURPOSE FUSE 30A 600VAC CLASS H | 2000085 | NOS-30 | EATON | 430 | https://pim-kvc.soneparsea.com:3443/PictureServer/default.aspx/BUSSMANN-NOS-30_Image1.jpg?9586A894A0937289A398A186A0855D829F988178829679A1B1ACB97680A1A09B | https://pim-kvc.soneparsea.com:3443/PictureServer/default.aspx/bussmann-NOS-30.pdf?827585A1B4ACA3A7BDA6C2B37F857F877D788473C29B96 | NOS FUSE GENERAL PURPOSE FUSE 30A 600VAC CLASS H | Eaton Bussmann series NOS fuse, Supplemental one-time fuse, Non current limiting, Light duty circuit locations. | Rated voltage | 600V
| 12 | Circuit Breakers and Fuses | Fuses | Cylindrical Fuses | NOS FUSE GENERAL PURPOSE FUSE 30A 600VAC CLASS H | 2000085 | NOS-30 | EATON | 430 | https://pim-kvc.soneparsea.com:3443/PictureServer/default.aspx/BUSSMANN-NOS-30_Image1.jpg?9586A894A0937289A398A186A0855D829F988178829679A1B1ACB97680A1A09B | https://pim-kvc.soneparsea.com:3443/PictureServer/default.aspx/bussmann-NOS-30.pdf?827585A1B4ACA3A7BDA6C2B37F857F877D788473C29B96 | NOS FUSE GENERAL PURPOSE FUSE 30A 600VAC CLASS H | Eaton Bussmann series NOS fuse, Supplemental one-time fuse, Non current limiting, Light duty circuit locations. | Release characteristic | H
| 13 | Circuit Breakers and Fuses | Fuses | Cylindrical Fuses | NOS ONE TIME GENERAL PURPOSE FUSE 60A 600VAC | 2026408 | NOS-60 | EATON | 740 | https://pim-kvc.soneparsea.com:3443/PictureServer/default.aspx/BUSSMANN-NOS-60_Image1.jpg?9586A894A0937289A398A186A0855D829F98817B829679A1B1ACB97680A1A09B | https://pim-kvc.soneparsea.com:3443/PictureServer/default.aspx/bussmann-NOS-60.pdf?827585A1B4ACA3A7BDA6C2B37F857F877D7B8473C29B96 | NOS ONE TIME GENERAL PURPOSE FUSE 60A 600VAC | Eaton Bussmann series NOS fuse, Supplemental one-time fuse, Non current limiting, Light duty circuit locations. | Size | 22x58 mm
| 13 | Circuit Breakers and Fuses | Fuses | Cylindrical Fuses | NOS ONE TIME GENERAL PURPOSE FUSE 60A 600VAC | 2026408 | NOS-60 | EATON | 740 | https://pim-kvc.soneparsea.com:3443/PictureServer/default.aspx/BUSSMANN-NOS-60_Image1.jpg?9586A894A0937289A398A186A0855D829F98817B829679A1B1ACB97680A1A09B | https://pim-kvc.soneparsea.com:3443/PictureServer/default.aspx/bussmann-NOS-60.pdf?827585A1B4ACA3A7BDA6C2B37F857F877D7B8473C29B96 | NOS ONE TIME GENERAL PURPOSE FUSE 60A 600VAC | Eaton Bussmann series NOS fuse, Supplemental one-time fuse, Non current limiting, Light duty circuit locations. | Voltage type | AC
| 13 | Circuit Breakers and Fuses | Fuses | Cylindrical Fuses | NOS ONE TIME GENERAL PURPOSE FUSE 60A 600VAC | 2026408 | NOS-60 | EATON | 740 | https://pim-kvc.soneparsea.com:3443/PictureServer/default.aspx/BUSSMANN-NOS-60_Image1.jpg?9586A894A0937289A398A186A0855D829F98817B829679A1B1ACB97680A1A09B | https://pim-kvc.soneparsea.com:3443/PictureServer/default.aspx/bussmann-NOS-60.pdf?827585A1B4ACA3A7BDA6C2B37F857F877D7B8473C29B96 | NOS ONE TIME GENERAL PURPOSE FUSE 60A 600VAC | Eaton Bussmann series NOS fuse, Supplemental one-time fuse, Non current limiting, Light duty circuit locations. | Rated current | 60A
| 13 | Circuit Breakers and Fuses | Fuses | Cylindrical Fuses | NOS ONE TIME GENERAL PURPOSE FUSE 60A 600VAC | 2026408 | NOS-60 | EATON | 740 | https://pim-kvc.soneparsea.com:3443/PictureServer/default.aspx/BUSSMANN-NOS-60_Image1.jpg?9586A894A0937289A398A186A0855D829F98817B829679A1B1ACB97680A1A09B | https://pim-kvc.soneparsea.com:3443/PictureServer/default.aspx/bussmann-NOS-60.pdf?827585A1B4ACA3A7BDA6C2B37F857F877D7B8473C29B96 | NOS ONE TIME GENERAL PURPOSE FUSE 60A 600VAC | Eaton Bussmann series NOS fuse, Supplemental one-time fuse, Non current limiting, Light duty circuit locations. | Rated voltage | 600V
| 13 | Circuit Breakers and Fuses | Fuses | Cylindrical Fuses | NOS ONE TIME GENERAL PURPOSE FUSE 60A 600VAC | 2026408 | NOS-60 | EATON | 740 | https://pim-kvc.soneparsea.com:3443/PictureServer/default.aspx/BUSSMANN-NOS-60_Image1.jpg?9586A894A0937289A398A186A0855D829F98817B829679A1B1ACB97680A1A09B | https://pim-kvc.soneparsea.com:3443/PictureServer/default.aspx/bussmann-NOS-60.pdf?827585A1B4ACA3A7BDA6C2B37F857F877D7B8473C29B96 | NOS ONE TIME GENERAL PURPOSE FUSE 60A 600VAC | Eaton Bussmann series NOS fuse, Supplemental one-time fuse, Non current limiting, Light duty circuit locations. | Release characteristic | H
| 14 | Circuit Breakers and Fuses | Fuses | Cylindrical Fuses | NON ONE-TIME GENERAL PURPOSE FUSE 30A 250VAC CLASS H | 2048453 | NON-30 | EATON | 200 | https://pim-kvc.soneparsea.com:3443/PictureServer/default.aspx/BUSSMANN-NON-30_Image1.jpg?9586A894A0937289A398A186A0855D829F938178829679A1B1ACB97680A1A09B | https://pim-kvc.soneparsea.com:3443/PictureServer/default.aspx/bussman-NON-30.pdf?827585A1B4ACA3A7BDA6C272A0867E61837582B5B69D | NON ONE-TIME GENERAL PURPOSE FUSE 30A 250VAC CLASS H | Eaton Bussmann series NON fuse, Supplemental one-time fuse, Non current limiting, Light duty circuit locations, | Size | 10x38 mm
| 14 | Circuit Breakers and Fuses | Fuses | Cylindrical Fuses | NON ONE-TIME GENERAL PURPOSE FUSE 30A 250VAC CLASS H | 2048453 | NON-30 | EATON | 200 | https://pim-kvc.soneparsea.com:3443/PictureServer/default.aspx/BUSSMANN-NON-30_Image1.jpg?9586A894A0937289A398A186A0855D829F938178829679A1B1ACB97680A1A09B | https://pim-kvc.soneparsea.com:3443/PictureServer/default.aspx/bussman-NON-30.pdf?827585A1B4ACA3A7BDA6C272A0867E61837582B5B69D | NON ONE-TIME GENERAL PURPOSE FUSE 30A 250VAC CLASS H | Eaton Bussmann series NON fuse, Supplemental one-time fuse, Non current limiting, Light duty circuit locations, | Voltage type | AC
| 14 | Circuit Breakers and Fuses | Fuses | Cylindrical Fuses | NON ONE-TIME GENERAL PURPOSE FUSE 30A 250VAC CLASS H | 2048453 | NON-30 | EATON | 200 | https://pim-kvc.soneparsea.com:3443/PictureServer/default.aspx/BUSSMANN-NON-30_Image1.jpg?9586A894A0937289A398A186A0855D829F938178829679A1B1ACB97680A1A09B | https://pim-kvc.soneparsea.com:3443/PictureServer/default.aspx/bussman-NON-30.pdf?827585A1B4ACA3A7BDA6C272A0867E61837582B5B69D | NON ONE-TIME GENERAL PURPOSE FUSE 30A 250VAC CLASS H | Eaton Bussmann series NON fuse, Supplemental one-time fuse, Non current limiting, Light duty circuit locations, | Rated current | 30A
| 14 | Circuit Breakers and Fuses | Fuses | Cylindrical Fuses | NON ONE-TIME GENERAL PURPOSE FUSE 30A 250VAC CLASS H | 2048453 | NON-30 | EATON | 200 | https://pim-kvc.soneparsea.com:3443/PictureServer/default.aspx/BUSSMANN-NON-30_Image1.jpg?9586A894A0937289A398A186A0855D829F938178829679A1B1ACB97680A1A09B | https://pim-kvc.soneparsea.com:3443/PictureServer/default.aspx/bussman-NON-30.pdf?827585A1B4ACA3A7BDA6C272A0867E61837582B5B69D | NON ONE-TIME GENERAL PURPOSE FUSE 30A 250VAC CLASS H | Eaton Bussmann series NON fuse, Supplemental one-time fuse, Non current limiting, Light duty circuit locations, | Rated voltage | 250V
| 14 | Circuit Breakers and Fuses | Fuses | Cylindrical Fuses | NON ONE-TIME GENERAL PURPOSE FUSE 30A 250VAC CLASS H | 2048453 | NON-30 | EATON | 200 | https://pim-kvc.soneparsea.com:3443/PictureServer/default.aspx/BUSSMANN-NON-30_Image1.jpg?9586A894A0937289A398A186A0855D829F938178829679A1B1ACB97680A1A09B | https://pim-kvc.soneparsea.com:3443/PictureServer/default.aspx/bussman-NON-30.pdf?827585A1B4ACA3A7BDA6C272A0867E61837582B5B69D | NON ONE-TIME GENERAL PURPOSE FUSE 30A 250VAC CLASS H | Eaton Bussmann series NON fuse, Supplemental one-time fuse, Non current limiting, Light duty circuit locations, | Release characteristic | H
| 15 | Circuit Breakers and Fuses | Fuses | Cylindrical Fuses | NOS FUSE GENERAL PURPOSE FUSE 100A 600VAC CLASS H | 2261728 | NOS-100 | EATON | 1550 | https://pim-kvc.soneparsea.com:3443/PictureServer/default.aspx/bussmann-NOS-100_Image1.jpg?9586A894A09392A9C3B8C1A6C0A55D829F98817682678F7DBDA6BBAA83659AA4B7 | https://pim-kvc.soneparsea.com:3443/PictureServer/default.aspx/bussmann-NOS-100_Datasheet1.pdf?9586A894A09392A9C3B8C1A6C0A55D829F98817682678F78B1B9B5B8BA9C95A88173C4A9B8 | NOS FUSE GENERAL PURPOSE FUSE 100A 600VAC CLASS H | Eaton Bussmann series NOS fuse, Supplemental one-time fuse, Non current limiting, Light duty circuit locations. | Voltage type | AC
| 15 | Circuit Breakers and Fuses | Fuses | Cylindrical Fuses | NOS FUSE GENERAL PURPOSE FUSE 100A 600VAC CLASS H | 2261728 | NOS-100 | EATON | 1550 | https://pim-kvc.soneparsea.com:3443/PictureServer/default.aspx/bussmann-NOS-100_Image1.jpg?9586A894A09392A9C3B8C1A6C0A55D829F98817682678F7DBDA6BBAA83659AA4B7 | https://pim-kvc.soneparsea.com:3443/PictureServer/default.aspx/bussmann-NOS-100_Datasheet1.pdf?9586A894A09392A9C3B8C1A6C0A55D829F98817682678F78B1B9B5B8BA9C95A88173C4A9B8 | NOS FUSE GENERAL PURPOSE FUSE 100A 600VAC CLASS H | Eaton Bussmann series NOS fuse, Supplemental one-time fuse, Non current limiting, Light duty circuit locations. | Rated current | 100A
| 15 | Circuit Breakers and Fuses | Fuses | Cylindrical Fuses | NOS FUSE GENERAL PURPOSE FUSE 100A 600VAC CLASS H | 2261728 | NOS-100 | EATON | 1550 | https://pim-kvc.soneparsea.com:3443/PictureServer/default.aspx/bussmann-NOS-100_Image1.jpg?9586A894A09392A9C3B8C1A6C0A55D829F98817682678F7DBDA6BBAA83659AA4B7 | https://pim-kvc.soneparsea.com:3443/PictureServer/default.aspx/bussmann-NOS-100_Datasheet1.pdf?9586A894A09392A9C3B8C1A6C0A55D829F98817682678F78B1B9B5B8BA9C95A88173C4A9B8 | NOS FUSE GENERAL PURPOSE FUSE 100A 600VAC CLASS H | Eaton Bussmann series NOS fuse, Supplemental one-time fuse, Non current limiting, Light duty circuit locations. | Rated voltage | 600V
| 15 | Circuit Breakers and Fuses | Fuses | Cylindrical Fuses | NOS FUSE GENERAL PURPOSE FUSE 100A 600VAC CLASS H | 2261728 | NOS-100 | EATON | 1550 | https://pim-kvc.soneparsea.com:3443/PictureServer/default.aspx/bussmann-NOS-100_Image1.jpg?9586A894A09392A9C3B8C1A6C0A55D829F98817682678F7DBDA6BBAA83659AA4B7 | https://pim-kvc.soneparsea.com:3443/PictureServer/default.aspx/bussmann-NOS-100_Datasheet1.pdf?9586A894A09392A9C3B8C1A6C0A55D829F98817682678F78B1B9B5B8BA9C95A88173C4A9B8 | NOS FUSE GENERAL PURPOSE FUSE 100A 600VAC CLASS H | Eaton Bussmann series NOS fuse, Supplemental one-time fuse, Non current limiting, Light duty circuit locations. | Release characteristic | H
| 16 | Circuit Breakers and Fuses | Fuses | Cylindrical Fuses | NON ONE-TIME GENERAL PURPOSE FUSE 60A 250VAC CLASS H | 2449436 | NON-60 | EATON | 330 | https://pim-kvc.soneparsea.com:3443/PictureServer/default.aspx/bussmann-NON-60_Image1.jpg?9586A894A09392A9C3B8C1A6C0A55D829F93817B829679A1B1ACB97680A1A09B | https://pim-kvc.soneparsea.com:3443/PictureServer/default.aspx/bussmann-NON-60_Datasheet1.pdf?9586A894A09392A9C3B8C1A6C0A55D829F93817B82967495C4A6C7ADB79CA4657EB5B8AB | NON ONE-TIME GENERAL PURPOSE FUSE 60A 250VAC CLASS H | Eaton Bussmann series NON fuse, Supplemental one-time fuse, Non current limiting, Light duty circuit locations, | Voltage type | AC
| 16 | Circuit Breakers and Fuses | Fuses | Cylindrical Fuses | NON ONE-TIME GENERAL PURPOSE FUSE 60A 250VAC CLASS H | 2449436 | NON-60 | EATON | 330 | https://pim-kvc.soneparsea.com:3443/PictureServer/default.aspx/bussmann-NON-60_Image1.jpg?9586A894A09392A9C3B8C1A6C0A55D829F93817B829679A1B1ACB97680A1A09B | https://pim-kvc.soneparsea.com:3443/PictureServer/default.aspx/bussmann-NON-60_Datasheet1.pdf?9586A894A09392A9C3B8C1A6C0A55D829F93817B82967495C4A6C7ADB79CA4657EB5B8AB | NON ONE-TIME GENERAL PURPOSE FUSE 60A 250VAC CLASS H | Eaton Bussmann series NON fuse, Supplemental one-time fuse, Non current limiting, Light duty circuit locations, | Rated current | 60A
| 16 | Circuit Breakers and Fuses | Fuses | Cylindrical Fuses | NON ONE-TIME GENERAL PURPOSE FUSE 60A 250VAC CLASS H | 2449436 | NON-60 | EATON | 330 | https://pim-kvc.soneparsea.com:3443/PictureServer/default.aspx/bussmann-NON-60_Image1.jpg?9586A894A09392A9C3B8C1A6C0A55D829F93817B829679A1B1ACB97680A1A09B | https://pim-kvc.soneparsea.com:3443/PictureServer/default.aspx/bussmann-NON-60_Datasheet1.pdf?9586A894A09392A9C3B8C1A6C0A55D829F93817B82967495C4A6C7ADB79CA4657EB5B8AB | NON ONE-TIME GENERAL PURPOSE FUSE 60A 250VAC CLASS H | Eaton Bussmann series NON fuse, Supplemental one-time fuse, Non current limiting, Light duty circuit locations, | Rated voltage | 250V
| 16 | Circuit Breakers and Fuses | Fuses | Cylindrical Fuses | NON ONE-TIME GENERAL PURPOSE FUSE 60A 250VAC CLASS H | 2449436 | NON-60 | EATON | 330 | https://pim-kvc.soneparsea.com:3443/PictureServer/default.aspx/bussmann-NON-60_Image1.jpg?9586A894A09392A9C3B8C1A6C0A55D829F93817B829679A1B1ACB97680A1A09B | https://pim-kvc.soneparsea.com:3443/PictureServer/default.aspx/bussmann-NON-60_Datasheet1.pdf?9586A894A09392A9C3B8C1A6C0A55D829F93817B82967495C4A6C7ADB79CA4657EB5B8AB | NON ONE-TIME GENERAL PURPOSE FUSE 60A 250VAC CLASS H | Eaton Bussmann series NON fuse, Supplemental one-time fuse, Non current limiting, Light duty circuit locations, | Release characteristic | H
| 17 | Circuit Breakers and Fuses | Fuses | Cylindrical Fuses | NOS FUSE GENERAL PURPOSE FUSE 200A 600VAC CLASS H | 2449437 | NOS-200 | EATON | 3040 | https://pim-kvc.soneparsea.com:3443/PictureServer/default.aspx/bussmann-NOS-200_Image1.jpg?9586A894A09392A9C3B8C1A6C0A55D829F98817782678F7DBDA6BBAA83659AA4B7 | https://pim-kvc.soneparsea.com:3443/PictureServer/default.aspx/bussmann-NOS-200_Datasheet1.pdf?9586A894A09392A9C3B8C1A6C0A55D829F98817782678F78B1B9B5B8BA9C95A88173C4A9B8 | NOS FUSE GENERAL PURPOSE FUSE 200A 600VAC CLASS H | Eaton Bussmann series NOS fuse, Supplemental one-time fuse, Non current limiting, Light duty circuit locations. | Voltage type | AC
| 17 | Circuit Breakers and Fuses | Fuses | Cylindrical Fuses | NOS FUSE GENERAL PURPOSE FUSE 200A 600VAC CLASS H | 2449437 | NOS-200 | EATON | 3040 | https://pim-kvc.soneparsea.com:3443/PictureServer/default.aspx/bussmann-NOS-200_Image1.jpg?9586A894A09392A9C3B8C1A6C0A55D829F98817782678F7DBDA6BBAA83659AA4B7 | https://pim-kvc.soneparsea.com:3443/PictureServer/default.aspx/bussmann-NOS-200_Datasheet1.pdf?9586A894A09392A9C3B8C1A6C0A55D829F98817782678F78B1B9B5B8BA9C95A88173C4A9B8 | NOS FUSE GENERAL PURPOSE FUSE 200A 600VAC CLASS H | Eaton Bussmann series NOS fuse, Supplemental one-time fuse, Non current limiting, Light duty circuit locations. | Rated current | 200A
| 17 | Circuit Breakers and Fuses | Fuses | Cylindrical Fuses | NOS FUSE GENERAL PURPOSE FUSE 200A 600VAC CLASS H | 2449437 | NOS-200 | EATON | 3040 | https://pim-kvc.soneparsea.com:3443/PictureServer/default.aspx/bussmann-NOS-200_Image1.jpg?9586A894A09392A9C3B8C1A6C0A55D829F98817782678F7DBDA6BBAA83659AA4B7 | https://pim-kvc.soneparsea.com:3443/PictureServer/default.aspx/bussmann-NOS-200_Datasheet1.pdf?9586A894A09392A9C3B8C1A6C0A55D829F98817782678F78B1B9B5B8BA9C95A88173C4A9B8 | NOS FUSE GENERAL PURPOSE FUSE 200A 600VAC CLASS H | Eaton Bussmann series NOS fuse, Supplemental one-time fuse, Non current limiting, Light duty circuit locations. | Rated voltage | 600V
| 17 | Circuit Breakers and Fuses | Fuses | Cylindrical Fuses | NOS FUSE GENERAL PURPOSE FUSE 200A 600VAC CLASS H | 2449437 | NOS-200 | EATON | 3040 | https://pim-kvc.soneparsea.com:3443/PictureServer/default.aspx/bussmann-NOS-200_Image1.jpg?9586A894A09392A9C3B8C1A6C0A55D829F98817782678F7DBDA6BBAA83659AA4B7 | https://pim-kvc.soneparsea.com:3443/PictureServer/default.aspx/bussmann-NOS-200_Datasheet1.pdf?9586A894A09392A9C3B8C1A6C0A55D829F98817782678F78B1B9B5B8BA9C95A88173C4A9B8 | NOS FUSE GENERAL PURPOSE FUSE 200A 600VAC CLASS H | Eaton Bussmann series NOS fuse, Supplemental one-time fuse, Non current limiting, Light duty circuit locations. | Release characteristic | H
| 67 | Lighting | Fixtures | Downlights | BRAVO LIGHTER LED II RD 9W DL | 2266631 | LYEBBAP7IZ1W009 | FEILO SYLVANIA | 0 | https://pim-kvc.soneparsea.com:3443/PictureServer/default.aspx/SYLVANIA-LYEBBAP7IZ1W009_Image1.jpg?968A9D91A18A8980A686B098AB8386759E8E95729E9075769286A47C9B91618B80758DA49BA4919BB57682AFC29E | https://pim-kvc.soneparsea.com:3443/PictureServer/default.aspx/sylvania-bravo-lighter-series_Datasheet1.pdf?968A9D91A18A8980A686B0B8CBA3A695BEAEB572B4A991AABF72C0AEB99FA499C272C7AAC4A095A7AF89B5B9B3AA9899B5B98573C29B96 | BRAVO LIGHTER LED II RD 9W DL | Bravo Lighter LED II series is a range of circular downlight LED luminaires with plastic body with aluminum heat sink inside. Light guide and edge-lit LED technology allows the panel to be lightweight and thin. High performance IC controller driver with over voltage and fuse protection. Available in four different bezel sizes to cater for most applications. | Suitable for built-in mounting | yes
| 67 | Lighting | Fixtures | Downlights | BRAVO LIGHTER LED II RD 9W DL | 2266631 | LYEBBAP7IZ1W009 | FEILO SYLVANIA | 0 | https://pim-kvc.soneparsea.com:3443/PictureServer/default.aspx/SYLVANIA-LYEBBAP7IZ1W009_Image1.jpg?968A9D91A18A8980A686B098AB8386759E8E95729E9075769286A47C9B91618B80758DA49BA4919BB57682AFC29E | https://pim-kvc.soneparsea.com:3443/PictureServer/default.aspx/sylvania-bravo-lighter-series_Datasheet1.pdf?968A9D91A18A8980A686B0B8CBA3A695BEAEB572B4A991AABF72C0AEB99FA499C272C7AAC4A095A7AF89B5B9B3AA9899B5B98573C29B96 | BRAVO LIGHTER LED II RD 9W DL | Bravo Lighter LED II series is a range of circular downlight LED luminaires with plastic body with aluminum heat sink inside. Light guide and edge-lit LED technology allows the panel to be lightweight and thin. High performance IC controller driver with over voltage and fuse protection. Available in four different bezel sizes to cater for most applications. | Suitable for ceiling mounting | yes
| 67 | Lighting | Fixtures | Downlights | BRAVO LIGHTER LED II RD 9W DL | 2266631 | LYEBBAP7IZ1W009 | FEILO SYLVANIA | 0 | https://pim-kvc.soneparsea.com:3443/PictureServer/default.aspx/SYLVANIA-LYEBBAP7IZ1W009_Image1.jpg?968A9D91A18A8980A686B098AB8386759E8E95729E9075769286A47C9B91618B80758DA49BA4919BB57682AFC29E | https://pim-kvc.soneparsea.com:3443/PictureServer/default.aspx/sylvania-bravo-lighter-series_Datasheet1.pdf?968A9D91A18A8980A686B0B8CBA3A695BEAEB572B4A991AABF72C0AEB99FA499C272C7AAC4A095A7AF89B5B9B3AA9899B5B98573C29B96 | BRAVO LIGHTER LED II RD 9W DL | Bravo Lighter LED II series is a range of circular downlight LED luminaires with plastic body with aluminum heat sink inside. Light guide and edge-lit LED technology allows the panel to be lightweight and thin. High performance IC controller driver with over voltage and fuse protection. Available in four different bezel sizes to cater for most applications. | Lamp type | LED exchangeable
| 67 | Lighting | Fixtures | Downlights | BRAVO LIGHTER LED II RD 9W DL | 2266631 | LYEBBAP7IZ1W009 | FEILO SYLVANIA | 0 | https://pim-kvc.soneparsea.com:3443/PictureServer/default.aspx/SYLVANIA-LYEBBAP7IZ1W009_Image1.jpg?968A9D91A18A8980A686B098AB8386759E8E95729E9075769286A47C9B91618B80758DA49BA4919BB57682AFC29E | https://pim-kvc.soneparsea.com:3443/PictureServer/default.aspx/sylvania-bravo-lighter-series_Datasheet1.pdf?968A9D91A18A8980A686B0B8CBA3A695BEAEB572B4A991AABF72C0AEB99FA499C272C7AAC4A095A7AF89B5B9B3AA9899B5B98573C29B96 | BRAVO LIGHTER LED II RD 9W DL | Bravo Lighter LED II series is a range of circular downlight LED luminaires with plastic body with aluminum heat sink inside. Light guide and edge-lit LED technology allows the panel to be lightweight and thin. High performance IC controller driver with over voltage and fuse protection. Available in four different bezel sizes to cater for most applications. | Colour housing | White
| 67 | Lighting | Fixtures | Downlights | BRAVO LIGHTER LED II RD 9W DL | 2266631 | LYEBBAP7IZ1W009 | FEILO SYLVANIA | 0 | https://pim-kvc.soneparsea.com:3443/PictureServer/default.aspx/SYLVANIA-LYEBBAP7IZ1W009_Image1.jpg?968A9D91A18A8980A686B098AB8386759E8E95729E9075769286A47C9B91618B80758DA49BA4919BB57682AFC29E | https://pim-kvc.soneparsea.com:3443/PictureServer/default.aspx/sylvania-bravo-lighter-series_Datasheet1.pdf?968A9D91A18A8980A686B0B8CBA3A695BEAEB572B4A991AABF72C0AEB99FA499C272C7AAC4A095A7AF89B5B9B3AA9899B5B98573C29B96 | BRAVO LIGHTER LED II RD 9W DL | Bravo Lighter LED II series is a range of circular downlight LED luminaires with plastic body with aluminum heat sink inside. Light guide and edge-lit LED technology allows the panel to be lightweight and thin. High performance IC controller driver with over voltage and fuse protection. Available in four different bezel sizes to cater for most applications. | Max. system power | 9W
| 67 | Lighting | Fixtures | Downlights | BRAVO LIGHTER LED II RD 9W DL | 2266631 | LYEBBAP7IZ1W009 | FEILO SYLVANIA | 0 | https://pim-kvc.soneparsea.com:3443/PictureServer/default.aspx/SYLVANIA-LYEBBAP7IZ1W009_Image1.jpg?968A9D91A18A8980A686B098AB8386759E8E95729E9075769286A47C9B91618B80758DA49BA4919BB57682AFC29E | https://pim-kvc.soneparsea.com:3443/PictureServer/default.aspx/sylvania-bravo-lighter-series_Datasheet1.pdf?968A9D91A18A8980A686B0B8CBA3A695BEAEB572B4A991AABF72C0AEB99FA499C272C7AAC4A095A7AF89B5B9B3AA9899B5B98573C29B96 | BRAVO LIGHTER LED II RD 9W DL | Bravo Lighter LED II series is a range of circular downlight LED luminaires with plastic body with aluminum heat sink inside. Light guide and edge-lit LED technology allows the panel to be lightweight and thin. High performance IC controller driver with over voltage and fuse protection. Available in four different bezel sizes to cater for most applications. | Colour temperature | 6500...6500K
| 68 | Lighting | Fixtures | Downlights | BRAVO LIGHTER LED II RD 9W WW | 2273509 | LYEBBAP5IZ1W009 | FEILO SYLVANIA | 0 | https://pim-kvc.soneparsea.com:3443/PictureServer/default.aspx/SYLVANIA-LYEBBAP5IZ1W009_Image1.jpg?968A9D91A18A8980A686B098AB8386759E8E95729E9075769286A47A9B91618B80758DA49BA4919BB57682AFC29E | https://pim-kvc.soneparsea.com:3443/PictureServer/default.aspx/sylvania-bravo-lighter-series_Datasheet1.pdf?968A9D91A18A8980A686B0B8CBA3A695BEAEB572B4A991AABF72C0AEB99FA499C272C7AAC4A095A7AF89B5B9B3AA9899B5B98573C29B96 | BRAVO LIGHTER LED II RD 9W WW | Bravo Lighter LED II series is a range of circular downlight LED luminaires with plastic body with aluminum heat sink inside. Light guide and edge-lit LED technology allows the panel to be lightweight and thin. High performance IC controller driver with over voltage and fuse protection. Available in four different bezel sizes to cater for most applications. | Suitable for built-in mounting | yes
| 68 | Lighting | Fixtures | Downlights | BRAVO LIGHTER LED II RD 9W WW | 2273509 | LYEBBAP5IZ1W009 | FEILO SYLVANIA | 0 | https://pim-kvc.soneparsea.com:3443/PictureServer/default.aspx/SYLVANIA-LYEBBAP5IZ1W009_Image1.jpg?968A9D91A18A8980A686B098AB8386759E8E95729E9075769286A47A9B91618B80758DA49BA4919BB57682AFC29E | https://pim-kvc.soneparsea.com:3443/PictureServer/default.aspx/sylvania-bravo-lighter-series_Datasheet1.pdf?968A9D91A18A8980A686B0B8CBA3A695BEAEB572B4A991AABF72C0AEB99FA499C272C7AAC4A095A7AF89B5B9B3AA9899B5B98573C29B96 | BRAVO LIGHTER LED II RD 9W WW | Bravo Lighter LED II series is a range of circular downlight LED luminaires with plastic body with aluminum heat sink inside. Light guide and edge-lit LED technology allows the panel to be lightweight and thin. High performance IC controller driver with over voltage and fuse protection. Available in four different bezel sizes to cater for most applications. | Suitable for ceiling mounting | yes
| 68 | Lighting | Fixtures | Downlights | BRAVO LIGHTER LED II RD 9W WW | 2273509 | LYEBBAP5IZ1W009 | FEILO SYLVANIA | 0 | https://pim-kvc.soneparsea.com:3443/PictureServer/default.aspx/SYLVANIA-LYEBBAP5IZ1W009_Image1.jpg?968A9D91A18A8980A686B098AB8386759E8E95729E9075769286A47A9B91618B80758DA49BA4919BB57682AFC29E | https://pim-kvc.soneparsea.com:3443/PictureServer/default.aspx/sylvania-bravo-lighter-series_Datasheet1.pdf?968A9D91A18A8980A686B0B8CBA3A695BEAEB572B4A991AABF72C0AEB99FA499C272C7AAC4A095A7AF89B5B9B3AA9899B5B98573C29B96 | BRAVO LIGHTER LED II RD 9W WW | Bravo Lighter LED II series is a range of circular downlight LED luminaires with plastic body with aluminum heat sink inside. Light guide and edge-lit LED technology allows the panel to be lightweight and thin. High performance IC controller driver with over voltage and fuse protection. Available in four different bezel sizes to cater for most applications. | Lamp type | LED exchangeable
| 68 | Lighting | Fixtures | Downlights | BRAVO LIGHTER LED II RD 9W WW | 2273509 | LYEBBAP5IZ1W009 | FEILO SYLVANIA | 0 | https://pim-kvc.soneparsea.com:3443/PictureServer/default.aspx/SYLVANIA-LYEBBAP5IZ1W009_Image1.jpg?968A9D91A18A8980A686B098AB8386759E8E95729E9075769286A47A9B91618B80758DA49BA4919BB57682AFC29E | https://pim-kvc.soneparsea.com:3443/PictureServer/default.aspx/sylvania-bravo-lighter-series_Datasheet1.pdf?968A9D91A18A8980A686B0B8CBA3A695BEAEB572B4A991AABF72C0AEB99FA499C272C7AAC4A095A7AF89B5B9B3AA9899B5B98573C29B96 | BRAVO LIGHTER LED II RD 9W WW | Bravo Lighter LED II series is a range of circular downlight LED luminaires with plastic body with aluminum heat sink inside. Light guide and edge-lit LED technology allows the panel to be lightweight and thin. High performance IC controller driver with over voltage and fuse protection. Available in four different bezel sizes to cater for most applications. | Colour housing | White
| 68 | Lighting | Fixtures | Downlights | BRAVO LIGHTER LED II RD 9W WW | 2273509 | LYEBBAP5IZ1W009 | FEILO SYLVANIA | 0 | https://pim-kvc.soneparsea.com:3443/PictureServer/default.aspx/SYLVANIA-LYEBBAP5IZ1W009_Image1.jpg?968A9D91A18A8980A686B098AB8386759E8E95729E9075769286A47A9B91618B80758DA49BA4919BB57682AFC29E | https://pim-kvc.soneparsea.com:3443/PictureServer/default.aspx/sylvania-bravo-lighter-series_Datasheet1.pdf?968A9D91A18A8980A686B0B8CBA3A695BEAEB572B4A991AABF72C0AEB99FA499C272C7AAC4A095A7AF89B5B9B3AA9899B5B98573C29B96 | BRAVO LIGHTER LED II RD 9W WW | Bravo Lighter LED II series is a range of circular downlight LED luminaires with plastic body with aluminum heat sink inside. Light guide and edge-lit LED technology allows the panel to be lightweight and thin. High performance IC controller driver with over voltage and fuse protection. Available in four different bezel sizes to cater for most applications. | Max. system power | 9W
| 68 | Lighting | Fixtures | Downlights | BRAVO LIGHTER LED II RD 9W WW | 2273509 | LYEBBAP5IZ1W009 | FEILO SYLVANIA | 0 | https://pim-kvc.soneparsea.com:3443/PictureServer/default.aspx/SYLVANIA-LYEBBAP5IZ1W009_Image1.jpg?968A9D91A18A8980A686B098AB8386759E8E95729E9075769286A47A9B91618B80758DA49BA4919BB57682AFC29E | https://pim-kvc.soneparsea.com:3443/PictureServer/default.aspx/sylvania-bravo-lighter-series_Datasheet1.pdf?968A9D91A18A8980A686B0B8CBA3A695BEAEB572B4A991AABF72C0AEB99FA499C272C7AAC4A095A7AF89B5B9B3AA9899B5B98573C29B96 | BRAVO LIGHTER LED II RD 9W WW | Bravo Lighter LED II series is a range of circular downlight LED luminaires with plastic body with aluminum heat sink inside. Light guide and edge-lit LED technology allows the panel to be lightweight and thin. High performance IC controller driver with over voltage and fuse protection. Available in four different bezel sizes to cater for most applications. | Colour temperature | 2700...3300K
| 69 | Lighting | Fixtures | Downlights | BRAVO LIGHTER LED II RD 12W DL | 2330005 | LYEBBAP7IZ1W012 | FEILO SYLVANIA | 0 | https://pim-kvc.soneparsea.com:3443/PictureServer/default.aspx/SYLVANIA-LYEBBAP7IZ1W012_Image1.jpg?968A9D91A18A8980A686B098AB8386759E8E95729E9075769286A47C9B91618B807686A49BA4919BB57682AFC29E | https://pim-kvc.soneparsea.com:3443/PictureServer/default.aspx/sylvania-bravo-lighter-series_Datasheet1.pdf?968A9D91A18A8980A686B0B8CBA3A695BEAEB572B4A991AABF72C0AEB99FA499C272C7AAC4A095A7AF89B5B9B3AA9899B5B98573C29B96 | BRAVO LIGHTER LED II RD 12W DL | Bravo Lighter LED II series is a range of circular downlight LED luminaires with plastic body with aluminum heat sink inside. Light guide and edge-lit LED technology allows the panel to be lightweight and thin. High performance IC controller driver with over voltage and fuse protection. Available in four different bezel sizes to cater for most applications. | Suitable for built-in mounting | yes
| 69 | Lighting | Fixtures | Downlights | BRAVO LIGHTER LED II RD 12W DL | 2330005 | LYEBBAP7IZ1W012 | FEILO SYLVANIA | 0 | https://pim-kvc.soneparsea.com:3443/PictureServer/default.aspx/SYLVANIA-LYEBBAP7IZ1W012_Image1.jpg?968A9D91A18A8980A686B098AB8386759E8E95729E9075769286A47C9B91618B807686A49BA4919BB57682AFC29E | https://pim-kvc.soneparsea.com:3443/PictureServer/default.aspx/sylvania-bravo-lighter-series_Datasheet1.pdf?968A9D91A18A8980A686B0B8CBA3A695BEAEB572B4A991AABF72C0AEB99FA499C272C7AAC4A095A7AF89B5B9B3AA9899B5B98573C29B96 | BRAVO LIGHTER LED II RD 12W DL | Bravo Lighter LED II series is a range of circular downlight LED luminaires with plastic body with aluminum heat sink inside. Light guide and edge-lit LED technology allows the panel to be lightweight and thin. High performance IC controller driver with over voltage and fuse protection. Available in four different bezel sizes to cater for most applications. | Suitable for ceiling mounting | yes
| 69 | Lighting | Fixtures | Downlights | BRAVO LIGHTER LED II RD 12W DL | 2330005 | LYEBBAP7IZ1W012 | FEILO SYLVANIA | 0 | https://pim-kvc.soneparsea.com:3443/PictureServer/default.aspx/SYLVANIA-LYEBBAP7IZ1W012_Image1.jpg?968A9D91A18A8980A686B098AB8386759E8E95729E9075769286A47C9B91618B807686A49BA4919BB57682AFC29E | https://pim-kvc.soneparsea.com:3443/PictureServer/default.aspx/sylvania-bravo-lighter-series_Datasheet1.pdf?968A9D91A18A8980A686B0B8CBA3A695BEAEB572B4A991AABF72C0AEB99FA499C272C7AAC4A095A7AF89B5B9B3AA9899B5B98573C29B96 | BRAVO LIGHTER LED II RD 12W DL | Bravo Lighter LED II series is a range of circular downlight LED luminaires with plastic body with aluminum heat sink inside. Light guide and edge-lit LED technology allows the panel to be lightweight and thin. High performance IC controller driver with over voltage and fuse protection. Available in four different bezel sizes to cater for most applications. | Lamp type | LED exchangeable
| 69 | Lighting | Fixtures | Downlights | BRAVO LIGHTER LED II RD 12W DL | 2330005 | LYEBBAP7IZ1W012 | FEILO SYLVANIA | 0 | https://pim-kvc.soneparsea.com:3443/PictureServer/default.aspx/SYLVANIA-LYEBBAP7IZ1W012_Image1.jpg?968A9D91A18A8980A686B098AB8386759E8E95729E9075769286A47C9B91618B807686A49BA4919BB57682AFC29E | https://pim-kvc.soneparsea.com:3443/PictureServer/default.aspx/sylvania-bravo-lighter-series_Datasheet1.pdf?968A9D91A18A8980A686B0B8CBA3A695BEAEB572B4A991AABF72C0AEB99FA499C272C7AAC4A095A7AF89B5B9B3AA9899B5B98573C29B96 | BRAVO LIGHTER LED II RD 12W DL | Bravo Lighter LED II series is a range of circular downlight LED luminaires with plastic body with aluminum heat sink inside. Light guide and edge-lit LED technology allows the panel to be lightweight and thin. High performance IC controller driver with over voltage and fuse protection. Available in four different bezel sizes to cater for most applications. | Colour housing | White
| 69 | Lighting | Fixtures | Downlights | BRAVO LIGHTER LED II RD 12W DL | 2330005 | LYEBBAP7IZ1W012 | FEILO SYLVANIA | 0 | https://pim-kvc.soneparsea.com:3443/PictureServer/default.aspx/SYLVANIA-LYEBBAP7IZ1W012_Image1.jpg?968A9D91A18A8980A686B098AB8386759E8E95729E9075769286A47C9B91618B807686A49BA4919BB57682AFC29E | https://pim-kvc.soneparsea.com:3443/PictureServer/default.aspx/sylvania-bravo-lighter-series_Datasheet1.pdf?968A9D91A18A8980A686B0B8CBA3A695BEAEB572B4A991AABF72C0AEB99FA499C272C7AAC4A095A7AF89B5B9B3AA9899B5B98573C29B96 | BRAVO LIGHTER LED II RD 12W DL | Bravo Lighter LED II series is a range of circular downlight LED luminaires with plastic body with aluminum heat sink inside. Light guide and edge-lit LED technology allows the panel to be lightweight and thin. High performance IC controller driver with over voltage and fuse protection. Available in four different bezel sizes to cater for most applications. | Max. system power | 12W
| 69 | Lighting | Fixtures | Downlights | BRAVO LIGHTER LED II RD 12W DL | 2330005 | LYEBBAP7IZ1W012 | FEILO SYLVANIA | 0 | https://pim-kvc.soneparsea.com:3443/PictureServer/default.aspx/SYLVANIA-LYEBBAP7IZ1W012_Image1.jpg?968A9D91A18A8980A686B098AB8386759E8E95729E9075769286A47C9B91618B807686A49BA4919BB57682AFC29E | https://pim-kvc.soneparsea.com:3443/PictureServer/default.aspx/sylvania-bravo-lighter-series_Datasheet1.pdf?968A9D91A18A8980A686B0B8CBA3A695BEAEB572B4A991AABF72C0AEB99FA499C272C7AAC4A095A7AF89B5B9B3AA9899B5B98573C29B96 | BRAVO LIGHTER LED II RD 12W DL | Bravo Lighter LED II series is a range of circular downlight LED luminaires with plastic body with aluminum heat sink inside. Light guide and edge-lit LED technology allows the panel to be lightweight and thin. High performance IC controller driver with over voltage and fuse protection. Available in four different bezel sizes to cater for most applications. | Colour temperature | 6500...6500K
| 70 | Lighting | LED Lamps | LED Lamps | BRAVO CURVE LED RD SUR 12W 3000K | 2330008 | LYFCARGTAK1W036 | FEILO SYLVANIA | 0 | https://pim-kvc.soneparsea.com:3443/PictureServer/default.aspx/SYLVANIA-LYFCARGTAK1W036_Image1.jpg?968A9D91A18A8980A686B098AB8386759E8E95729E90767791979B999382618B80788AA49BA4919BB57682AFC29E | https://pim-kvc.soneparsea.com:3443/PictureServer/default.aspx/sylvania-bravo-curve-series_Datasheet1.pdf?968A9D91A18A8980A686B0B8CBA3A695BEAEB572B4A991AABF72B7BAC4AD9561C3AAC6AEB7AA8F78B1B9B5B8BA9C95A88173C4A9B8 | BRAVO CURVE LED RD SUR 12W 3000K | LED Downlight comes in a full-function set that is ready to install and use. The light consumes less energy for being environmental-friendly and lasts approximately 30,000 hours. This downlight certified under TIS 1955-2551 standards, making it perfect for every place. | Lamp power | 12...12W
| 70 | Lighting | LED Lamps | LED Lamps | BRAVO CURVE LED RD SUR 12W 3000K | 2330008 | LYFCARGTAK1W036 | FEILO SYLVANIA | 0 | https://pim-kvc.soneparsea.com:3443/PictureServer/default.aspx/SYLVANIA-LYFCARGTAK1W036_Image1.jpg?968A9D91A18A8980A686B098AB8386759E8E95729E90767791979B999382618B80788AA49BA4919BB57682AFC29E | https://pim-kvc.soneparsea.com:3443/PictureServer/default.aspx/sylvania-bravo-curve-series_Datasheet1.pdf?968A9D91A18A8980A686B0B8CBA3A695BEAEB572B4A991AABF72B7BAC4AD9561C3AAC6AEB7AA8F78B1B9B5B8BA9C95A88173C4A9B8 | BRAVO CURVE LED RD SUR 12W 3000K | LED Downlight comes in a full-function set that is ready to install and use. The light consumes less energy for being environmental-friendly and lasts approximately 30,000 hours. This downlight certified under TIS 1955-2551 standards, making it perfect for every place. | Lamp shape | Flat round
| 70 | Lighting | LED Lamps | LED Lamps | BRAVO CURVE LED RD SUR 12W 3000K | 2330008 | LYFCARGTAK1W036 | FEILO SYLVANIA | 0 | https://pim-kvc.soneparsea.com:3443/PictureServer/default.aspx/SYLVANIA-LYFCARGTAK1W036_Image1.jpg?968A9D91A18A8980A686B098AB8386759E8E95729E90767791979B999382618B80788AA49BA4919BB57682AFC29E | https://pim-kvc.soneparsea.com:3443/PictureServer/default.aspx/sylvania-bravo-curve-series_Datasheet1.pdf?968A9D91A18A8980A686B0B8CBA3A695BEAEB572B4A991AABF72B7BAC4AD9561C3AAC6AEB7AA8F78B1B9B5B8BA9C95A88173C4A9B8 | BRAVO CURVE LED RD SUR 12W 3000K | LED Downlight comes in a full-function set that is ready to install and use. The light consumes less energy for being environmental-friendly and lasts approximately 30,000 hours. This downlight certified under TIS 1955-2551 standards, making it perfect for every place. | Colour temperature | 3000...3000K
| 70 | Lighting | LED Lamps | LED Lamps | BRAVO CURVE LED RD SUR 12W 3000K | 2330008 | LYFCARGTAK1W036 | FEILO SYLVANIA | 0 | https://pim-kvc.soneparsea.com:3443/PictureServer/default.aspx/SYLVANIA-LYFCARGTAK1W036_Image1.jpg?968A9D91A18A8980A686B098AB8386759E8E95729E90767791979B999382618B80788AA49BA4919BB57682AFC29E | https://pim-kvc.soneparsea.com:3443/PictureServer/default.aspx/sylvania-bravo-curve-series_Datasheet1.pdf?968A9D91A18A8980A686B0B8CBA3A695BEAEB572B4A991AABF72B7BAC4AD9561C3AAC6AEB7AA8F78B1B9B5B8BA9C95A88173C4A9B8 | BRAVO CURVE LED RD SUR 12W 3000K | LED Downlight comes in a full-function set that is ready to install and use. The light consumes less energy for being environmental-friendly and lasts approximately 30,000 hours. This downlight certified under TIS 1955-2551 standards, making it perfect for every place. | Colour housing | White
| 71 | Lighting | LED Lamps | LED Lamps | BRAVO CURVE LED RD SUR 12W 6500K | 2330009 | LYFCARGTAL1W036 | FEILO SYLVANIA | 0 | https://pim-kvc.soneparsea.com:3443/PictureServer/default.aspx/SYLVANIA-LYFCARGTAL1W036_Image1.jpg?968A9D91A18A8980A686B098AB8386759E8E95729E90767791979B999383618B80788AA49BA4919BB57682AFC29E | https://pim-kvc.soneparsea.com:3443/PictureServer/default.aspx/sylvania-bravo-curve-series_Datasheet1.pdf?968A9D91A18A8980A686B0B8CBA3A695BEAEB572B4A991AABF72B7BAC4AD9561C3AAC6AEB7AA8F78B1B9B5B8BA9C95A88173C4A9B8 | BRAVO CURVE LED RD SUR 12W 6500K | LED Downlight comes in a full-function set that is ready to install and use. The light consumes less energy for being environmental-friendly and lasts approximately 30,000 hours. This downlight certified under TIS 1955-2551 standards, making it perfect for every place. | Lamp power | 12...12W
| 71 | Lighting | LED Lamps | LED Lamps | BRAVO CURVE LED RD SUR 12W 6500K | 2330009 | LYFCARGTAL1W036 | FEILO SYLVANIA | 0 | https://pim-kvc.soneparsea.com:3443/PictureServer/default.aspx/SYLVANIA-LYFCARGTAL1W036_Image1.jpg?968A9D91A18A8980A686B098AB8386759E8E95729E90767791979B999383618B80788AA49BA4919BB57682AFC29E | https://pim-kvc.soneparsea.com:3443/PictureServer/default.aspx/sylvania-bravo-curve-series_Datasheet1.pdf?968A9D91A18A8980A686B0B8CBA3A695BEAEB572B4A991AABF72B7BAC4AD9561C3AAC6AEB7AA8F78B1B9B5B8BA9C95A88173C4A9B8 | BRAVO CURVE LED RD SUR 12W 6500K | LED Downlight comes in a full-function set that is ready to install and use. The light consumes less energy for being environmental-friendly and lasts approximately 30,000 hours. This downlight certified under TIS 1955-2551 standards, making it perfect for every place. | Lamp shape | Flat round
| 71 | Lighting | LED Lamps | LED Lamps | BRAVO CURVE LED RD SUR 12W 6500K | 2330009 | LYFCARGTAL1W036 | FEILO SYLVANIA | 0 | https://pim-kvc.soneparsea.com:3443/PictureServer/default.aspx/SYLVANIA-LYFCARGTAL1W036_Image1.jpg?968A9D91A18A8980A686B098AB8386759E8E95729E90767791979B999383618B80788AA49BA4919BB57682AFC29E | https://pim-kvc.soneparsea.com:3443/PictureServer/default.aspx/sylvania-bravo-curve-series_Datasheet1.pdf?968A9D91A18A8980A686B0B8CBA3A695BEAEB572B4A991AABF72B7BAC4AD9561C3AAC6AEB7AA8F78B1B9B5B8BA9C95A88173C4A9B8 | BRAVO CURVE LED RD SUR 12W 6500K | LED Downlight comes in a full-function set that is ready to install and use. The light consumes less energy for being environmental-friendly and lasts approximately 30,000 hours. This downlight certified under TIS 1955-2551 standards, making it perfect for every place. | Colour temperature | 6500...6500K
| 71 | Lighting | LED Lamps | LED Lamps | BRAVO CURVE LED RD SUR 12W 6500K | 2330009 | LYFCARGTAL1W036 | FEILO SYLVANIA | 0 | https://pim-kvc.soneparsea.com:3443/PictureServer/default.aspx/SYLVANIA-LYFCARGTAL1W036_Image1.jpg?968A9D91A18A8980A686B098AB8386759E8E95729E90767791979B999383618B80788AA49BA4919BB57682AFC29E | https://pim-kvc.soneparsea.com:3443/PictureServer/default.aspx/sylvania-bravo-curve-series_Datasheet1.pdf?968A9D91A18A8980A686B0B8CBA3A695BEAEB572B4A991AABF72B7BAC4AD9561C3AAC6AEB7AA8F78B1B9B5B8BA9C95A88173C4A9B8 | BRAVO CURVE LED RD SUR 12W 6500K | LED Downlight comes in a full-function set that is ready to install and use. The light consumes less energy for being environmental-friendly and lasts approximately 30,000 hours. This downlight certified under TIS 1955-2551 standards, making it perfect for every place. | Colour housing | White
| 72 | Lighting | LED Lamps | LED Lamps | BRAVO CURVE LED RD SUR 18W 3000K | 2330010 | LYFCARGTAL1W018 | FEILO SYLVANIA | 0 | https://pim-kvc.soneparsea.com:3443/PictureServer/default.aspx/SYLVANIA-LYFCARGTAL1W018_Image1.jpg?968A9D91A18A8980A686B098AB8386759E8E95729E90767791979B999383618B80768CA49BA4919BB57682AFC29E | https://pim-kvc.soneparsea.com:3443/PictureServer/default.aspx/sylvania-bravo-curve-series_Datasheet1.pdf?968A9D91A18A8980A686B0B8CBA3A695BEAEB572B4A991AABF72B7BAC4AD9561C3AAC6AEB7AA8F78B1B9B5B8BA9C95A88173C4A9B8 | BRAVO CURVE LED RD SUR 18W 3000K | LED Downlight comes in a full-function set that is ready to install and use. The light consumes less energy for being environmental-friendly and lasts approximately 30,000 hours. This downlight certified under TIS 1955-2551 standards, making it perfect for every place. | Lamp power | 18...18W
| 72 | Lighting | LED Lamps | LED Lamps | BRAVO CURVE LED RD SUR 18W 3000K | 2330010 | LYFCARGTAL1W018 | FEILO SYLVANIA | 0 | https://pim-kvc.soneparsea.com:3443/PictureServer/default.aspx/SYLVANIA-LYFCARGTAL1W018_Image1.jpg?968A9D91A18A8980A686B098AB8386759E8E95729E90767791979B999383618B80768CA49BA4919BB57682AFC29E | https://pim-kvc.soneparsea.com:3443/PictureServer/default.aspx/sylvania-bravo-curve-series_Datasheet1.pdf?968A9D91A18A8980A686B0B8CBA3A695BEAEB572B4A991AABF72B7BAC4AD9561C3AAC6AEB7AA8F78B1B9B5B8BA9C95A88173C4A9B8 | BRAVO CURVE LED RD SUR 18W 3000K | LED Downlight comes in a full-function set that is ready to install and use. The light consumes less energy for being environmental-friendly and lasts approximately 30,000 hours. This downlight certified under TIS 1955-2551 standards, making it perfect for every place. | Lamp shape | Flat round
| 72 | Lighting | LED Lamps | LED Lamps | BRAVO CURVE LED RD SUR 18W 3000K | 2330010 | LYFCARGTAL1W018 | FEILO SYLVANIA | 0 | https://pim-kvc.soneparsea.com:3443/PictureServer/default.aspx/SYLVANIA-LYFCARGTAL1W018_Image1.jpg?968A9D91A18A8980A686B098AB8386759E8E95729E90767791979B999383618B80768CA49BA4919BB57682AFC29E | https://pim-kvc.soneparsea.com:3443/PictureServer/default.aspx/sylvania-bravo-curve-series_Datasheet1.pdf?968A9D91A18A8980A686B0B8CBA3A695BEAEB572B4A991AABF72B7BAC4AD9561C3AAC6AEB7AA8F78B1B9B5B8BA9C95A88173C4A9B8 | BRAVO CURVE LED RD SUR 18W 3000K | LED Downlight comes in a full-function set that is ready to install and use. The light consumes less energy for being environmental-friendly and lasts approximately 30,000 hours. This downlight certified under TIS 1955-2551 standards, making it perfect for every place. | Colour temperature | 3000...3000K
| 72 | Lighting | LED Lamps | LED Lamps | BRAVO CURVE LED RD SUR 18W 3000K | 2330010 | LYFCARGTAL1W018 | FEILO SYLVANIA | 0 | https://pim-kvc.soneparsea.com:3443/PictureServer/default.aspx/SYLVANIA-LYFCARGTAL1W018_Image1.jpg?968A9D91A18A8980A686B098AB8386759E8E95729E90767791979B999383618B80768CA49BA4919BB57682AFC29E | https://pim-kvc.soneparsea.com:3443/PictureServer/default.aspx/sylvania-bravo-curve-series_Datasheet1.pdf?968A9D91A18A8980A686B0B8CBA3A695BEAEB572B4A991AABF72B7BAC4AD9561C3AAC6AEB7AA8F78B1B9B5B8BA9C95A88173C4A9B8 | BRAVO CURVE LED RD SUR 18W 3000K | LED Downlight comes in a full-function set that is ready to install and use. The light consumes less energy for being environmental-friendly and lasts approximately 30,000 hours. This downlight certified under TIS 1955-2551 standards, making it perfect for every place. | Colour housing | White
| 73 | Lighting | LED Lamps | LED Lamps | BRAVO CURVE LED SQ SUR 12W 3000K | 2330012 | LYFCARGTAO1W036 | FEILO SYLVANIA | 0 | https://pim-kvc.soneparsea.com:3443/PictureServer/default.aspx/SYLVANIA-LYFCARGTAO1W036_Image1.jpg?968A9D91A18A8980A686B098AB8386759E8E95729E90767791979B999386618B80788AA49BA4919BB57682AFC29E | https://pim-kvc.soneparsea.com:3443/PictureServer/default.aspx/sylvania-bravo-curve-series_Datasheet1.pdf?968A9D91A18A8980A686B0B8CBA3A695BEAEB572B4A991AABF72B7BAC4AD9561C3AAC6AEB7AA8F78B1B9B5B8BA9C95A88173C4A9B8 | BRAVO CURVE LED SQ SUR 12W 3000K | LED Downlight comes in a full-function set that is ready to install and use. The light consumes less energy for being environmental-friendly and lasts approximately 30,000 hours. This downlight certified under TIS 1955-2551 standards, making it perfect for every place. | Lamp power | 12...12W
| 73 | Lighting | LED Lamps | LED Lamps | BRAVO CURVE LED SQ SUR 12W 3000K | 2330012 | LYFCARGTAO1W036 | FEILO SYLVANIA | 0 | https://pim-kvc.soneparsea.com:3443/PictureServer/default.aspx/SYLVANIA-LYFCARGTAO1W036_Image1.jpg?968A9D91A18A8980A686B098AB8386759E8E95729E90767791979B999386618B80788AA49BA4919BB57682AFC29E | https://pim-kvc.soneparsea.com:3443/PictureServer/default.aspx/sylvania-bravo-curve-series_Datasheet1.pdf?968A9D91A18A8980A686B0B8CBA3A695BEAEB572B4A991AABF72B7BAC4AD9561C3AAC6AEB7AA8F78B1B9B5B8BA9C95A88173C4A9B8 | BRAVO CURVE LED SQ SUR 12W 3000K | LED Downlight comes in a full-function set that is ready to install and use. The light consumes less energy for being environmental-friendly and lasts approximately 30,000 hours. This downlight certified under TIS 1955-2551 standards, making it perfect for every place. | Lamp shape | Other
| 73 | Lighting | LED Lamps | LED Lamps | BRAVO CURVE LED SQ SUR 12W 3000K | 2330012 | LYFCARGTAO1W036 | FEILO SYLVANIA | 0 | https://pim-kvc.soneparsea.com:3443/PictureServer/default.aspx/SYLVANIA-LYFCARGTAO1W036_Image1.jpg?968A9D91A18A8980A686B098AB8386759E8E95729E90767791979B999386618B80788AA49BA4919BB57682AFC29E | https://pim-kvc.soneparsea.com:3443/PictureServer/default.aspx/sylvania-bravo-curve-series_Datasheet1.pdf?968A9D91A18A8980A686B0B8CBA3A695BEAEB572B4A991AABF72B7BAC4AD9561C3AAC6AEB7AA8F78B1B9B5B8BA9C95A88173C4A9B8 | BRAVO CURVE LED SQ SUR 12W 3000K | LED Downlight comes in a full-function set that is ready to install and use. The light consumes less energy for being environmental-friendly and lasts approximately 30,000 hours. This downlight certified under TIS 1955-2551 standards, making it perfect for every place. | Colour temperature | 3000...3000K
| 73 | Lighting | LED Lamps | LED Lamps | BRAVO CURVE LED SQ SUR 12W 3000K | 2330012 | LYFCARGTAO1W036 | FEILO SYLVANIA | 0 | https://pim-kvc.soneparsea.com:3443/PictureServer/default.aspx/SYLVANIA-LYFCARGTAO1W036_Image1.jpg?968A9D91A18A8980A686B098AB8386759E8E95729E90767791979B999386618B80788AA49BA4919BB57682AFC29E | https://pim-kvc.soneparsea.com:3443/PictureServer/default.aspx/sylvania-bravo-curve-series_Datasheet1.pdf?968A9D91A18A8980A686B0B8CBA3A695BEAEB572B4A991AABF72B7BAC4AD9561C3AAC6AEB7AA8F78B1B9B5B8BA9C95A88173C4A9B8 | BRAVO CURVE LED SQ SUR 12W 3000K | LED Downlight comes in a full-function set that is ready to install and use. The light consumes less energy for being environmental-friendly and lasts approximately 30,000 hours. This downlight certified under TIS 1955-2551 standards, making it perfect for every place. | Colour housing | White
| 74 | Lighting | LED Lamps | LED Lamps | BRAVO CURVE LED SQ SUR 12W 6500K | 2330013 | LYFCARGZAL1W036 | FEILO SYLVANIA | 0 | https://pim-kvc.soneparsea.com:3443/PictureServer/default.aspx/SYLVANIA-LYFCARGZAL1W036_Image1.jpg?968A9D91A18A8980A686B098AB8386759E8E95729E90767791979B9F9383618B80788AA49BA4919BB57682AFC29E | https://pim-kvc.soneparsea.com:3443/PictureServer/default.aspx/sylvania-bravo-curve-series_Datasheet1.pdf?968A9D91A18A8980A686B0B8CBA3A695BEAEB572B4A991AABF72B7BAC4AD9561C3AAC6AEB7AA8F78B1B9B5B8BA9C95A88173C4A9B8 | BRAVO CURVE LED SQ SUR 12W 6500K | LED Downlight comes in a full-function set that is ready to install and use. The light consumes less energy for being environmental-friendly and lasts approximately 30,000 hours. This downlight certified under TIS 1955-2551 standards, making it perfect for every place. | Lamp power | 12...12W
| 74 | Lighting | LED Lamps | LED Lamps | BRAVO CURVE LED SQ SUR 12W 6500K | 2330013 | LYFCARGZAL1W036 | FEILO SYLVANIA | 0 | https://pim-kvc.soneparsea.com:3443/PictureServer/default.aspx/SYLVANIA-LYFCARGZAL1W036_Image1.jpg?968A9D91A18A8980A686B098AB8386759E8E95729E90767791979B9F9383618B80788AA49BA4919BB57682AFC29E | https://pim-kvc.soneparsea.com:3443/PictureServer/default.aspx/sylvania-bravo-curve-series_Datasheet1.pdf?968A9D91A18A8980A686B0B8CBA3A695BEAEB572B4A991AABF72B7BAC4AD9561C3AAC6AEB7AA8F78B1B9B5B8BA9C95A88173C4A9B8 | BRAVO CURVE LED SQ SUR 12W 6500K | LED Downlight comes in a full-function set that is ready to install and use. The light consumes less energy for being environmental-friendly and lasts approximately 30,000 hours. This downlight certified under TIS 1955-2551 standards, making it perfect for every place. | Lamp shape | Other
| 74 | Lighting | LED Lamps | LED Lamps | BRAVO CURVE LED SQ SUR 12W 6500K | 2330013 | LYFCARGZAL1W036 | FEILO SYLVANIA | 0 | https://pim-kvc.soneparsea.com:3443/PictureServer/default.aspx/SYLVANIA-LYFCARGZAL1W036_Image1.jpg?968A9D91A18A8980A686B098AB8386759E8E95729E90767791979B9F9383618B80788AA49BA4919BB57682AFC29E | https://pim-kvc.soneparsea.com:3443/PictureServer/default.aspx/sylvania-bravo-curve-series_Datasheet1.pdf?968A9D91A18A8980A686B0B8CBA3A695BEAEB572B4A991AABF72B7BAC4AD9561C3AAC6AEB7AA8F78B1B9B5B8BA9C95A88173C4A9B8 | BRAVO CURVE LED SQ SUR 12W 6500K | LED Downlight comes in a full-function set that is ready to install and use. The light consumes less energy for being environmental-friendly and lasts approximately 30,000 hours. This downlight certified under TIS 1955-2551 standards, making it perfect for every place. | Colour temperature | 6500...6500K
| 74 | Lighting | LED Lamps | LED Lamps | BRAVO CURVE LED SQ SUR 12W 6500K | 2330013 | LYFCARGZAL1W036 | FEILO SYLVANIA | 0 | https://pim-kvc.soneparsea.com:3443/PictureServer/default.aspx/SYLVANIA-LYFCARGZAL1W036_Image1.jpg?968A9D91A18A8980A686B098AB8386759E8E95729E90767791979B9F9383618B80788AA49BA4919BB57682AFC29E | https://pim-kvc.soneparsea.com:3443/PictureServer/default.aspx/sylvania-bravo-curve-series_Datasheet1.pdf?968A9D91A18A8980A686B0B8CBA3A695BEAEB572B4A991AABF72B7BAC4AD9561C3AAC6AEB7AA8F78B1B9B5B8BA9C95A88173C4A9B8 | BRAVO CURVE LED SQ SUR 12W 6500K | LED Downlight comes in a full-function set that is ready to install and use. The light consumes less energy for being environmental-friendly and lasts approximately 30,000 hours. This downlight certified under TIS 1955-2551 standards, making it perfect for every place. | Colour housing | White
| 75 | Lighting | LED Lamps | LED Lamps | BRAVO CURVE LED SQ SUR 18W 3000K | 2330014 | LYFCARGZAK1W036 | FEILO SYLVANIA | 0 | https://pim-kvc.soneparsea.com:3443/PictureServer/default.aspx/SYLVANIA-LYFCARGZAK1W036_Image1.jpg?968A9D91A18A8980A686B098AB8386759E8E95729E90767791979B9F9382618B80788AA49BA4919BB57682AFC29E | https://pim-kvc.soneparsea.com:3443/PictureServer/default.aspx/sylvania-bravo-curve-series_Datasheet1.pdf?968A9D91A18A8980A686B0B8CBA3A695BEAEB572B4A991AABF72B7BAC4AD9561C3AAC6AEB7AA8F78B1B9B5B8BA9C95A88173C4A9B8 | BRAVO CURVE LED SQ SUR 18W 3000K | LED Downlight comes in a full-function set that is ready to install and use. The light consumes less energy for being environmental-friendly and lasts approximately 30,000 hours. This downlight certified under TIS 1955-2551 standards, making it perfect for every place. | Lamp power | 18...18W
| 75 | Lighting | LED Lamps | LED Lamps | BRAVO CURVE LED SQ SUR 18W 3000K | 2330014 | LYFCARGZAK1W036 | FEILO SYLVANIA | 0 | https://pim-kvc.soneparsea.com:3443/PictureServer/default.aspx/SYLVANIA-LYFCARGZAK1W036_Image1.jpg?968A9D91A18A8980A686B098AB8386759E8E95729E90767791979B9F9382618B80788AA49BA4919BB57682AFC29E | https://pim-kvc.soneparsea.com:3443/PictureServer/default.aspx/sylvania-bravo-curve-series_Datasheet1.pdf?968A9D91A18A8980A686B0B8CBA3A695BEAEB572B4A991AABF72B7BAC4AD9561C3AAC6AEB7AA8F78B1B9B5B8BA9C95A88173C4A9B8 | BRAVO CURVE LED SQ SUR 18W 3000K | LED Downlight comes in a full-function set that is ready to install and use. The light consumes less energy for being environmental-friendly and lasts approximately 30,000 hours. This downlight certified under TIS 1955-2551 standards, making it perfect for every place. | Lamp shape | Other
| 75 | Lighting | LED Lamps | LED Lamps | BRAVO CURVE LED SQ SUR 18W 3000K | 2330014 | LYFCARGZAK1W036 | FEILO SYLVANIA | 0 | https://pim-kvc.soneparsea.com:3443/PictureServer/default.aspx/SYLVANIA-LYFCARGZAK1W036_Image1.jpg?968A9D91A18A8980A686B098AB8386759E8E95729E90767791979B9F9382618B80788AA49BA4919BB57682AFC29E | https://pim-kvc.soneparsea.com:3443/PictureServer/default.aspx/sylvania-bravo-curve-series_Datasheet1.pdf?968A9D91A18A8980A686B0B8CBA3A695BEAEB572B4A991AABF72B7BAC4AD9561C3AAC6AEB7AA8F78B1B9B5B8BA9C95A88173C4A9B8 | BRAVO CURVE LED SQ SUR 18W 3000K | LED Downlight comes in a full-function set that is ready to install and use. The light consumes less energy for being environmental-friendly and lasts approximately 30,000 hours. This downlight certified under TIS 1955-2551 standards, making it perfect for every place. | Colour temperature | 3000...3000K
| 75 | Lighting | LED Lamps | LED Lamps | BRAVO CURVE LED SQ SUR 18W 3000K | 2330014 | LYFCARGZAK1W036 | FEILO SYLVANIA | 0 | https://pim-kvc.soneparsea.com:3443/PictureServer/default.aspx/SYLVANIA-LYFCARGZAK1W036_Image1.jpg?968A9D91A18A8980A686B098AB8386759E8E95729E90767791979B9F9382618B80788AA49BA4919BB57682AFC29E | https://pim-kvc.soneparsea.com:3443/PictureServer/default.aspx/sylvania-bravo-curve-series_Datasheet1.pdf?968A9D91A18A8980A686B0B8CBA3A695BEAEB572B4A991AABF72B7BAC4AD9561C3AAC6AEB7AA8F78B1B9B5B8BA9C95A88173C4A9B8 | BRAVO CURVE LED SQ SUR 18W 3000K | LED Downlight comes in a full-function set that is ready to install and use. The light consumes less energy for being environmental-friendly and lasts approximately 30,000 hours. This downlight certified under TIS 1955-2551 standards, making it perfect for every place. | Colour housing | White
| 76 | Lighting | LED Lamps | LED Lamps | BRAVO CURVE LED SQ SUR 18W 6500K | 2330015 | LYFCARGZAO1W036 | FEILO SYLVANIA | 0 | https://pim-kvc.soneparsea.com:3443/PictureServer/default.aspx/SYLVANIA-LYFCARGZAO1W036_Image1.jpg?968A9D91A18A8980A686B098AB8386759E8E95729E90767791979B9F9386618B80788AA49BA4919BB57682AFC29E | https://pim-kvc.soneparsea.com:3443/PictureServer/default.aspx/sylvania-bravo-curve-series_Datasheet1.pdf?968A9D91A18A8980A686B0B8CBA3A695BEAEB572B4A991AABF72B7BAC4AD9561C3AAC6AEB7AA8F78B1B9B5B8BA9C95A88173C4A9B8 | BRAVO CURVE LED SQ SUR 18W 6500K | LED Downlight comes in a full-function set that is ready to install and use. The light consumes less energy for being environmental-friendly and lasts approximately 30,000 hours. This downlight certified under TIS 1955-2551 standards, making it perfect for every place. | Lamp power | 18...18W
| 76 | Lighting | LED Lamps | LED Lamps | BRAVO CURVE LED SQ SUR 18W 6500K | 2330015 | LYFCARGZAO1W036 | FEILO SYLVANIA | 0 | https://pim-kvc.soneparsea.com:3443/PictureServer/default.aspx/SYLVANIA-LYFCARGZAO1W036_Image1.jpg?968A9D91A18A8980A686B098AB8386759E8E95729E90767791979B9F9386618B80788AA49BA4919BB57682AFC29E | https://pim-kvc.soneparsea.com:3443/PictureServer/default.aspx/sylvania-bravo-curve-series_Datasheet1.pdf?968A9D91A18A8980A686B0B8CBA3A695BEAEB572B4A991AABF72B7BAC4AD9561C3AAC6AEB7AA8F78B1B9B5B8BA9C95A88173C4A9B8 | BRAVO CURVE LED SQ SUR 18W 6500K | LED Downlight comes in a full-function set that is ready to install and use. The light consumes less energy for being environmental-friendly and lasts approximately 30,000 hours. This downlight certified under TIS 1955-2551 standards, making it perfect for every place. | Lamp shape | Other
| 76 | Lighting | LED Lamps | LED Lamps | BRAVO CURVE LED SQ SUR 18W 6500K | 2330015 | LYFCARGZAO1W036 | FEILO SYLVANIA | 0 | https://pim-kvc.soneparsea.com:3443/PictureServer/default.aspx/SYLVANIA-LYFCARGZAO1W036_Image1.jpg?968A9D91A18A8980A686B098AB8386759E8E95729E90767791979B9F9386618B80788AA49BA4919BB57682AFC29E | https://pim-kvc.soneparsea.com:3443/PictureServer/default.aspx/sylvania-bravo-curve-series_Datasheet1.pdf?968A9D91A18A8980A686B0B8CBA3A695BEAEB572B4A991AABF72B7BAC4AD9561C3AAC6AEB7AA8F78B1B9B5B8BA9C95A88173C4A9B8 | BRAVO CURVE LED SQ SUR 18W 6500K | LED Downlight comes in a full-function set that is ready to install and use. The light consumes less energy for being environmental-friendly and lasts approximately 30,000 hours. This downlight certified under TIS 1955-2551 standards, making it perfect for every place. | Colour temperature | 6500...6500K
| 76 | Lighting | LED Lamps | LED Lamps | BRAVO CURVE LED SQ SUR 18W 6500K | 2330015 | LYFCARGZAO1W036 | FEILO SYLVANIA | 0 | https://pim-kvc.soneparsea.com:3443/PictureServer/default.aspx/SYLVANIA-LYFCARGZAO1W036_Image1.jpg?968A9D91A18A8980A686B098AB8386759E8E95729E90767791979B9F9386618B80788AA49BA4919BB57682AFC29E | https://pim-kvc.soneparsea.com:3443/PictureServer/default.aspx/sylvania-bravo-curve-series_Datasheet1.pdf?968A9D91A18A8980A686B0B8CBA3A695BEAEB572B4A991AABF72B7BAC4AD9561C3AAC6AEB7AA8F78B1B9B5B8BA9C95A88173C4A9B8 | BRAVO CURVE LED SQ SUR 18W 6500K | LED Downlight comes in a full-function set that is ready to install and use. The light consumes less energy for being environmental-friendly and lasts approximately 30,000 hours. This downlight certified under TIS 1955-2551 standards, making it perfect for every place. | Colour housing | White
| 77 | Lighting | LED Lamps | LED Lamps | SLIM LINK SET LED 16W 1600LM DL WIRE15CM | 2330017 | LYEYBWPGTA1W016 | FEILO SYLVANIA | 0 | https://pim-kvc.soneparsea.com:3443/PictureServer/default.aspx/SYLVANIA-LYEYBWPGTA1W016_Image1.jpg?968A9D91A18A8980A686B098AB8386759E8E95729E90758D929CA48CA678618B80768AA49BA4919BB57682AFC29E | 0 | SLIM LINK SET LED 16W 1600LM DL WIRE15CM | The high level of technology in lamps means that can have confidently replace old technology with the latest LED retrofit lamps for general lighting purposes. Sylvania thrives to satisfy customers by replacing traditional lamps with LED, maintaining the light level and comfort they are used to, and achieving huge energy savings. | Lamp power | 16...16W
| 77 | Lighting | LED Lamps | LED Lamps | SLIM LINK SET LED 16W 1600LM DL WIRE15CM | 2330017 | LYEYBWPGTA1W016 | FEILO SYLVANIA | 0 | https://pim-kvc.soneparsea.com:3443/PictureServer/default.aspx/SYLVANIA-LYEYBWPGTA1W016_Image1.jpg?968A9D91A18A8980A686B098AB8386759E8E95729E90758D929CA48CA678618B80768AA49BA4919BB57682AFC29E | 0 | SLIM LINK SET LED 16W 1600LM DL WIRE15CM | The high level of technology in lamps means that can have confidently replace old technology with the latest LED retrofit lamps for general lighting purposes. Sylvania thrives to satisfy customers by replacing traditional lamps with LED, maintaining the light level and comfort they are used to, and achieving huge energy savings. | Luminous flux | 1600...1600lm
| 78 | Lighting | LED Lamps | LED Lamps | AUTO TOLEDO A60 8W 2700K 806LM V2 | 2330020 | LYFCACGTAO1W018 | FEILO SYLVANIA | 0 | https://pim-kvc.soneparsea.com:3443/PictureServer/default.aspx/SYLVANIA-LYFCACGTAO1W018_Image1.jpg?968A9D91A18A8980A686B098AB8386759E8E95729E90767791889B999386618B80768CA49BA4919BB57682AFC29E | https://pim-kvc.soneparsea.com:3443/PictureServer/default.aspx/sylvania-auto-toledo-series_Datasheet1.pdf?968A9D91A18A8980A686B0B8CBA3A695BEAEB572B3ACA4A37DB9C3B1B79B9F61C3AAC6AEB7AA8F78B1B9B5B8BA9C95A88173C4A9B8 | AUTO TOLEDO A60 8W 2700K 806LM V2 | Auto Toledo is made from materials that are safe to use and good heat dissipation LED bulbs, low power consumption, high brightness Can save up to 89% of electricity compared to incandescent lamps. There is a working principle of automatic sensor that can turn on-off the light by itself. | Lamp power | 8...8W
| 78 | Lighting | LED Lamps | LED Lamps | AUTO TOLEDO A60 8W 2700K 806LM V2 | 2330020 | LYFCACGTAO1W018 | FEILO SYLVANIA | 0 | https://pim-kvc.soneparsea.com:3443/PictureServer/default.aspx/SYLVANIA-LYFCACGTAO1W018_Image1.jpg?968A9D91A18A8980A686B098AB8386759E8E95729E90767791889B999386618B80768CA49BA4919BB57682AFC29E | https://pim-kvc.soneparsea.com:3443/PictureServer/default.aspx/sylvania-auto-toledo-series_Datasheet1.pdf?968A9D91A18A8980A686B0B8CBA3A695BEAEB572B3ACA4A37DB9C3B1B79B9F61C3AAC6AEB7AA8F78B1B9B5B8BA9C95A88173C4A9B8 | AUTO TOLEDO A60 8W 2700K 806LM V2 | Auto Toledo is made from materials that are safe to use and good heat dissipation LED bulbs, low power consumption, high brightness Can save up to 89% of electricity compared to incandescent lamps. There is a working principle of automatic sensor that can turn on-off the light by itself. | Luminous flux | 806...806lm
| 78 | Lighting | LED Lamps | LED Lamps | AUTO TOLEDO A60 8W 2700K 806LM V2 | 2330020 | LYFCACGTAO1W018 | FEILO SYLVANIA | 0 | https://pim-kvc.soneparsea.com:3443/PictureServer/default.aspx/SYLVANIA-LYFCACGTAO1W018_Image1.jpg?968A9D91A18A8980A686B098AB8386759E8E95729E90767791889B999386618B80768CA49BA4919BB57682AFC29E | https://pim-kvc.soneparsea.com:3443/PictureServer/default.aspx/sylvania-auto-toledo-series_Datasheet1.pdf?968A9D91A18A8980A686B0B8CBA3A695BEAEB572B3ACA4A37DB9C3B1B79B9F61C3AAC6AEB7AA8F78B1B9B5B8BA9C95A88173C4A9B8 | AUTO TOLEDO A60 8W 2700K 806LM V2 | Auto Toledo is made from materials that are safe to use and good heat dissipation LED bulbs, low power consumption, high brightness Can save up to 89% of electricity compared to incandescent lamps. There is a working principle of automatic sensor that can turn on-off the light by itself. | Lamp shape | Pear-shape
| 78 | Lighting | LED Lamps | LED Lamps | AUTO TOLEDO A60 8W 2700K 806LM V2 | 2330020 | LYFCACGTAO1W018 | FEILO SYLVANIA | 0 | https://pim-kvc.soneparsea.com:3443/PictureServer/default.aspx/SYLVANIA-LYFCACGTAO1W018_Image1.jpg?968A9D91A18A8980A686B098AB8386759E8E95729E90767791889B999386618B80768CA49BA4919BB57682AFC29E | https://pim-kvc.soneparsea.com:3443/PictureServer/default.aspx/sylvania-auto-toledo-series_Datasheet1.pdf?968A9D91A18A8980A686B0B8CBA3A695BEAEB572B3ACA4A37DB9C3B1B79B9F61C3AAC6AEB7AA8F78B1B9B5B8BA9C95A88173C4A9B8 | AUTO TOLEDO A60 8W 2700K 806LM V2 | Auto Toledo is made from materials that are safe to use and good heat dissipation LED bulbs, low power consumption, high brightness Can save up to 89% of electricity compared to incandescent lamps. There is a working principle of automatic sensor that can turn on-off the light by itself. | Colour temperature | 2700...2700K
| 78 | Lighting | LED Lamps | LED Lamps | AUTO TOLEDO A60 8W 2700K 806LM V2 | 2330020 | LYFCACGTAO1W018 | FEILO SYLVANIA | 0 | https://pim-kvc.soneparsea.com:3443/PictureServer/default.aspx/SYLVANIA-LYFCACGTAO1W018_Image1.jpg?968A9D91A18A8980A686B098AB8386759E8E95729E90767791889B999386618B80768CA49BA4919BB57682AFC29E | https://pim-kvc.soneparsea.com:3443/PictureServer/default.aspx/sylvania-auto-toledo-series_Datasheet1.pdf?968A9D91A18A8980A686B0B8CBA3A695BEAEB572B3ACA4A37DB9C3B1B79B9F61C3AAC6AEB7AA8F78B1B9B5B8BA9C95A88173C4A9B8 | AUTO TOLEDO A60 8W 2700K 806LM V2 | Auto Toledo is made from materials that are safe to use and good heat dissipation LED bulbs, low power consumption, high brightness Can save up to 89% of electricity compared to incandescent lamps. There is a working principle of automatic sensor that can turn on-off the light by itself. | Colour housing | White
| 79 | Lighting | LED Lamps | LED Lamps | AUTO TOLEDO A60 8W 6500K 860LM V2 | 2330021 | LYFCACGTAO1W036 | FEILO SYLVANIA | 0 | https://pim-kvc.soneparsea.com:3443/PictureServer/default.aspx/SYLVANIA-LYFCACGTAO1W036_Image1.jpg?968A9D91A18A8980A686B098AB8386759E8E95729E90767791889B999386618B80788AA49BA4919BB57682AFC29E | https://pim-kvc.soneparsea.com:3443/PictureServer/default.aspx/sylvania-auto-toledo-series_Datasheet1.pdf?968A9D91A18A8980A686B0B8CBA3A695BEAEB572B3ACA4A37DB9C3B1B79B9F61C3AAC6AEB7AA8F78B1B9B5B8BA9C95A88173C4A9B8 | AUTO TOLEDO A60 8W 6500K 860LM V2 | Auto Toledo is made from materials that are safe to use and good heat dissipation LED bulbs, low power consumption, high brightness Can save up to 89% of electricity compared to incandescent lamps. There is a working principle of automatic sensor that can turn on-off the light by itself. | Lamp power | 8...8W
| 79 | Lighting | LED Lamps | LED Lamps | AUTO TOLEDO A60 8W 6500K 860LM V2 | 2330021 | LYFCACGTAO1W036 | FEILO SYLVANIA | 0 | https://pim-kvc.soneparsea.com:3443/PictureServer/default.aspx/SYLVANIA-LYFCACGTAO1W036_Image1.jpg?968A9D91A18A8980A686B098AB8386759E8E95729E90767791889B999386618B80788AA49BA4919BB57682AFC29E | https://pim-kvc.soneparsea.com:3443/PictureServer/default.aspx/sylvania-auto-toledo-series_Datasheet1.pdf?968A9D91A18A8980A686B0B8CBA3A695BEAEB572B3ACA4A37DB9C3B1B79B9F61C3AAC6AEB7AA8F78B1B9B5B8BA9C95A88173C4A9B8 | AUTO TOLEDO A60 8W 6500K 860LM V2 | Auto Toledo is made from materials that are safe to use and good heat dissipation LED bulbs, low power consumption, high brightness Can save up to 89% of electricity compared to incandescent lamps. There is a working principle of automatic sensor that can turn on-off the light by itself. | Luminous flux | 860...860lm
| 79 | Lighting | LED Lamps | LED Lamps | AUTO TOLEDO A60 8W 6500K 860LM V2 | 2330021 | LYFCACGTAO1W036 | FEILO SYLVANIA | 0 | https://pim-kvc.soneparsea.com:3443/PictureServer/default.aspx/SYLVANIA-LYFCACGTAO1W036_Image1.jpg?968A9D91A18A8980A686B098AB8386759E8E95729E90767791889B999386618B80788AA49BA4919BB57682AFC29E | https://pim-kvc.soneparsea.com:3443/PictureServer/default.aspx/sylvania-auto-toledo-series_Datasheet1.pdf?968A9D91A18A8980A686B0B8CBA3A695BEAEB572B3ACA4A37DB9C3B1B79B9F61C3AAC6AEB7AA8F78B1B9B5B8BA9C95A88173C4A9B8 | AUTO TOLEDO A60 8W 6500K 860LM V2 | Auto Toledo is made from materials that are safe to use and good heat dissipation LED bulbs, low power consumption, high brightness Can save up to 89% of electricity compared to incandescent lamps. There is a working principle of automatic sensor that can turn on-off the light by itself. | Lamp shape | Pear-shape
| 79 | Lighting | LED Lamps | LED Lamps | AUTO TOLEDO A60 8W 6500K 860LM V2 | 2330021 | LYFCACGTAO1W036 | FEILO SYLVANIA | 0 | https://pim-kvc.soneparsea.com:3443/PictureServer/default.aspx/SYLVANIA-LYFCACGTAO1W036_Image1.jpg?968A9D91A18A8980A686B098AB8386759E8E95729E90767791889B999386618B80788AA49BA4919BB57682AFC29E | https://pim-kvc.soneparsea.com:3443/PictureServer/default.aspx/sylvania-auto-toledo-series_Datasheet1.pdf?968A9D91A18A8980A686B0B8CBA3A695BEAEB572B3ACA4A37DB9C3B1B79B9F61C3AAC6AEB7AA8F78B1B9B5B8BA9C95A88173C4A9B8 | AUTO TOLEDO A60 8W 6500K 860LM V2 | Auto Toledo is made from materials that are safe to use and good heat dissipation LED bulbs, low power consumption, high brightness Can save up to 89% of electricity compared to incandescent lamps. There is a working principle of automatic sensor that can turn on-off the light by itself. | Colour temperature | 6500...6500K
| 79 | Lighting | LED Lamps | LED Lamps | AUTO TOLEDO A60 8W 6500K 860LM V2 | 2330021 | LYFCACGTAO1W036 | FEILO SYLVANIA | 0 | https://pim-kvc.soneparsea.com:3443/PictureServer/default.aspx/SYLVANIA-LYFCACGTAO1W036_Image1.jpg?968A9D91A18A8980A686B098AB8386759E8E95729E90767791889B999386618B80788AA49BA4919BB57682AFC29E | https://pim-kvc.soneparsea.com:3443/PictureServer/default.aspx/sylvania-auto-toledo-series_Datasheet1.pdf?968A9D91A18A8980A686B0B8CBA3A695BEAEB572B3ACA4A37DB9C3B1B79B9F61C3AAC6AEB7AA8F78B1B9B5B8BA9C95A88173C4A9B8 | AUTO TOLEDO A60 8W 6500K 860LM V2 | Auto Toledo is made from materials that are safe to use and good heat dissipation LED bulbs, low power consumption, high brightness Can save up to 89% of electricity compared to incandescent lamps. There is a working principle of automatic sensor that can turn on-off the light by itself. | Colour housing | White
| 80 | Lighting | LED Lamps | LED Lamps | LED STIK PRO 6.5W 830 E27 | 2330118 | LYFDABGDAK1W036 | FEILO SYLVANIA | 0 | https://pim-kvc.soneparsea.com:3443/PictureServer/default.aspx/SYLVANIA-LYFDABGDAK1W036_Image1.jpg?968A9D91A18A8980A686B098AB8386759E8E95729E90767891879B899382618B80788AA49BA4919BB57682AFC29E | https://pim-kvc.soneparsea.com:3443/PictureServer/default.aspx/sylvania-led-stik-pro-series_Datasheet1.pdf?968A9D91A18A8980A686B0B8CBA3A695BEAEB572BE9C9461C3B9BDB07FA7A2A37DB8B9B7BB9CA39394A6C8A6C59F9599C47682B5B69D | LED STIK PRO 6.5W 830 E27 | A sleek, compact and highly energy efficient LED retrofit range to replace traditional incandescent, halogen and compact fluorescent lamps. Omni-directional light distribution, high lumen efficacy of up to 123lm/W and innovative design make it a bright, all-around lighting solution for living rooms, wall lights, ceiling lights, compact and decorative luminaires. | Lamp power | 6...56.5W
| 80 | Lighting | LED Lamps | LED Lamps | LED STIK PRO 6.5W 830 E27 | 2330118 | LYFDABGDAK1W036 | FEILO SYLVANIA | 0 | https://pim-kvc.soneparsea.com:3443/PictureServer/default.aspx/SYLVANIA-LYFDABGDAK1W036_Image1.jpg?968A9D91A18A8980A686B098AB8386759E8E95729E90767891879B899382618B80788AA49BA4919BB57682AFC29E | https://pim-kvc.soneparsea.com:3443/PictureServer/default.aspx/sylvania-led-stik-pro-series_Datasheet1.pdf?968A9D91A18A8980A686B0B8CBA3A695BEAEB572BE9C9461C3B9BDB07FA7A2A37DB8B9B7BB9CA39394A6C8A6C59F9599C47682B5B69D | LED STIK PRO 6.5W 830 E27 | A sleek, compact and highly energy efficient LED retrofit range to replace traditional incandescent, halogen and compact fluorescent lamps. Omni-directional light distribution, high lumen efficacy of up to 123lm/W and innovative design make it a bright, all-around lighting solution for living rooms, wall lights, ceiling lights, compact and decorative luminaires. | Lamp shape | Other
| 80 | Lighting | LED Lamps | LED Lamps | LED STIK PRO 6.5W 830 E27 | 2330118 | LYFDABGDAK1W036 | FEILO SYLVANIA | 0 | https://pim-kvc.soneparsea.com:3443/PictureServer/default.aspx/SYLVANIA-LYFDABGDAK1W036_Image1.jpg?968A9D91A18A8980A686B098AB8386759E8E95729E90767891879B899382618B80788AA49BA4919BB57682AFC29E | https://pim-kvc.soneparsea.com:3443/PictureServer/default.aspx/sylvania-led-stik-pro-series_Datasheet1.pdf?968A9D91A18A8980A686B0B8CBA3A695BEAEB572BE9C9461C3B9BDB07FA7A2A37DB8B9B7BB9CA39394A6C8A6C59F9599C47682B5B69D | LED STIK PRO 6.5W 830 E27 | A sleek, compact and highly energy efficient LED retrofit range to replace traditional incandescent, halogen and compact fluorescent lamps. Omni-directional light distribution, high lumen efficacy of up to 123lm/W and innovative design make it a bright, all-around lighting solution for living rooms, wall lights, ceiling lights, compact and decorative luminaires. | Socket | E27
| 80 | Lighting | LED Lamps | LED Lamps | LED STIK PRO 6.5W 830 E27 | 2330118 | LYFDABGDAK1W036 | FEILO SYLVANIA | 0 | https://pim-kvc.soneparsea.com:3443/PictureServer/default.aspx/SYLVANIA-LYFDABGDAK1W036_Image1.jpg?968A9D91A18A8980A686B098AB8386759E8E95729E90767891879B899382618B80788AA49BA4919BB57682AFC29E | https://pim-kvc.soneparsea.com:3443/PictureServer/default.aspx/sylvania-led-stik-pro-series_Datasheet1.pdf?968A9D91A18A8980A686B0B8CBA3A695BEAEB572BE9C9461C3B9BDB07FA7A2A37DB8B9B7BB9CA39394A6C8A6C59F9599C47682B5B69D | LED STIK PRO 6.5W 830 E27 | A sleek, compact and highly energy efficient LED retrofit range to replace traditional incandescent, halogen and compact fluorescent lamps. Omni-directional light distribution, high lumen efficacy of up to 123lm/W and innovative design make it a bright, all-around lighting solution for living rooms, wall lights, ceiling lights, compact and decorative luminaires. | Colour | White
| 80 | Lighting | LED Lamps | LED Lamps | LED STIK PRO 6.5W 830 E27 | 2330118 | LYFDABGDAK1W036 | FEILO SYLVANIA | 0 | https://pim-kvc.soneparsea.com:3443/PictureServer/default.aspx/SYLVANIA-LYFDABGDAK1W036_Image1.jpg?968A9D91A18A8980A686B098AB8386759E8E95729E90767891879B899382618B80788AA49BA4919BB57682AFC29E | https://pim-kvc.soneparsea.com:3443/PictureServer/default.aspx/sylvania-led-stik-pro-series_Datasheet1.pdf?968A9D91A18A8980A686B0B8CBA3A695BEAEB572BE9C9461C3B9BDB07FA7A2A37DB8B9B7BB9CA39394A6C8A6C59F9599C47682B5B69D | LED STIK PRO 6.5W 830 E27 | A sleek, compact and highly energy efficient LED retrofit range to replace traditional incandescent, halogen and compact fluorescent lamps. Omni-directional light distribution, high lumen efficacy of up to 123lm/W and innovative design make it a bright, all-around lighting solution for living rooms, wall lights, ceiling lights, compact and decorative luminaires. | Colour temperature | 3000...3000K
| 80 | Lighting | LED Lamps | LED Lamps | LED STIK PRO 6.5W 830 E27 | 2330118 | LYFDABGDAK1W036 | FEILO SYLVANIA | 0 | https://pim-kvc.soneparsea.com:3443/PictureServer/default.aspx/SYLVANIA-LYFDABGDAK1W036_Image1.jpg?968A9D91A18A8980A686B098AB8386759E8E95729E90767891879B899382618B80788AA49BA4919BB57682AFC29E | https://pim-kvc.soneparsea.com:3443/PictureServer/default.aspx/sylvania-led-stik-pro-series_Datasheet1.pdf?968A9D91A18A8980A686B0B8CBA3A695BEAEB572BE9C9461C3B9BDB07FA7A2A37DB8B9B7BB9CA39394A6C8A6C59F9599C47682B5B69D | LED STIK PRO 6.5W 830 E27 | A sleek, compact and highly energy efficient LED retrofit range to replace traditional incandescent, halogen and compact fluorescent lamps. Omni-directional light distribution, high lumen efficacy of up to 123lm/W and innovative design make it a bright, all-around lighting solution for living rooms, wall lights, ceiling lights, compact and decorative luminaires. | Colour housing | White
| 81 | Lighting | LED Lamps | LED Lamps | LED STIK PRO 9W 830 E27 | 2330121 | LYFDABGDAO1W036 | FEILO SYLVANIA | 0 | https://pim-kvc.soneparsea.com:3443/PictureServer/default.aspx/SYLVANIA-LYFDABGDAO1W036_Image1.jpg?968A9D91A18A8980A686B098AB8386759E8E95729E90767891879B899386618B80788AA49BA4919BB57682AFC29E | https://pim-kvc.soneparsea.com:3443/PictureServer/default.aspx/sylvania-led-stik-pro-series_Datasheet1.pdf?968A9D91A18A8980A686B0B8CBA3A695BEAEB572BE9C9461C3B9BDB07FA7A2A37DB8B9B7BB9CA39394A6C8A6C59F9599C47682B5B69D | LED STIK PRO 9W 830 E27 | A sleek, compact and highly energy efficient LED retrofit range to replace traditional incandescent, halogen and compact fluorescent lamps. Omni-directional light distribution, high lumen efficacy of up to 123lm/W and innovative design make it a bright, all-around lighting solution for living rooms, wall lights, ceiling lights, compact and decorative luminaires. | Lamp power | 9...9W
| 81 | Lighting | LED Lamps | LED Lamps | LED STIK PRO 9W 830 E27 | 2330121 | LYFDABGDAO1W036 | FEILO SYLVANIA | 0 | https://pim-kvc.soneparsea.com:3443/PictureServer/default.aspx/SYLVANIA-LYFDABGDAO1W036_Image1.jpg?968A9D91A18A8980A686B098AB8386759E8E95729E90767891879B899386618B80788AA49BA4919BB57682AFC29E | https://pim-kvc.soneparsea.com:3443/PictureServer/default.aspx/sylvania-led-stik-pro-series_Datasheet1.pdf?968A9D91A18A8980A686B0B8CBA3A695BEAEB572BE9C9461C3B9BDB07FA7A2A37DB8B9B7BB9CA39394A6C8A6C59F9599C47682B5B69D | LED STIK PRO 9W 830 E27 | A sleek, compact and highly energy efficient LED retrofit range to replace traditional incandescent, halogen and compact fluorescent lamps. Omni-directional light distribution, high lumen efficacy of up to 123lm/W and innovative design make it a bright, all-around lighting solution for living rooms, wall lights, ceiling lights, compact and decorative luminaires. | Lamp shape | Other
| 81 | Lighting | LED Lamps | LED Lamps | LED STIK PRO 9W 830 E27 | 2330121 | LYFDABGDAO1W036 | FEILO SYLVANIA | 0 | https://pim-kvc.soneparsea.com:3443/PictureServer/default.aspx/SYLVANIA-LYFDABGDAO1W036_Image1.jpg?968A9D91A18A8980A686B098AB8386759E8E95729E90767891879B899386618B80788AA49BA4919BB57682AFC29E | https://pim-kvc.soneparsea.com:3443/PictureServer/default.aspx/sylvania-led-stik-pro-series_Datasheet1.pdf?968A9D91A18A8980A686B0B8CBA3A695BEAEB572BE9C9461C3B9BDB07FA7A2A37DB8B9B7BB9CA39394A6C8A6C59F9599C47682B5B69D | LED STIK PRO 9W 830 E27 | A sleek, compact and highly energy efficient LED retrofit range to replace traditional incandescent, halogen and compact fluorescent lamps. Omni-directional light distribution, high lumen efficacy of up to 123lm/W and innovative design make it a bright, all-around lighting solution for living rooms, wall lights, ceiling lights, compact and decorative luminaires. | Socket | E27
| 81 | Lighting | LED Lamps | LED Lamps | LED STIK PRO 9W 830 E27 | 2330121 | LYFDABGDAO1W036 | FEILO SYLVANIA | 0 | https://pim-kvc.soneparsea.com:3443/PictureServer/default.aspx/SYLVANIA-LYFDABGDAO1W036_Image1.jpg?968A9D91A18A8980A686B098AB8386759E8E95729E90767891879B899386618B80788AA49BA4919BB57682AFC29E | https://pim-kvc.soneparsea.com:3443/PictureServer/default.aspx/sylvania-led-stik-pro-series_Datasheet1.pdf?968A9D91A18A8980A686B0B8CBA3A695BEAEB572BE9C9461C3B9BDB07FA7A2A37DB8B9B7BB9CA39394A6C8A6C59F9599C47682B5B69D | LED STIK PRO 9W 830 E27 | A sleek, compact and highly energy efficient LED retrofit range to replace traditional incandescent, halogen and compact fluorescent lamps. Omni-directional light distribution, high lumen efficacy of up to 123lm/W and innovative design make it a bright, all-around lighting solution for living rooms, wall lights, ceiling lights, compact and decorative luminaires. | Colour | White
| 81 | Lighting | LED Lamps | LED Lamps | LED STIK PRO 9W 830 E27 | 2330121 | LYFDABGDAO1W036 | FEILO SYLVANIA | 0 | https://pim-kvc.soneparsea.com:3443/PictureServer/default.aspx/SYLVANIA-LYFDABGDAO1W036_Image1.jpg?968A9D91A18A8980A686B098AB8386759E8E95729E90767891879B899386618B80788AA49BA4919BB57682AFC29E | https://pim-kvc.soneparsea.com:3443/PictureServer/default.aspx/sylvania-led-stik-pro-series_Datasheet1.pdf?968A9D91A18A8980A686B0B8CBA3A695BEAEB572BE9C9461C3B9BDB07FA7A2A37DB8B9B7BB9CA39394A6C8A6C59F9599C47682B5B69D | LED STIK PRO 9W 830 E27 | A sleek, compact and highly energy efficient LED retrofit range to replace traditional incandescent, halogen and compact fluorescent lamps. Omni-directional light distribution, high lumen efficacy of up to 123lm/W and innovative design make it a bright, all-around lighting solution for living rooms, wall lights, ceiling lights, compact and decorative luminaires. | Colour temperature | 3000...3000K
| 81 | Lighting | LED Lamps | LED Lamps | LED STIK PRO 9W 830 E27 | 2330121 | LYFDABGDAO1W036 | FEILO SYLVANIA | 0 | https://pim-kvc.soneparsea.com:3443/PictureServer/default.aspx/SYLVANIA-LYFDABGDAO1W036_Image1.jpg?968A9D91A18A8980A686B098AB8386759E8E95729E90767891879B899386618B80788AA49BA4919BB57682AFC29E | https://pim-kvc.soneparsea.com:3443/PictureServer/default.aspx/sylvania-led-stik-pro-series_Datasheet1.pdf?968A9D91A18A8980A686B0B8CBA3A695BEAEB572BE9C9461C3B9BDB07FA7A2A37DB8B9B7BB9CA39394A6C8A6C59F9599C47682B5B69D | LED STIK PRO 9W 830 E27 | A sleek, compact and highly energy efficient LED retrofit range to replace traditional incandescent, halogen and compact fluorescent lamps. Omni-directional light distribution, high lumen efficacy of up to 123lm/W and innovative design make it a bright, all-around lighting solution for living rooms, wall lights, ceiling lights, compact and decorative luminaires. | Colour housing | White
| 82 | Lighting | LED Lamps | LED Lamps | LED STIK PRO 9W 865 E27 | 2330122 | LYFDACGDAC1W018 | FEILO SYLVANIA | 0 | https://pim-kvc.soneparsea.com:3443/PictureServer/default.aspx/SYLVANIA-LYFDACGDAC1W018_Image1.jpg?968A9D91A18A8980A686B098AB8386759E8E95729E90767891889B89937A618B80768CA49BA4919BB57682AFC29E | https://pim-kvc.soneparsea.com:3443/PictureServer/default.aspx/sylvania-led-stik-pro-series_Datasheet1.pdf?968A9D91A18A8980A686B0B8CBA3A695BEAEB572BE9C9461C3B9BDB07FA7A2A37DB8B9B7BB9CA39394A6C8A6C59F9599C47682B5B69D | LED STIK PRO 9W 865 E27 | A sleek, compact and highly energy efficient LED retrofit range to replace traditional incandescent, halogen and compact fluorescent lamps. Omni-directional light distribution, high lumen efficacy of up to 123lm/W and innovative design make it a bright, all-around lighting solution for living rooms, wall lights, ceiling lights, compact and decorative luminaires. | Lamp power | 9...9W
| 82 | Lighting | LED Lamps | LED Lamps | LED STIK PRO 9W 865 E27 | 2330122 | LYFDACGDAC1W018 | FEILO SYLVANIA | 0 | https://pim-kvc.soneparsea.com:3443/PictureServer/default.aspx/SYLVANIA-LYFDACGDAC1W018_Image1.jpg?968A9D91A18A8980A686B098AB8386759E8E95729E90767891889B89937A618B80768CA49BA4919BB57682AFC29E | https://pim-kvc.soneparsea.com:3443/PictureServer/default.aspx/sylvania-led-stik-pro-series_Datasheet1.pdf?968A9D91A18A8980A686B0B8CBA3A695BEAEB572BE9C9461C3B9BDB07FA7A2A37DB8B9B7BB9CA39394A6C8A6C59F9599C47682B5B69D | LED STIK PRO 9W 865 E27 | A sleek, compact and highly energy efficient LED retrofit range to replace traditional incandescent, halogen and compact fluorescent lamps. Omni-directional light distribution, high lumen efficacy of up to 123lm/W and innovative design make it a bright, all-around lighting solution for living rooms, wall lights, ceiling lights, compact and decorative luminaires. | Lamp shape | Other
| 82 | Lighting | LED Lamps | LED Lamps | LED STIK PRO 9W 865 E27 | 2330122 | LYFDACGDAC1W018 | FEILO SYLVANIA | 0 | https://pim-kvc.soneparsea.com:3443/PictureServer/default.aspx/SYLVANIA-LYFDACGDAC1W018_Image1.jpg?968A9D91A18A8980A686B098AB8386759E8E95729E90767891889B89937A618B80768CA49BA4919BB57682AFC29E | https://pim-kvc.soneparsea.com:3443/PictureServer/default.aspx/sylvania-led-stik-pro-series_Datasheet1.pdf?968A9D91A18A8980A686B0B8CBA3A695BEAEB572BE9C9461C3B9BDB07FA7A2A37DB8B9B7BB9CA39394A6C8A6C59F9599C47682B5B69D | LED STIK PRO 9W 865 E27 | A sleek, compact and highly energy efficient LED retrofit range to replace traditional incandescent, halogen and compact fluorescent lamps. Omni-directional light distribution, high lumen efficacy of up to 123lm/W and innovative design make it a bright, all-around lighting solution for living rooms, wall lights, ceiling lights, compact and decorative luminaires. | Socket | E27
| 82 | Lighting | LED Lamps | LED Lamps | LED STIK PRO 9W 865 E27 | 2330122 | LYFDACGDAC1W018 | FEILO SYLVANIA | 0 | https://pim-kvc.soneparsea.com:3443/PictureServer/default.aspx/SYLVANIA-LYFDACGDAC1W018_Image1.jpg?968A9D91A18A8980A686B098AB8386759E8E95729E90767891889B89937A618B80768CA49BA4919BB57682AFC29E | https://pim-kvc.soneparsea.com:3443/PictureServer/default.aspx/sylvania-led-stik-pro-series_Datasheet1.pdf?968A9D91A18A8980A686B0B8CBA3A695BEAEB572BE9C9461C3B9BDB07FA7A2A37DB8B9B7BB9CA39394A6C8A6C59F9599C47682B5B69D | LED STIK PRO 9W 865 E27 | A sleek, compact and highly energy efficient LED retrofit range to replace traditional incandescent, halogen and compact fluorescent lamps. Omni-directional light distribution, high lumen efficacy of up to 123lm/W and innovative design make it a bright, all-around lighting solution for living rooms, wall lights, ceiling lights, compact and decorative luminaires. | Colour | White
| 82 | Lighting | LED Lamps | LED Lamps | LED STIK PRO 9W 865 E27 | 2330122 | LYFDACGDAC1W018 | FEILO SYLVANIA | 0 | https://pim-kvc.soneparsea.com:3443/PictureServer/default.aspx/SYLVANIA-LYFDACGDAC1W018_Image1.jpg?968A9D91A18A8980A686B098AB8386759E8E95729E90767891889B89937A618B80768CA49BA4919BB57682AFC29E | https://pim-kvc.soneparsea.com:3443/PictureServer/default.aspx/sylvania-led-stik-pro-series_Datasheet1.pdf?968A9D91A18A8980A686B0B8CBA3A695BEAEB572BE9C9461C3B9BDB07FA7A2A37DB8B9B7BB9CA39394A6C8A6C59F9599C47682B5B69D | LED STIK PRO 9W 865 E27 | A sleek, compact and highly energy efficient LED retrofit range to replace traditional incandescent, halogen and compact fluorescent lamps. Omni-directional light distribution, high lumen efficacy of up to 123lm/W and innovative design make it a bright, all-around lighting solution for living rooms, wall lights, ceiling lights, compact and decorative luminaires. | Colour temperature | 6500...6500K
| 82 | Lighting | LED Lamps | LED Lamps | LED STIK PRO 9W 865 E27 | 2330122 | LYFDACGDAC1W018 | FEILO SYLVANIA | 0 | https://pim-kvc.soneparsea.com:3443/PictureServer/default.aspx/SYLVANIA-LYFDACGDAC1W018_Image1.jpg?968A9D91A18A8980A686B098AB8386759E8E95729E90767891889B89937A618B80768CA49BA4919BB57682AFC29E | https://pim-kvc.soneparsea.com:3443/PictureServer/default.aspx/sylvania-led-stik-pro-series_Datasheet1.pdf?968A9D91A18A8980A686B0B8CBA3A695BEAEB572BE9C9461C3B9BDB07FA7A2A37DB8B9B7BB9CA39394A6C8A6C59F9599C47682B5B69D | LED STIK PRO 9W 865 E27 | A sleek, compact and highly energy efficient LED retrofit range to replace traditional incandescent, halogen and compact fluorescent lamps. Omni-directional light distribution, high lumen efficacy of up to 123lm/W and innovative design make it a bright, all-around lighting solution for living rooms, wall lights, ceiling lights, compact and decorative luminaires. | Colour housing | White
| 83 | Lighting | LED Lamps | LED Lamps | LED STIK PRO 11W 865 E27 | 2330125 | LYFDACGLAO1W018 | FEILO SYLVANIA | 0 | https://pim-kvc.soneparsea.com:3443/PictureServer/default.aspx/SYLVANIA-LYFDACGLAO1W018_Image1.jpg?968A9D91A18A8980A686B098AB8386759E8E95729E90767891889B919386618B80768CA49BA4919BB57682AFC29E | https://pim-kvc.soneparsea.com:3443/PictureServer/default.aspx/sylvania-led-stik-pro-series_Datasheet1.pdf?968A9D91A18A8980A686B0B8CBA3A695BEAEB572BE9C9461C3B9BDB07FA7A2A37DB8B9B7BB9CA39394A6C8A6C59F9599C47682B5B69D | LED STIK PRO 11W 865 E27 | A sleek, compact and highly energy efficient LED retrofit range to replace traditional incandescent, halogen and compact fluorescent lamps. Omni-directional light distribution, high lumen efficacy of up to 123lm/W and innovative design make it a bright, all-around lighting solution for living rooms, wall lights, ceiling lights, compact and decorative luminaires. | Lamp power | 11...11W
| 83 | Lighting | LED Lamps | LED Lamps | LED STIK PRO 11W 865 E27 | 2330125 | LYFDACGLAO1W018 | FEILO SYLVANIA | 0 | https://pim-kvc.soneparsea.com:3443/PictureServer/default.aspx/SYLVANIA-LYFDACGLAO1W018_Image1.jpg?968A9D91A18A8980A686B098AB8386759E8E95729E90767891889B919386618B80768CA49BA4919BB57682AFC29E | https://pim-kvc.soneparsea.com:3443/PictureServer/default.aspx/sylvania-led-stik-pro-series_Datasheet1.pdf?968A9D91A18A8980A686B0B8CBA3A695BEAEB572BE9C9461C3B9BDB07FA7A2A37DB8B9B7BB9CA39394A6C8A6C59F9599C47682B5B69D | LED STIK PRO 11W 865 E27 | A sleek, compact and highly energy efficient LED retrofit range to replace traditional incandescent, halogen and compact fluorescent lamps. Omni-directional light distribution, high lumen efficacy of up to 123lm/W and innovative design make it a bright, all-around lighting solution for living rooms, wall lights, ceiling lights, compact and decorative luminaires. | Lamp shape | Other
| 83 | Lighting | LED Lamps | LED Lamps | LED STIK PRO 11W 865 E27 | 2330125 | LYFDACGLAO1W018 | FEILO SYLVANIA | 0 | https://pim-kvc.soneparsea.com:3443/PictureServer/default.aspx/SYLVANIA-LYFDACGLAO1W018_Image1.jpg?968A9D91A18A8980A686B098AB8386759E8E95729E90767891889B919386618B80768CA49BA4919BB57682AFC29E | https://pim-kvc.soneparsea.com:3443/PictureServer/default.aspx/sylvania-led-stik-pro-series_Datasheet1.pdf?968A9D91A18A8980A686B0B8CBA3A695BEAEB572BE9C9461C3B9BDB07FA7A2A37DB8B9B7BB9CA39394A6C8A6C59F9599C47682B5B69D | LED STIK PRO 11W 865 E27 | A sleek, compact and highly energy efficient LED retrofit range to replace traditional incandescent, halogen and compact fluorescent lamps. Omni-directional light distribution, high lumen efficacy of up to 123lm/W and innovative design make it a bright, all-around lighting solution for living rooms, wall lights, ceiling lights, compact and decorative luminaires. | Socket | E27
| 83 | Lighting | LED Lamps | LED Lamps | LED STIK PRO 11W 865 E27 | 2330125 | LYFDACGLAO1W018 | FEILO SYLVANIA | 0 | https://pim-kvc.soneparsea.com:3443/PictureServer/default.aspx/SYLVANIA-LYFDACGLAO1W018_Image1.jpg?968A9D91A18A8980A686B098AB8386759E8E95729E90767891889B919386618B80768CA49BA4919BB57682AFC29E | https://pim-kvc.soneparsea.com:3443/PictureServer/default.aspx/sylvania-led-stik-pro-series_Datasheet1.pdf?968A9D91A18A8980A686B0B8CBA3A695BEAEB572BE9C9461C3B9BDB07FA7A2A37DB8B9B7BB9CA39394A6C8A6C59F9599C47682B5B69D | LED STIK PRO 11W 865 E27 | A sleek, compact and highly energy efficient LED retrofit range to replace traditional incandescent, halogen and compact fluorescent lamps. Omni-directional light distribution, high lumen efficacy of up to 123lm/W and innovative design make it a bright, all-around lighting solution for living rooms, wall lights, ceiling lights, compact and decorative luminaires. | Colour | White
| 83 | Lighting | LED Lamps | LED Lamps | LED STIK PRO 11W 865 E27 | 2330125 | LYFDACGLAO1W018 | FEILO SYLVANIA | 0 | https://pim-kvc.soneparsea.com:3443/PictureServer/default.aspx/SYLVANIA-LYFDACGLAO1W018_Image1.jpg?968A9D91A18A8980A686B098AB8386759E8E95729E90767891889B919386618B80768CA49BA4919BB57682AFC29E | https://pim-kvc.soneparsea.com:3443/PictureServer/default.aspx/sylvania-led-stik-pro-series_Datasheet1.pdf?968A9D91A18A8980A686B0B8CBA3A695BEAEB572BE9C9461C3B9BDB07FA7A2A37DB8B9B7BB9CA39394A6C8A6C59F9599C47682B5B69D | LED STIK PRO 11W 865 E27 | A sleek, compact and highly energy efficient LED retrofit range to replace traditional incandescent, halogen and compact fluorescent lamps. Omni-directional light distribution, high lumen efficacy of up to 123lm/W and innovative design make it a bright, all-around lighting solution for living rooms, wall lights, ceiling lights, compact and decorative luminaires. | Colour temperature | 6500...6500K
| 83 | Lighting | LED Lamps | LED Lamps | LED STIK PRO 11W 865 E27 | 2330125 | LYFDACGLAO1W018 | FEILO SYLVANIA | 0 | https://pim-kvc.soneparsea.com:3443/PictureServer/default.aspx/SYLVANIA-LYFDACGLAO1W018_Image1.jpg?968A9D91A18A8980A686B098AB8386759E8E95729E90767891889B919386618B80768CA49BA4919BB57682AFC29E | https://pim-kvc.soneparsea.com:3443/PictureServer/default.aspx/sylvania-led-stik-pro-series_Datasheet1.pdf?968A9D91A18A8980A686B0B8CBA3A695BEAEB572BE9C9461C3B9BDB07FA7A2A37DB8B9B7BB9CA39394A6C8A6C59F9599C47682B5B69D | LED STIK PRO 11W 865 E27 | A sleek, compact and highly energy efficient LED retrofit range to replace traditional incandescent, halogen and compact fluorescent lamps. Omni-directional light distribution, high lumen efficacy of up to 123lm/W and innovative design make it a bright, all-around lighting solution for living rooms, wall lights, ceiling lights, compact and decorative luminaires. | Colour housing | White
| 84 | Lighting | Fixtures | Downlights | BRAVO LIGHTER LED II RD 9W DL IMPROVE | 2350122 | LYFDAMGZAL1W036 | FEILO SYLVANIA | 0 | https://pim-kvc.soneparsea.com:3443/PictureServer/default.aspx/SYLVANIA-LYFDAMGZAL1W036_Image1.jpg?968A9D91A18A8980A686B098AB8386759E8E95729E90767891929B9F9383618B80788AA49BA4919BB57682AFC29E | https://pim-kvc.soneparsea.com:3443/PictureServer/default.aspx/sylvania-bravo-lighter-series_Datasheet1.pdf?968A9D91A18A8980A686B0B8CBA3A695BEAEB572B4A991AABF72C0AEB99FA499C272C7AAC4A095A7AF89B5B9B3AA9899B5B98573C29B96 | BRAVO LIGHTER LED II RD 9W DL IMPROVE | Bravo Lighter LED II series is a range of circular downlight LED luminaires with plastic body with aluminum heat sink inside. Light guide and edge-lit LED technology allows the panel to be lightweight and thin. High performance IC controller driver with over voltage and fuse protection. Available in four different bezel sizes to cater for most applications. | Suitable for built-in mounting | yes
| 84 | Lighting | Fixtures | Downlights | BRAVO LIGHTER LED II RD 9W DL IMPROVE | 2350122 | LYFDAMGZAL1W036 | FEILO SYLVANIA | 0 | https://pim-kvc.soneparsea.com:3443/PictureServer/default.aspx/SYLVANIA-LYFDAMGZAL1W036_Image1.jpg?968A9D91A18A8980A686B098AB8386759E8E95729E90767891929B9F9383618B80788AA49BA4919BB57682AFC29E | https://pim-kvc.soneparsea.com:3443/PictureServer/default.aspx/sylvania-bravo-lighter-series_Datasheet1.pdf?968A9D91A18A8980A686B0B8CBA3A695BEAEB572B4A991AABF72C0AEB99FA499C272C7AAC4A095A7AF89B5B9B3AA9899B5B98573C29B96 | BRAVO LIGHTER LED II RD 9W DL IMPROVE | Bravo Lighter LED II series is a range of circular downlight LED luminaires with plastic body with aluminum heat sink inside. Light guide and edge-lit LED technology allows the panel to be lightweight and thin. High performance IC controller driver with over voltage and fuse protection. Available in four different bezel sizes to cater for most applications. | Suitable for ceiling mounting | yes
| 84 | Lighting | Fixtures | Downlights | BRAVO LIGHTER LED II RD 9W DL IMPROVE | 2350122 | LYFDAMGZAL1W036 | FEILO SYLVANIA | 0 | https://pim-kvc.soneparsea.com:3443/PictureServer/default.aspx/SYLVANIA-LYFDAMGZAL1W036_Image1.jpg?968A9D91A18A8980A686B098AB8386759E8E95729E90767891929B9F9383618B80788AA49BA4919BB57682AFC29E | https://pim-kvc.soneparsea.com:3443/PictureServer/default.aspx/sylvania-bravo-lighter-series_Datasheet1.pdf?968A9D91A18A8980A686B0B8CBA3A695BEAEB572B4A991AABF72C0AEB99FA499C272C7AAC4A095A7AF89B5B9B3AA9899B5B98573C29B96 | BRAVO LIGHTER LED II RD 9W DL IMPROVE | Bravo Lighter LED II series is a range of circular downlight LED luminaires with plastic body with aluminum heat sink inside. Light guide and edge-lit LED technology allows the panel to be lightweight and thin. High performance IC controller driver with over voltage and fuse protection. Available in four different bezel sizes to cater for most applications. | Lamp type | LED exchangeable
| 84 | Lighting | Fixtures | Downlights | BRAVO LIGHTER LED II RD 9W DL IMPROVE | 2350122 | LYFDAMGZAL1W036 | FEILO SYLVANIA | 0 | https://pim-kvc.soneparsea.com:3443/PictureServer/default.aspx/SYLVANIA-LYFDAMGZAL1W036_Image1.jpg?968A9D91A18A8980A686B098AB8386759E8E95729E90767891929B9F9383618B80788AA49BA4919BB57682AFC29E | https://pim-kvc.soneparsea.com:3443/PictureServer/default.aspx/sylvania-bravo-lighter-series_Datasheet1.pdf?968A9D91A18A8980A686B0B8CBA3A695BEAEB572B4A991AABF72C0AEB99FA499C272C7AAC4A095A7AF89B5B9B3AA9899B5B98573C29B96 | BRAVO LIGHTER LED II RD 9W DL IMPROVE | Bravo Lighter LED II series is a range of circular downlight LED luminaires with plastic body with aluminum heat sink inside. Light guide and edge-lit LED technology allows the panel to be lightweight and thin. High performance IC controller driver with over voltage and fuse protection. Available in four different bezel sizes to cater for most applications. | Colour housing | White
| 84 | Lighting | Fixtures | Downlights | BRAVO LIGHTER LED II RD 9W DL IMPROVE | 2350122 | LYFDAMGZAL1W036 | FEILO SYLVANIA | 0 | https://pim-kvc.soneparsea.com:3443/PictureServer/default.aspx/SYLVANIA-LYFDAMGZAL1W036_Image1.jpg?968A9D91A18A8980A686B098AB8386759E8E95729E90767891929B9F9383618B80788AA49BA4919BB57682AFC29E | https://pim-kvc.soneparsea.com:3443/PictureServer/default.aspx/sylvania-bravo-lighter-series_Datasheet1.pdf?968A9D91A18A8980A686B0B8CBA3A695BEAEB572B4A991AABF72C0AEB99FA499C272C7AAC4A095A7AF89B5B9B3AA9899B5B98573C29B96 | BRAVO LIGHTER LED II RD 9W DL IMPROVE | Bravo Lighter LED II series is a range of circular downlight LED luminaires with plastic body with aluminum heat sink inside. Light guide and edge-lit LED technology allows the panel to be lightweight and thin. High performance IC controller driver with over voltage and fuse protection. Available in four different bezel sizes to cater for most applications. | Max. system power | 9W
| 84 | Lighting | Fixtures | Downlights | BRAVO LIGHTER LED II RD 9W DL IMPROVE | 2350122 | LYFDAMGZAL1W036 | FEILO SYLVANIA | 0 | https://pim-kvc.soneparsea.com:3443/PictureServer/default.aspx/SYLVANIA-LYFDAMGZAL1W036_Image1.jpg?968A9D91A18A8980A686B098AB8386759E8E95729E90767891929B9F9383618B80788AA49BA4919BB57682AFC29E | https://pim-kvc.soneparsea.com:3443/PictureServer/default.aspx/sylvania-bravo-lighter-series_Datasheet1.pdf?968A9D91A18A8980A686B0B8CBA3A695BEAEB572B4A991AABF72C0AEB99FA499C272C7AAC4A095A7AF89B5B9B3AA9899B5B98573C29B96 | BRAVO LIGHTER LED II RD 9W DL IMPROVE | Bravo Lighter LED II series is a range of circular downlight LED luminaires with plastic body with aluminum heat sink inside. Light guide and edge-lit LED technology allows the panel to be lightweight and thin. High performance IC controller driver with over voltage and fuse protection. Available in four different bezel sizes to cater for most applications. | Colour temperature | 6500...6500K
| 85 | Lighting | Exit Lights | Exit Lights - LED | EXIT SIGN 1 SIDE 2 LAMPS 3.6V/5W(1800MAH)BAT 3.6V-1800MAH 2H | 2369241 | EXS4-10LED/S | SUNNY | 0 | https://pim-kvc.soneparsea.com:3443/PictureServer/default.aspx/sunny-EXS4-10LED-S_Image1.jpg?A39AA293AB93A3A9BEB3CD72978F83687D768491977B5D87AF8EC1A6B99C6162BAB5BB | https://pim-kvc.soneparsea.com:3443/PictureServer/default.aspx/sunny-EXS4-10LED-S_Datasheet1.pdf?A39AA293AB93A3A9BEB3CD72978F83687D768491977B5D87AF89B5B9B3AA9899B5B98573C29B96 | EXIT SIGN 1 SIDE 2 LAMPS 3.6V/5W(1800MAH)BATTERY 3.6V-1800MAH BACK-UP 2HRS | The EXS4-10LED (Single sided / Double sided) emergency exit sign can be surface wall mounted and ceiling mounted. The LEDs used for illumination are SMD low Power High Lumen type. Its uses SMT technology that consumes 6 times less electricity than those using fluorescent bulbs with 7 times longer operational life, the quality and brightness of illumination is also certified by the Thai industrial Standard 2430-2552 and Thailand Engineering Standard 021004-18. The device is controlled by the microcontroller. Thus, it can be activated by either pressing the Function Test button on the device or by remote testing. The sign is made with white semi-translucent acrylic that evenly diffuse the light throughout the whole sign, even after an extended period of use. steel The chassis is made with 1 mm. thick Electro-Galvanized sheets coated with Epoxy powder and stove enameled to help protect from any possible rust. | Mounting method | Surface mounting/recessed mounting
| 85 | Lighting | Exit Lights | Exit Lights - LED | EXIT SIGN 1 SIDE 2 LAMPS 3.6V/5W(1800MAH)BAT 3.6V-1800MAH 2H | 2369241 | EXS4-10LED/S | SUNNY | 0 | https://pim-kvc.soneparsea.com:3443/PictureServer/default.aspx/sunny-EXS4-10LED-S_Image1.jpg?A39AA293AB93A3A9BEB3CD72978F83687D768491977B5D87AF8EC1A6B99C6162BAB5BB | https://pim-kvc.soneparsea.com:3443/PictureServer/default.aspx/sunny-EXS4-10LED-S_Datasheet1.pdf?A39AA293AB93A3A9BEB3CD72978F83687D768491977B5D87AF89B5B9B3AA9899B5B98573C29B96 | EXIT SIGN 1 SIDE 2 LAMPS 3.6V/5W(1800MAH)BATTERY 3.6V-1800MAH BACK-UP 2HRS | The EXS4-10LED (Single sided / Double sided) emergency exit sign can be surface wall mounted and ceiling mounted. The LEDs used for illumination are SMD low Power High Lumen type. Its uses SMT technology that consumes 6 times less electricity than those using fluorescent bulbs with 7 times longer operational life, the quality and brightness of illumination is also certified by the Thai industrial Standard 2430-2552 and Thailand Engineering Standard 021004-18. The device is controlled by the microcontroller. Thus, it can be activated by either pressing the Function Test button on the device or by remote testing. The sign is made with white semi-translucent acrylic that evenly diffuse the light throughout the whole sign, even after an extended period of use. steel The chassis is made with 1 mm. thick Electro-Galvanized sheets coated with Epoxy powder and stove enameled to help protect from any possible rust. | Type of indicator | Single/double-sided
| 85 | Lighting | Exit Lights | Exit Lights - LED | EXIT SIGN 1 SIDE 2 LAMPS 3.6V/5W(1800MAH)BAT 3.6V-1800MAH 2H | 2369241 | EXS4-10LED/S | SUNNY | 0 | https://pim-kvc.soneparsea.com:3443/PictureServer/default.aspx/sunny-EXS4-10LED-S_Image1.jpg?A39AA293AB93A3A9BEB3CD72978F83687D768491977B5D87AF8EC1A6B99C6162BAB5BB | https://pim-kvc.soneparsea.com:3443/PictureServer/default.aspx/sunny-EXS4-10LED-S_Datasheet1.pdf?A39AA293AB93A3A9BEB3CD72978F83687D768491977B5D87AF89B5B9B3AA9899B5B98573C29B96 | EXIT SIGN 1 SIDE 2 LAMPS 3.6V/5W(1800MAH)BATTERY 3.6V-1800MAH BACK-UP 2HRS | The EXS4-10LED (Single sided / Double sided) emergency exit sign can be surface wall mounted and ceiling mounted. The LEDs used for illumination are SMD low Power High Lumen type. Its uses SMT technology that consumes 6 times less electricity than those using fluorescent bulbs with 7 times longer operational life, the quality and brightness of illumination is also certified by the Thai industrial Standard 2430-2552 and Thailand Engineering Standard 021004-18. The device is controlled by the microcontroller. Thus, it can be activated by either pressing the Function Test button on the device or by remote testing. The sign is made with white semi-translucent acrylic that evenly diffuse the light throughout the whole sign, even after an extended period of use. steel The chassis is made with 1 mm. thick Electro-Galvanized sheets coated with Epoxy powder and stove enameled to help protect from any possible rust. | Lamp type | LED exchangeable
| 85 | Lighting | Exit Lights | Exit Lights - LED | EXIT SIGN 1 SIDE 2 LAMPS 3.6V/5W(1800MAH)BAT 3.6V-1800MAH 2H | 2369241 | EXS4-10LED/S | SUNNY | 0 | https://pim-kvc.soneparsea.com:3443/PictureServer/default.aspx/sunny-EXS4-10LED-S_Image1.jpg?A39AA293AB93A3A9BEB3CD72978F83687D768491977B5D87AF8EC1A6B99C6162BAB5BB | https://pim-kvc.soneparsea.com:3443/PictureServer/default.aspx/sunny-EXS4-10LED-S_Datasheet1.pdf?A39AA293AB93A3A9BEB3CD72978F83687D768491977B5D87AF89B5B9B3AA9899B5B98573C29B96 | EXIT SIGN 1 SIDE 2 LAMPS 3.6V/5W(1800MAH)BATTERY 3.6V-1800MAH BACK-UP 2HRS | The EXS4-10LED (Single sided / Double sided) emergency exit sign can be surface wall mounted and ceiling mounted. The LEDs used for illumination are SMD low Power High Lumen type. Its uses SMT technology that consumes 6 times less electricity than those using fluorescent bulbs with 7 times longer operational life, the quality and brightness of illumination is also certified by the Thai industrial Standard 2430-2552 and Thailand Engineering Standard 021004-18. The device is controlled by the microcontroller. Thus, it can be activated by either pressing the Function Test button on the device or by remote testing. The sign is made with white semi-translucent acrylic that evenly diffuse the light throughout the whole sign, even after an extended period of use. steel The chassis is made with 1 mm. thick Electro-Galvanized sheets coated with Epoxy powder and stove enameled to help protect from any possible rust. | Suitable for lamp power | 10...10W
| 86 | Lighting | Exit Lights | Exit Lights - LED | EXIT SIGN 1 SIDE 2 LAMPS 3.6V/6W(2100MAH)BAT 3.6V-2100MAH 2H | 2406581 | EXS5-12LED/S | SUNNY | 0 | https://pim-kvc.soneparsea.com:3443/PictureServer/default.aspx/sunny-EXS5-12LED-S_Image1.jpg?A39AA293AB93A3A9BEB3CD72978F83697D768691977B5D87AF8EC1A6B99C6162BAB5BB | https://pim-kvc.soneparsea.com:3443/PictureServer/default.aspx/sunny-EXS5-12LED-S_Datasheet1.pdf?A39AA293AB93A3A9BEB3CD72978F83697D768691977B5D87AF89B5B9B3AA9899B5B98573C29B96 | EXIT SIGN 1 SIDE 2 LAMPS 3.6V/6W(2100MAH)BATTERY 3.6V-2100MAH BACK-UP 2HRS | The EXS4-10LED (Single sided / Double sided) emergency exit sign can be surface wall mounted and ceiling mounted. The LEDs used for illumination are SMD low Power High Lumen type. Its uses SMT technology that consumes 6 times less electricity than those using fluorescent bulbs with 7 times longer operational life, the quality and brightness of illumination is also certified by the Thai industrial Standard 2430-2552 and Thailand Engineering Standard 021004-18. The device is controlled by the microcontroller. Thus, it can be activated by either pressing the Function Test button on the device or by remote testing. The sign is made with white semi-translucent acrylic that evenly diffuse the light throughout the whole sign, even after an extended period of use. steel The chassis is made with 1 mm. thick Electro-Galvanized sheets coated with Epoxy powder and stove enameled to help protect from any possible rust. | Mounting method | Surface mounting/recessed mounting
| 86 | Lighting | Exit Lights | Exit Lights - LED | EXIT SIGN 1 SIDE 2 LAMPS 3.6V/6W(2100MAH)BAT 3.6V-2100MAH 2H | 2406581 | EXS5-12LED/S | SUNNY | 0 | https://pim-kvc.soneparsea.com:3443/PictureServer/default.aspx/sunny-EXS5-12LED-S_Image1.jpg?A39AA293AB93A3A9BEB3CD72978F83697D768691977B5D87AF8EC1A6B99C6162BAB5BB | https://pim-kvc.soneparsea.com:3443/PictureServer/default.aspx/sunny-EXS5-12LED-S_Datasheet1.pdf?A39AA293AB93A3A9BEB3CD72978F83697D768691977B5D87AF89B5B9B3AA9899B5B98573C29B96 | EXIT SIGN 1 SIDE 2 LAMPS 3.6V/6W(2100MAH)BATTERY 3.6V-2100MAH BACK-UP 2HRS | The EXS4-10LED (Single sided / Double sided) emergency exit sign can be surface wall mounted and ceiling mounted. The LEDs used for illumination are SMD low Power High Lumen type. Its uses SMT technology that consumes 6 times less electricity than those using fluorescent bulbs with 7 times longer operational life, the quality and brightness of illumination is also certified by the Thai industrial Standard 2430-2552 and Thailand Engineering Standard 021004-18. The device is controlled by the microcontroller. Thus, it can be activated by either pressing the Function Test button on the device or by remote testing. The sign is made with white semi-translucent acrylic that evenly diffuse the light throughout the whole sign, even after an extended period of use. steel The chassis is made with 1 mm. thick Electro-Galvanized sheets coated with Epoxy powder and stove enameled to help protect from any possible rust. | Type of indicator | Single/double-sided
| 86 | Lighting | Exit Lights | Exit Lights - LED | EXIT SIGN 1 SIDE 2 LAMPS 3.6V/6W(2100MAH)BAT 3.6V-2100MAH 2H | 2406581 | EXS5-12LED/S | SUNNY | 0 | https://pim-kvc.soneparsea.com:3443/PictureServer/default.aspx/sunny-EXS5-12LED-S_Image1.jpg?A39AA293AB93A3A9BEB3CD72978F83697D768691977B5D87AF8EC1A6B99C6162BAB5BB | https://pim-kvc.soneparsea.com:3443/PictureServer/default.aspx/sunny-EXS5-12LED-S_Datasheet1.pdf?A39AA293AB93A3A9BEB3CD72978F83697D768691977B5D87AF89B5B9B3AA9899B5B98573C29B96 | EXIT SIGN 1 SIDE 2 LAMPS 3.6V/6W(2100MAH)BATTERY 3.6V-2100MAH BACK-UP 2HRS | The EXS4-10LED (Single sided / Double sided) emergency exit sign can be surface wall mounted and ceiling mounted. The LEDs used for illumination are SMD low Power High Lumen type. Its uses SMT technology that consumes 6 times less electricity than those using fluorescent bulbs with 7 times longer operational life, the quality and brightness of illumination is also certified by the Thai industrial Standard 2430-2552 and Thailand Engineering Standard 021004-18. The device is controlled by the microcontroller. Thus, it can be activated by either pressing the Function Test button on the device or by remote testing. The sign is made with white semi-translucent acrylic that evenly diffuse the light throughout the whole sign, even after an extended period of use. steel The chassis is made with 1 mm. thick Electro-Galvanized sheets coated with Epoxy powder and stove enameled to help protect from any possible rust. | Lamp type | LED exchangeable
| 86 | Lighting | Exit Lights | Exit Lights - LED | EXIT SIGN 1 SIDE 2 LAMPS 3.6V/6W(2100MAH)BAT 3.6V-2100MAH 2H | 2406581 | EXS5-12LED/S | SUNNY | 0 | https://pim-kvc.soneparsea.com:3443/PictureServer/default.aspx/sunny-EXS5-12LED-S_Image1.jpg?A39AA293AB93A3A9BEB3CD72978F83697D768691977B5D87AF8EC1A6B99C6162BAB5BB | https://pim-kvc.soneparsea.com:3443/PictureServer/default.aspx/sunny-EXS5-12LED-S_Datasheet1.pdf?A39AA293AB93A3A9BEB3CD72978F83697D768691977B5D87AF89B5B9B3AA9899B5B98573C29B96 | EXIT SIGN 1 SIDE 2 LAMPS 3.6V/6W(2100MAH)BATTERY 3.6V-2100MAH BACK-UP 2HRS | The EXS4-10LED (Single sided / Double sided) emergency exit sign can be surface wall mounted and ceiling mounted. The LEDs used for illumination are SMD low Power High Lumen type. Its uses SMT technology that consumes 6 times less electricity than those using fluorescent bulbs with 7 times longer operational life, the quality and brightness of illumination is also certified by the Thai industrial Standard 2430-2552 and Thailand Engineering Standard 021004-18. The device is controlled by the microcontroller. Thus, it can be activated by either pressing the Function Test button on the device or by remote testing. The sign is made with white semi-translucent acrylic that evenly diffuse the light throughout the whole sign, even after an extended period of use. steel The chassis is made with 1 mm. thick Electro-Galvanized sheets coated with Epoxy powder and stove enameled to help protect from any possible rust. | Suitable for lamp power | 10...10W
| 87 | Lighting | Fluorescent Lamps | Compact Fluorescent Lamps | DULUX D 10W/827 G24D-1 10X1 EN NCE | 2419700 | 4008321830692 | LEDVANCE | 0 | https://pim-kvc.soneparsea.com:3443/PictureServer/default.aspx/osram-4008321830692_Image1.jpg?9C8A989B93857379ACB4C7B7B3A45D6880758C7884686867807B8D77B1809D95B7AA8573BCA797 | https://pim-kvc.soneparsea.com:3443/PictureServer/default.aspx/ledvance-4008321830692_Datasheet1.pdf?9C8A989B93857379ACB1B9A9C8989E97B5728875826F6366817D87758870629394A6C8A6C59F9599C47682B5B69D | DULUX D 10W/827 G24D-1 10X1 EN NCE | Extremly economical. Good quality of light. Excellent luminous flux. Long service life. Improved maintenance. Average life: 10,000 h. Color rendering index R: 80…89. Short and compact pin-base lamp with double-turn tubes. Single-ended two-pin plug-in G24d base. Offices, public buildings. Shops. Supermarkets and department stores. Hotels, restaurants. Industry. Suitable for operation on conventional control gear. | Lamp power | 10W
| 87 | Lighting | Fluorescent Lamps | Compact Fluorescent Lamps | DULUX D 10W/827 G24D-1 10X1 EN NCE | 2419700 | 4008321830692 | LEDVANCE | 0 | https://pim-kvc.soneparsea.com:3443/PictureServer/default.aspx/osram-4008321830692_Image1.jpg?9C8A989B93857379ACB4C7B7B3A45D6880758C7884686867807B8D77B1809D95B7AA8573BCA797 | https://pim-kvc.soneparsea.com:3443/PictureServer/default.aspx/ledvance-4008321830692_Datasheet1.pdf?9C8A989B93857379ACB1B9A9C8989E97B5728875826F6366817D87758870629394A6C8A6C59F9599C47682B5B69D | DULUX D 10W/827 G24D-1 10X1 EN NCE | Extremly economical. Good quality of light. Excellent luminous flux. Long service life. Improved maintenance. Average life: 10,000 h. Color rendering index R: 80…89. Short and compact pin-base lamp with double-turn tubes. Single-ended two-pin plug-in G24d base. Offices, public buildings. Shops. Supermarkets and department stores. Hotels, restaurants. Industry. Suitable for operation on conventional control gear. | Socket | G24d-1
| 87 | Lighting | Fluorescent Lamps | Compact Fluorescent Lamps | DULUX D 10W/827 G24D-1 10X1 EN NCE | 2419700 | 4008321830692 | LEDVANCE | 0 | https://pim-kvc.soneparsea.com:3443/PictureServer/default.aspx/osram-4008321830692_Image1.jpg?9C8A989B93857379ACB4C7B7B3A45D6880758C7884686867807B8D77B1809D95B7AA8573BCA797 | https://pim-kvc.soneparsea.com:3443/PictureServer/default.aspx/ledvance-4008321830692_Datasheet1.pdf?9C8A989B93857379ACB1B9A9C8989E97B5728875826F6366817D87758870629394A6C8A6C59F9599C47682B5B69D | DULUX D 10W/827 G24D-1 10X1 EN NCE | Extremly economical. Good quality of light. Excellent luminous flux. Long service life. Improved maintenance. Average life: 10,000 h. Color rendering index R: 80…89. Short and compact pin-base lamp with double-turn tubes. Single-ended two-pin plug-in G24d base. Offices, public buildings. Shops. Supermarkets and department stores. Hotels, restaurants. Industry. Suitable for operation on conventional control gear. | Colour of light according to EN 12464-1 | Warm white <3300 K
| 87 | Lighting | Fluorescent Lamps | Compact Fluorescent Lamps | DULUX D 10W/827 G24D-1 10X1 EN NCE | 2419700 | 4008321830692 | LEDVANCE | 0 | https://pim-kvc.soneparsea.com:3443/PictureServer/default.aspx/osram-4008321830692_Image1.jpg?9C8A989B93857379ACB4C7B7B3A45D6880758C7884686867807B8D77B1809D95B7AA8573BCA797 | https://pim-kvc.soneparsea.com:3443/PictureServer/default.aspx/ledvance-4008321830692_Datasheet1.pdf?9C8A989B93857379ACB1B9A9C8989E97B5728875826F6366817D87758870629394A6C8A6C59F9599C47682B5B69D | DULUX D 10W/827 G24D-1 10X1 EN NCE | Extremly economical. Good quality of light. Excellent luminous flux. Long service life. Improved maintenance. Average life: 10,000 h. Color rendering index R: 80…89. Short and compact pin-base lamp with double-turn tubes. Single-ended two-pin plug-in G24d base. Offices, public buildings. Shops. Supermarkets and department stores. Hotels, restaurants. Industry. Suitable for operation on conventional control gear. | Colour of light | 827
| 87 | Lighting | Fluorescent Lamps | Compact Fluorescent Lamps | DULUX D 10W/827 G24D-1 10X1 EN NCE | 2419700 | 4008321830692 | LEDVANCE | 0 | https://pim-kvc.soneparsea.com:3443/PictureServer/default.aspx/osram-4008321830692_Image1.jpg?9C8A989B93857379ACB4C7B7B3A45D6880758C7884686867807B8D77B1809D95B7AA8573BCA797 | https://pim-kvc.soneparsea.com:3443/PictureServer/default.aspx/ledvance-4008321830692_Datasheet1.pdf?9C8A989B93857379ACB1B9A9C8989E97B5728875826F6366817D87758870629394A6C8A6C59F9599C47682B5B69D | DULUX D 10W/827 G24D-1 10X1 EN NCE | Extremly economical. Good quality of light. Excellent luminous flux. Long service life. Improved maintenance. Average life: 10,000 h. Color rendering index R: 80…89. Short and compact pin-base lamp with double-turn tubes. Single-ended two-pin plug-in G24d base. Offices, public buildings. Shops. Supermarkets and department stores. Hotels, restaurants. Industry. Suitable for operation on conventional control gear. | Integrated starter | yes
| 87 | Lighting | Fluorescent Lamps | Compact Fluorescent Lamps | DULUX D 10W/827 G24D-1 10X1 EN NCE | 2419700 | 4008321830692 | LEDVANCE | 0 | https://pim-kvc.soneparsea.com:3443/PictureServer/default.aspx/osram-4008321830692_Image1.jpg?9C8A989B93857379ACB4C7B7B3A45D6880758C7884686867807B8D77B1809D95B7AA8573BCA797 | https://pim-kvc.soneparsea.com:3443/PictureServer/default.aspx/ledvance-4008321830692_Datasheet1.pdf?9C8A989B93857379ACB1B9A9C8989E97B5728875826F6366817D87758870629394A6C8A6C59F9599C47682B5B69D | DULUX D 10W/827 G24D-1 10X1 EN NCE | Extremly economical. Good quality of light. Excellent luminous flux. Long service life. Improved maintenance. Average life: 10,000 h. Color rendering index R: 80…89. Short and compact pin-base lamp with double-turn tubes. Single-ended two-pin plug-in G24d base. Offices, public buildings. Shops. Supermarkets and department stores. Hotels, restaurants. Industry. Suitable for operation on conventional control gear. | Amalgam technology | no
| 87 | Lighting | Fluorescent Lamps | Compact Fluorescent Lamps | DULUX D 10W/827 G24D-1 10X1 EN NCE | 2419700 | 4008321830692 | LEDVANCE | 0 | https://pim-kvc.soneparsea.com:3443/PictureServer/default.aspx/osram-4008321830692_Image1.jpg?9C8A989B93857379ACB4C7B7B3A45D6880758C7884686867807B8D77B1809D95B7AA8573BCA797 | https://pim-kvc.soneparsea.com:3443/PictureServer/default.aspx/ledvance-4008321830692_Datasheet1.pdf?9C8A989B93857379ACB1B9A9C8989E97B5728875826F6366817D87758870629394A6C8A6C59F9599C47682B5B69D | DULUX D 10W/827 G24D-1 10X1 EN NCE | Extremly economical. Good quality of light. Excellent luminous flux. Long service life. Improved maintenance. Average life: 10,000 h. Color rendering index R: 80…89. Short and compact pin-base lamp with double-turn tubes. Single-ended two-pin plug-in G24d base. Offices, public buildings. Shops. Supermarkets and department stores. Hotels, restaurants. Industry. Suitable for operation on conventional control gear. | Colour | Other
| 87 | Lighting | Fluorescent Lamps | Compact Fluorescent Lamps | DULUX D 10W/827 G24D-1 10X1 EN NCE | 2419700 | 4008321830692 | LEDVANCE | 0 | https://pim-kvc.soneparsea.com:3443/PictureServer/default.aspx/osram-4008321830692_Image1.jpg?9C8A989B93857379ACB4C7B7B3A45D6880758C7884686867807B8D77B1809D95B7AA8573BCA797 | https://pim-kvc.soneparsea.com:3443/PictureServer/default.aspx/ledvance-4008321830692_Datasheet1.pdf?9C8A989B93857379ACB1B9A9C8989E97B5728875826F6366817D87758870629394A6C8A6C59F9599C47682B5B69D | DULUX D 10W/827 G24D-1 10X1 EN NCE | Extremly economical. Good quality of light. Excellent luminous flux. Long service life. Improved maintenance. Average life: 10,000 h. Color rendering index R: 80…89. Short and compact pin-base lamp with double-turn tubes. Single-ended two-pin plug-in G24d base. Offices, public buildings. Shops. Supermarkets and department stores. Hotels, restaurants. Industry. Suitable for operation on conventional control gear. | Number of lighting tubes | 2
| 87 | Lighting | Fluorescent Lamps | Compact Fluorescent Lamps | DULUX D 10W/827 G24D-1 10X1 EN NCE | 2419700 | 4008321830692 | LEDVANCE | 0 | https://pim-kvc.soneparsea.com:3443/PictureServer/default.aspx/osram-4008321830692_Image1.jpg?9C8A989B93857379ACB4C7B7B3A45D6880758C7884686867807B8D77B1809D95B7AA8573BCA797 | https://pim-kvc.soneparsea.com:3443/PictureServer/default.aspx/ledvance-4008321830692_Datasheet1.pdf?9C8A989B93857379ACB1B9A9C8989E97B5728875826F6366817D87758870629394A6C8A6C59F9599C47682B5B69D | DULUX D 10W/827 G24D-1 10X1 EN NCE | Extremly economical. Good quality of light. Excellent luminous flux. Long service life. Improved maintenance. Average life: 10,000 h. Color rendering index R: 80…89. Short and compact pin-base lamp with double-turn tubes. Single-ended two-pin plug-in G24d base. Offices, public buildings. Shops. Supermarkets and department stores. Hotels, restaurants. Industry. Suitable for operation on conventional control gear. | Suitable for electronic ballast | no
| 87 | Lighting | Fluorescent Lamps | Compact Fluorescent Lamps | DULUX D 10W/827 G24D-1 10X1 EN NCE | 2419700 | 4008321830692 | LEDVANCE | 0 | https://pim-kvc.soneparsea.com:3443/PictureServer/default.aspx/osram-4008321830692_Image1.jpg?9C8A989B93857379ACB4C7B7B3A45D6880758C7884686867807B8D77B1809D95B7AA8573BCA797 | https://pim-kvc.soneparsea.com:3443/PictureServer/default.aspx/ledvance-4008321830692_Datasheet1.pdf?9C8A989B93857379ACB1B9A9C8989E97B5728875826F6366817D87758870629394A6C8A6C59F9599C47682B5B69D | DULUX D 10W/827 G24D-1 10X1 EN NCE | Extremly economical. Good quality of light. Excellent luminous flux. Long service life. Improved maintenance. Average life: 10,000 h. Color rendering index R: 80…89. Short and compact pin-base lamp with double-turn tubes. Single-ended two-pin plug-in G24d base. Offices, public buildings. Shops. Supermarkets and department stores. Hotels, restaurants. Industry. Suitable for operation on conventional control gear. | Average nominal lifespan | 10000h
| 88 | Lighting | Ballast and Controller | Lighting Controller | CCU SERIES 12V-18AHX2 LOAD 170W (STAND) BACK-UP 2 HR | 2427221 | CCU 24-170 | SUNNY | 0 | https://pim-kvc.soneparsea.com:3443/PictureServer/default.aspx/sunny-CCU24-170_Image1.jpg?A39AA293AB93A3A9BEB3CD72957A85668472857C829679A1B1ACB97680A1A09B | https://pim-kvc.soneparsea.com:3443/PictureServer/default.aspx/sunny-CCU24-170_Datasheet1.pdf?A39AA293AB93A3A9BEB3CD72957A85668472857C82967495C4A6C7ADB79CA4657EB5B8AB | CCU SERIES 12V-18AHX2 LOAD 170W (STAND) BACK-UP 2 HR | Central Battery Control Unit by CCU Series or the central control unit is used to detect any abnormalities of the main power distribution system. In case of error or emergency, the unit is designed to allow the emergency lighting system to bear large loads or larger loads than that the automatic emergency light (complete unit) can. The 24 VDC unit is compatible with halogen lamp or MR16 LED lamp. The unit installation and usage are centrally controlled so that it supplies power to the lamp installed. | Height | 250mm
| 88 | Lighting | Ballast and Controller | Lighting Controller | CCU SERIES 12V-18AHX2 LOAD 170W (STAND) BACK-UP 2 HR | 2427221 | CCU 24-170 | SUNNY | 0 | https://pim-kvc.soneparsea.com:3443/PictureServer/default.aspx/sunny-CCU24-170_Image1.jpg?A39AA293AB93A3A9BEB3CD72957A85668472857C829679A1B1ACB97680A1A09B | https://pim-kvc.soneparsea.com:3443/PictureServer/default.aspx/sunny-CCU24-170_Datasheet1.pdf?A39AA293AB93A3A9BEB3CD72957A85668472857C82967495C4A6C7ADB79CA4657EB5B8AB | CCU SERIES 12V-18AHX2 LOAD 170W (STAND) BACK-UP 2 HR | Central Battery Control Unit by CCU Series or the central control unit is used to detect any abnormalities of the main power distribution system. In case of error or emergency, the unit is designed to allow the emergency lighting system to bear large loads or larger loads than that the automatic emergency light (complete unit) can. The 24 VDC unit is compatible with halogen lamp or MR16 LED lamp. The unit installation and usage are centrally controlled so that it supplies power to the lamp installed. | Width | 200mm
| 88 | Lighting | Ballast and Controller | Lighting Controller | CCU SERIES 12V-18AHX2 LOAD 170W (STAND) BACK-UP 2 HR | 2427221 | CCU 24-170 | SUNNY | 0 | https://pim-kvc.soneparsea.com:3443/PictureServer/default.aspx/sunny-CCU24-170_Image1.jpg?A39AA293AB93A3A9BEB3CD72957A85668472857C829679A1B1ACB97680A1A09B | https://pim-kvc.soneparsea.com:3443/PictureServer/default.aspx/sunny-CCU24-170_Datasheet1.pdf?A39AA293AB93A3A9BEB3CD72957A85668472857C82967495C4A6C7ADB79CA4657EB5B8AB | CCU SERIES 12V-18AHX2 LOAD 170W (STAND) BACK-UP 2 HR | Central Battery Control Unit by CCU Series or the central control unit is used to detect any abnormalities of the main power distribution system. In case of error or emergency, the unit is designed to allow the emergency lighting system to bear large loads or larger loads than that the automatic emergency light (complete unit) can. The 24 VDC unit is compatible with halogen lamp or MR16 LED lamp. The unit installation and usage are centrally controlled so that it supplies power to the lamp installed. | Depth | 400mm
| 88 | Lighting | Ballast and Controller | Lighting Controller | CCU SERIES 12V-18AHX2 LOAD 170W (STAND) BACK-UP 2 HR | 2427221 | CCU 24-170 | SUNNY | 0 | https://pim-kvc.soneparsea.com:3443/PictureServer/default.aspx/sunny-CCU24-170_Image1.jpg?A39AA293AB93A3A9BEB3CD72957A85668472857C829679A1B1ACB97680A1A09B | https://pim-kvc.soneparsea.com:3443/PictureServer/default.aspx/sunny-CCU24-170_Datasheet1.pdf?A39AA293AB93A3A9BEB3CD72957A85668472857C82967495C4A6C7ADB79CA4657EB5B8AB | CCU SERIES 12V-18AHX2 LOAD 170W (STAND) BACK-UP 2 HR | Central Battery Control Unit by CCU Series or the central control unit is used to detect any abnormalities of the main power distribution system. In case of error or emergency, the unit is designed to allow the emergency lighting system to bear large loads or larger loads than that the automatic emergency light (complete unit) can. The 24 VDC unit is compatible with halogen lamp or MR16 LED lamp. The unit installation and usage are centrally controlled so that it supplies power to the lamp installed. | Operating voltage | 24V
| 89 | Lighting | LED Lamps | LED Lamps | REFLED ES50 6W 425LM 827 36D N-DIM V3 | 2442164 | LYLDAGLNSC7R006 | FEILO SYLVANIA | 0 | https://pim-kvc.soneparsea.com:3443/PictureServer/default.aspx/SYLVANIA-LYLDAGLNSC7R006_Image1.jpg?968A9D91A18A8980A686B098AB8386759E8E95729E907C78918CA093A57A678680758AA49BA4919BB57682AFC29E | 0 | REFLED ES50 6W 425LM 827 36D N-DIM V3 | This light provides fresh feeling and is comfortable on the eyes, easy to install, can be used with the original neon rail kit and can be used with many types of lamps. Can be used to replace the original fluorescent lamp Certified for quality and standards, TIS 1955-2551, has a long service life, providing light as needed. | Lamp power | 6...6W
| 89 | Lighting | LED Lamps | LED Lamps | REFLED ES50 6W 425LM 827 36D N-DIM V3 | 2442164 | LYLDAGLNSC7R006 | FEILO SYLVANIA | 0 | https://pim-kvc.soneparsea.com:3443/PictureServer/default.aspx/SYLVANIA-LYLDAGLNSC7R006_Image1.jpg?968A9D91A18A8980A686B098AB8386759E8E95729E907C78918CA093A57A678680758AA49BA4919BB57682AFC29E | 0 | REFLED ES50 6W 425LM 827 36D N-DIM V3 | This light provides fresh feeling and is comfortable on the eyes, easy to install, can be used with the original neon rail kit and can be used with many types of lamps. Can be used to replace the original fluorescent lamp Certified for quality and standards, TIS 1955-2551, has a long service life, providing light as needed. | Colour temperature | 2700...2700K
| 90 | Lighting | LED Lamps | LED Lamps | ECO TOLEDO A60 8W E27 2700K V3 T | 2449137 | LYLLBA000000039 | FEILO SYLVANIA | 0 | https://pim-kvc.soneparsea.com:3443/PictureServer/default.aspx/SYLVANIA-LYLLBA000000039_Image1.jpg?968A9D91A18A8980A686B098AB8386759E8E95729E907C80928684758267606480788DA49BA4919BB57682AFC29E | https://pim-kvc.soneparsea.com:3443/PictureServer/default.aspx/sylvania-eco-toledo-series_Datasheet1.pdf?968A9D91A18A8980A686B0B8CBA3A695BEAEB572B79A9F61C4B4C0AAB6A65DA7B5B7BDAAC5967495C4A6C7ADB79CA4657EB5B8AB | ECO TOLEDO A60 8W E27 2700K V3 T | The LED bulb generates high brightness with low power consumption and long-lasting service life. The bulb diffuses eye-comforting DAYLIGHT shade to brighten up your spaces. It is free from UV and mercury for safe use. The product is made of lightweight material, making it easy to install. | Lamp power | 8...8W
| 90 | Lighting | LED Lamps | LED Lamps | ECO TOLEDO A60 8W E27 2700K V3 T | 2449137 | LYLLBA000000039 | FEILO SYLVANIA | 0 | https://pim-kvc.soneparsea.com:3443/PictureServer/default.aspx/SYLVANIA-LYLLBA000000039_Image1.jpg?968A9D91A18A8980A686B098AB8386759E8E95729E907C80928684758267606480788DA49BA4919BB57682AFC29E | https://pim-kvc.soneparsea.com:3443/PictureServer/default.aspx/sylvania-eco-toledo-series_Datasheet1.pdf?968A9D91A18A8980A686B0B8CBA3A695BEAEB572B79A9F61C4B4C0AAB6A65DA7B5B7BDAAC5967495C4A6C7ADB79CA4657EB5B8AB | ECO TOLEDO A60 8W E27 2700K V3 T | The LED bulb generates high brightness with low power consumption and long-lasting service life. The bulb diffuses eye-comforting DAYLIGHT shade to brighten up your spaces. It is free from UV and mercury for safe use. The product is made of lightweight material, making it easy to install. | Lamp shape | Pear-shape
| 90 | Lighting | LED Lamps | LED Lamps | ECO TOLEDO A60 8W E27 2700K V3 T | 2449137 | LYLLBA000000039 | FEILO SYLVANIA | 0 | https://pim-kvc.soneparsea.com:3443/PictureServer/default.aspx/SYLVANIA-LYLLBA000000039_Image1.jpg?968A9D91A18A8980A686B098AB8386759E8E95729E907C80928684758267606480788DA49BA4919BB57682AFC29E | https://pim-kvc.soneparsea.com:3443/PictureServer/default.aspx/sylvania-eco-toledo-series_Datasheet1.pdf?968A9D91A18A8980A686B0B8CBA3A695BEAEB572B79A9F61C4B4C0AAB6A65DA7B5B7BDAAC5967495C4A6C7ADB79CA4657EB5B8AB | ECO TOLEDO A60 8W E27 2700K V3 T | The LED bulb generates high brightness with low power consumption and long-lasting service life. The bulb diffuses eye-comforting DAYLIGHT shade to brighten up your spaces. It is free from UV and mercury for safe use. The product is made of lightweight material, making it easy to install. | Socket | E27
| 90 | Lighting | LED Lamps | LED Lamps | ECO TOLEDO A60 8W E27 2700K V3 T | 2449137 | LYLLBA000000039 | FEILO SYLVANIA | 0 | https://pim-kvc.soneparsea.com:3443/PictureServer/default.aspx/SYLVANIA-LYLLBA000000039_Image1.jpg?968A9D91A18A8980A686B098AB8386759E8E95729E907C80928684758267606480788DA49BA4919BB57682AFC29E | https://pim-kvc.soneparsea.com:3443/PictureServer/default.aspx/sylvania-eco-toledo-series_Datasheet1.pdf?968A9D91A18A8980A686B0B8CBA3A695BEAEB572B79A9F61C4B4C0AAB6A65DA7B5B7BDAAC5967495C4A6C7ADB79CA4657EB5B8AB | ECO TOLEDO A60 8W E27 2700K V3 T | The LED bulb generates high brightness with low power consumption and long-lasting service life. The bulb diffuses eye-comforting DAYLIGHT shade to brighten up your spaces. It is free from UV and mercury for safe use. The product is made of lightweight material, making it easy to install. | Colour | White
| 90 | Lighting | LED Lamps | LED Lamps | ECO TOLEDO A60 8W E27 2700K V3 T | 2449137 | LYLLBA000000039 | FEILO SYLVANIA | 0 | https://pim-kvc.soneparsea.com:3443/PictureServer/default.aspx/SYLVANIA-LYLLBA000000039_Image1.jpg?968A9D91A18A8980A686B098AB8386759E8E95729E907C80928684758267606480788DA49BA4919BB57682AFC29E | https://pim-kvc.soneparsea.com:3443/PictureServer/default.aspx/sylvania-eco-toledo-series_Datasheet1.pdf?968A9D91A18A8980A686B0B8CBA3A695BEAEB572B79A9F61C4B4C0AAB6A65DA7B5B7BDAAC5967495C4A6C7ADB79CA4657EB5B8AB | ECO TOLEDO A60 8W E27 2700K V3 T | The LED bulb generates high brightness with low power consumption and long-lasting service life. The bulb diffuses eye-comforting DAYLIGHT shade to brighten up your spaces. It is free from UV and mercury for safe use. The product is made of lightweight material, making it easy to install. | Colour temperature | 2700...2700K
| 90 | Lighting | LED Lamps | LED Lamps | ECO TOLEDO A60 8W E27 2700K V3 T | 2449137 | LYLLBA000000039 | FEILO SYLVANIA | 0 | https://pim-kvc.soneparsea.com:3443/PictureServer/default.aspx/SYLVANIA-LYLLBA000000039_Image1.jpg?968A9D91A18A8980A686B098AB8386759E8E95729E907C80928684758267606480788DA49BA4919BB57682AFC29E | https://pim-kvc.soneparsea.com:3443/PictureServer/default.aspx/sylvania-eco-toledo-series_Datasheet1.pdf?968A9D91A18A8980A686B0B8CBA3A695BEAEB572B79A9F61C4B4C0AAB6A65DA7B5B7BDAAC5967495C4A6C7ADB79CA4657EB5B8AB | ECO TOLEDO A60 8W E27 2700K V3 T | The LED bulb generates high brightness with low power consumption and long-lasting service life. The bulb diffuses eye-comforting DAYLIGHT shade to brighten up your spaces. It is free from UV and mercury for safe use. The product is made of lightweight material, making it easy to install. | Colour housing | White
| 91 | Lighting | LED Lamps | LED Lamps | ECO TOLEDO A60 8W E27 6500K V3 T | 2449138 | LYLLBA000000040 | FEILO SYLVANIA | 0 | https://pim-kvc.soneparsea.com:3443/PictureServer/default.aspx/SYLVANIA-LYLLBA000000040_Image1.jpg?968A9D91A18A8980A686B098AB8386759E8E95729E907C809286847582676064807984A49BA4919BB57682AFC29E | https://pim-kvc.soneparsea.com:3443/PictureServer/default.aspx/sylvania-eco-toledo-series_Datasheet1.pdf?968A9D91A18A8980A686B0B8CBA3A695BEAEB572B79A9F61C4B4C0AAB6A65DA7B5B7BDAAC5967495C4A6C7ADB79CA4657EB5B8AB | ECO TOLEDO A60 8W E27 6500K V3 T | The LED bulb generates high brightness with low power consumption and long-lasting service life. The bulb diffuses eye-comforting DAYLIGHT shade to brighten up your spaces. It is free from UV and mercury for safe use. The product is made of lightweight material, making it easy to install. | Lamp power | 8...8W
| 91 | Lighting | LED Lamps | LED Lamps | ECO TOLEDO A60 8W E27 6500K V3 T | 2449138 | LYLLBA000000040 | FEILO SYLVANIA | 0 | https://pim-kvc.soneparsea.com:3443/PictureServer/default.aspx/SYLVANIA-LYLLBA000000040_Image1.jpg?968A9D91A18A8980A686B098AB8386759E8E95729E907C809286847582676064807984A49BA4919BB57682AFC29E | https://pim-kvc.soneparsea.com:3443/PictureServer/default.aspx/sylvania-eco-toledo-series_Datasheet1.pdf?968A9D91A18A8980A686B0B8CBA3A695BEAEB572B79A9F61C4B4C0AAB6A65DA7B5B7BDAAC5967495C4A6C7ADB79CA4657EB5B8AB | ECO TOLEDO A60 8W E27 6500K V3 T | The LED bulb generates high brightness with low power consumption and long-lasting service life. The bulb diffuses eye-comforting DAYLIGHT shade to brighten up your spaces. It is free from UV and mercury for safe use. The product is made of lightweight material, making it easy to install. | Lamp shape | Pear-shape
| 91 | Lighting | LED Lamps | LED Lamps | ECO TOLEDO A60 8W E27 6500K V3 T | 2449138 | LYLLBA000000040 | FEILO SYLVANIA | 0 | https://pim-kvc.soneparsea.com:3443/PictureServer/default.aspx/SYLVANIA-LYLLBA000000040_Image1.jpg?968A9D91A18A8980A686B098AB8386759E8E95729E907C809286847582676064807984A49BA4919BB57682AFC29E | https://pim-kvc.soneparsea.com:3443/PictureServer/default.aspx/sylvania-eco-toledo-series_Datasheet1.pdf?968A9D91A18A8980A686B0B8CBA3A695BEAEB572B79A9F61C4B4C0AAB6A65DA7B5B7BDAAC5967495C4A6C7ADB79CA4657EB5B8AB | ECO TOLEDO A60 8W E27 6500K V3 T | The LED bulb generates high brightness with low power consumption and long-lasting service life. The bulb diffuses eye-comforting DAYLIGHT shade to brighten up your spaces. It is free from UV and mercury for safe use. The product is made of lightweight material, making it easy to install. | Socket | E27
| 91 | Lighting | LED Lamps | LED Lamps | ECO TOLEDO A60 8W E27 6500K V3 T | 2449138 | LYLLBA000000040 | FEILO SYLVANIA | 0 | https://pim-kvc.soneparsea.com:3443/PictureServer/default.aspx/SYLVANIA-LYLLBA000000040_Image1.jpg?968A9D91A18A8980A686B098AB8386759E8E95729E907C809286847582676064807984A49BA4919BB57682AFC29E | https://pim-kvc.soneparsea.com:3443/PictureServer/default.aspx/sylvania-eco-toledo-series_Datasheet1.pdf?968A9D91A18A8980A686B0B8CBA3A695BEAEB572B79A9F61C4B4C0AAB6A65DA7B5B7BDAAC5967495C4A6C7ADB79CA4657EB5B8AB | ECO TOLEDO A60 8W E27 6500K V3 T | The LED bulb generates high brightness with low power consumption and long-lasting service life. The bulb diffuses eye-comforting DAYLIGHT shade to brighten up your spaces. It is free from UV and mercury for safe use. The product is made of lightweight material, making it easy to install. | Colour | White
| 91 | Lighting | LED Lamps | LED Lamps | ECO TOLEDO A60 8W E27 6500K V3 T | 2449138 | LYLLBA000000040 | FEILO SYLVANIA | 0 | https://pim-kvc.soneparsea.com:3443/PictureServer/default.aspx/SYLVANIA-LYLLBA000000040_Image1.jpg?968A9D91A18A8980A686B098AB8386759E8E95729E907C809286847582676064807984A49BA4919BB57682AFC29E | https://pim-kvc.soneparsea.com:3443/PictureServer/default.aspx/sylvania-eco-toledo-series_Datasheet1.pdf?968A9D91A18A8980A686B0B8CBA3A695BEAEB572B79A9F61C4B4C0AAB6A65DA7B5B7BDAAC5967495C4A6C7ADB79CA4657EB5B8AB | ECO TOLEDO A60 8W E27 6500K V3 T | The LED bulb generates high brightness with low power consumption and long-lasting service life. The bulb diffuses eye-comforting DAYLIGHT shade to brighten up your spaces. It is free from UV and mercury for safe use. The product is made of lightweight material, making it easy to install. | Colour temperature | 6500...6500K
| 91 | Lighting | LED Lamps | LED Lamps | ECO TOLEDO A60 8W E27 6500K V3 T | 2449138 | LYLLBA000000040 | FEILO SYLVANIA | 0 | https://pim-kvc.soneparsea.com:3443/PictureServer/default.aspx/SYLVANIA-LYLLBA000000040_Image1.jpg?968A9D91A18A8980A686B098AB8386759E8E95729E907C809286847582676064807984A49BA4919BB57682AFC29E | https://pim-kvc.soneparsea.com:3443/PictureServer/default.aspx/sylvania-eco-toledo-series_Datasheet1.pdf?968A9D91A18A8980A686B0B8CBA3A695BEAEB572B79A9F61C4B4C0AAB6A65DA7B5B7BDAAC5967495C4A6C7ADB79CA4657EB5B8AB | ECO TOLEDO A60 8W E27 6500K V3 T | The LED bulb generates high brightness with low power consumption and long-lasting service life. The bulb diffuses eye-comforting DAYLIGHT shade to brighten up your spaces. It is free from UV and mercury for safe use. The product is made of lightweight material, making it easy to install. | Colour housing | White
| 92 | Lighting | HID Lamps | Mercury Vapour Lamps | HQL 125W E27 40X1 | 2449493 | 4050300012377 | LEDVANCE | 0 | https://pim-kvc.soneparsea.com:3443/PictureServer/default.aspx/osram-4050300012377_Image1.jpg?9C8A989B93857379ACB4C7B7B3A45D68807A84788267606582788B7CB1809D95B7AA8573BCA797 | https://pim-kvc.soneparsea.com:3443/PictureServer/default.aspx/osram-4050300012377_Datasheet1.pdf?9C8A989B93857379ACB4C7B7B3A45D68807A84788267606582788B7CB17B91A8B1B8BCAAB7AB6162C0A9BA | HQL 125W E27 40X1 | The Osram E27 HQL 125W is a HPL with HID technology for application, especially for optical systems with high efficiency. This lamp has an excellent colour rendering of50-59, UV filter which prevents the discoloration of your items (please check Specifications whether UV filter is included) with the lamp. This is especially important because these lamps are mainly used in places such as restaurants, shop windows, sales floors and entrance areas, where they can easily be changed. gas discharge lamps equipped with reflectors with a very good lumen maintenance from the first to the last use. | Lamp power | 125W
| 92 | Lighting | HID Lamps | Mercury Vapour Lamps | HQL 125W E27 40X1 | 2449493 | 4050300012377 | LEDVANCE | 0 | https://pim-kvc.soneparsea.com:3443/PictureServer/default.aspx/osram-4050300012377_Image1.jpg?9C8A989B93857379ACB4C7B7B3A45D68807A84788267606582788B7CB1809D95B7AA8573BCA797 | https://pim-kvc.soneparsea.com:3443/PictureServer/default.aspx/osram-4050300012377_Datasheet1.pdf?9C8A989B93857379ACB4C7B7B3A45D68807A84788267606582788B7CB17B91A8B1B8BCAAB7AB6162C0A9BA | HQL 125W E27 40X1 | The Osram E27 HQL 125W is a HPL with HID technology for application, especially for optical systems with high efficiency. This lamp has an excellent colour rendering of50-59, UV filter which prevents the discoloration of your items (please check Specifications whether UV filter is included) with the lamp. This is especially important because these lamps are mainly used in places such as restaurants, shop windows, sales floors and entrance areas, where they can easily be changed. gas discharge lamps equipped with reflectors with a very good lumen maintenance from the first to the last use. | Socket | E27
| 92 | Lighting | HID Lamps | Mercury Vapour Lamps | HQL 125W E27 40X1 | 2449493 | 4050300012377 | LEDVANCE | 0 | https://pim-kvc.soneparsea.com:3443/PictureServer/default.aspx/osram-4050300012377_Image1.jpg?9C8A989B93857379ACB4C7B7B3A45D68807A84788267606582788B7CB1809D95B7AA8573BCA797 | https://pim-kvc.soneparsea.com:3443/PictureServer/default.aspx/osram-4050300012377_Datasheet1.pdf?9C8A989B93857379ACB4C7B7B3A45D68807A84788267606582788B7CB17B91A8B1B8BCAAB7AB6162C0A9BA | HQL 125W E27 40X1 | The Osram E27 HQL 125W is a HPL with HID technology for application, especially for optical systems with high efficiency. This lamp has an excellent colour rendering of50-59, UV filter which prevents the discoloration of your items (please check Specifications whether UV filter is included) with the lamp. This is especially important because these lamps are mainly used in places such as restaurants, shop windows, sales floors and entrance areas, where they can easily be changed. gas discharge lamps equipped with reflectors with a very good lumen maintenance from the first to the last use. | Lamp shape | Ellipsoid
| 92 | Lighting | HID Lamps | Mercury Vapour Lamps | HQL 125W E27 40X1 | 2449493 | 4050300012377 | LEDVANCE | 0 | https://pim-kvc.soneparsea.com:3443/PictureServer/default.aspx/osram-4050300012377_Image1.jpg?9C8A989B93857379ACB4C7B7B3A45D68807A84788267606582788B7CB1809D95B7AA8573BCA797 | https://pim-kvc.soneparsea.com:3443/PictureServer/default.aspx/osram-4050300012377_Datasheet1.pdf?9C8A989B93857379ACB4C7B7B3A45D68807A84788267606582788B7CB17B91A8B1B8BCAAB7AB6162C0A9BA | HQL 125W E27 40X1 | The Osram E27 HQL 125W is a HPL with HID technology for application, especially for optical systems with high efficiency. This lamp has an excellent colour rendering of50-59, UV filter which prevents the discoloration of your items (please check Specifications whether UV filter is included) with the lamp. This is especially important because these lamps are mainly used in places such as restaurants, shop windows, sales floors and entrance areas, where they can easily be changed. gas discharge lamps equipped with reflectors with a very good lumen maintenance from the first to the last use. | Burning position | Any
| 92 | Lighting | HID Lamps | Mercury Vapour Lamps | HQL 125W E27 40X1 | 2449493 | 4050300012377 | LEDVANCE | 0 | https://pim-kvc.soneparsea.com:3443/PictureServer/default.aspx/osram-4050300012377_Image1.jpg?9C8A989B93857379ACB4C7B7B3A45D68807A84788267606582788B7CB1809D95B7AA8573BCA797 | https://pim-kvc.soneparsea.com:3443/PictureServer/default.aspx/osram-4050300012377_Datasheet1.pdf?9C8A989B93857379ACB4C7B7B3A45D68807A84788267606582788B7CB17B91A8B1B8BCAAB7AB6162C0A9BA | HQL 125W E27 40X1 | The Osram E27 HQL 125W is a HPL with HID technology for application, especially for optical systems with high efficiency. This lamp has an excellent colour rendering of50-59, UV filter which prevents the discoloration of your items (please check Specifications whether UV filter is included) with the lamp. This is especially important because these lamps are mainly used in places such as restaurants, shop windows, sales floors and entrance areas, where they can easily be changed. gas discharge lamps equipped with reflectors with a very good lumen maintenance from the first to the last use. | Internal reflector | no
| 92 | Lighting | HID Lamps | Mercury Vapour Lamps | HQL 125W E27 40X1 | 2449493 | 4050300012377 | LEDVANCE | 0 | https://pim-kvc.soneparsea.com:3443/PictureServer/default.aspx/osram-4050300012377_Image1.jpg?9C8A989B93857379ACB4C7B7B3A45D68807A84788267606582788B7CB1809D95B7AA8573BCA797 | https://pim-kvc.soneparsea.com:3443/PictureServer/default.aspx/osram-4050300012377_Datasheet1.pdf?9C8A989B93857379ACB4C7B7B3A45D68807A84788267606582788B7CB17B91A8B1B8BCAAB7AB6162C0A9BA | HQL 125W E27 40X1 | The Osram E27 HQL 125W is a HPL with HID technology for application, especially for optical systems with high efficiency. This lamp has an excellent colour rendering of50-59, UV filter which prevents the discoloration of your items (please check Specifications whether UV filter is included) with the lamp. This is especially important because these lamps are mainly used in places such as restaurants, shop windows, sales floors and entrance areas, where they can easily be changed. gas discharge lamps equipped with reflectors with a very good lumen maintenance from the first to the last use. | Energy efficiency class | B
| 92 | Lighting | HID Lamps | Mercury Vapour Lamps | HQL 125W E27 40X1 | 2449493 | 4050300012377 | LEDVANCE | 0 | https://pim-kvc.soneparsea.com:3443/PictureServer/default.aspx/osram-4050300012377_Image1.jpg?9C8A989B93857379ACB4C7B7B3A45D68807A84788267606582788B7CB1809D95B7AA8573BCA797 | https://pim-kvc.soneparsea.com:3443/PictureServer/default.aspx/osram-4050300012377_Datasheet1.pdf?9C8A989B93857379ACB4C7B7B3A45D68807A84788267606582788B7CB17B91A8B1B8BCAAB7AB6162C0A9BA | HQL 125W E27 40X1 | The Osram E27 HQL 125W is a HPL with HID technology for application, especially for optical systems with high efficiency. This lamp has an excellent colour rendering of50-59, UV filter which prevents the discoloration of your items (please check Specifications whether UV filter is included) with the lamp. This is especially important because these lamps are mainly used in places such as restaurants, shop windows, sales floors and entrance areas, where they can easily be changed. gas discharge lamps equipped with reflectors with a very good lumen maintenance from the first to the last use. | Weighted energy consumption in 1000 hours | 88kWh
| 92 | Lighting | HID Lamps | Mercury Vapour Lamps | HQL 125W E27 40X1 | 2449493 | 4050300012377 | LEDVANCE | 0 | https://pim-kvc.soneparsea.com:3443/PictureServer/default.aspx/osram-4050300012377_Image1.jpg?9C8A989B93857379ACB4C7B7B3A45D68807A84788267606582788B7CB1809D95B7AA8573BCA797 | https://pim-kvc.soneparsea.com:3443/PictureServer/default.aspx/osram-4050300012377_Datasheet1.pdf?9C8A989B93857379ACB4C7B7B3A45D68807A84788267606582788B7CB17B91A8B1B8BCAAB7AB6162C0A9BA | HQL 125W E27 40X1 | The Osram E27 HQL 125W is a HPL with HID technology for application, especially for optical systems with high efficiency. This lamp has an excellent colour rendering of50-59, UV filter which prevents the discoloration of your items (please check Specifications whether UV filter is included) with the lamp. This is especially important because these lamps are mainly used in places such as restaurants, shop windows, sales floors and entrance areas, where they can easily be changed. gas discharge lamps equipped with reflectors with a very good lumen maintenance from the first to the last use. | Average nominal lifespan | 24000h
| 93 | Lighting | Halogen Lamps | without Reflector | HALOSTAR STARLITE 10 W 6 V G4 | 2449503 | 4058075094192 | LEDVANCE | 0 | https://pim-kvc.soneparsea.com:3443/PictureServer/default.aspx/osram-4058075094192_Image1.jpg?9C8A989B93857379ACB4C7B7B3A45D68807A8C75896C606D84768D77B1809D95B7AA8573BCA797 | https://pim-kvc.soneparsea.com:3443/PictureServer/default.aspx/osram-4058075094192_Datasheet1.pdf?9C8A989B93857379ACB4C7B7B3A45D68807A8C75896C606D84768D77B17B91A8B1B8BCAAB7AB6162C0A9BA | HALOSTAR STARLITE 10 W 6 V G4 | Separate control gear and light sources must be disposed of at certified disposal companies in accordance with Directive 2012/19/EU (WEEE) in the EU and with Waste Electrical and Electronic Equipment (WEEE) Regulations 2013 in the UK. For this purpose, collection points for recycling centres and take-back systems (CRSO) are available from retailers or private disposal companies, which accept separate control gear and light sources free of charge. In this way, raw materials are conserved and materials are recycled. | Lamp power | 10W
| 93 | Lighting | Halogen Lamps | without Reflector | HALOSTAR STARLITE 10 W 6 V G4 | 2449503 | 4058075094192 | LEDVANCE | 0 | https://pim-kvc.soneparsea.com:3443/PictureServer/default.aspx/osram-4058075094192_Image1.jpg?9C8A989B93857379ACB4C7B7B3A45D68807A8C75896C606D84768D77B1809D95B7AA8573BCA797 | https://pim-kvc.soneparsea.com:3443/PictureServer/default.aspx/osram-4058075094192_Datasheet1.pdf?9C8A989B93857379ACB4C7B7B3A45D68807A8C75896C606D84768D77B17B91A8B1B8BCAAB7AB6162C0A9BA | HALOSTAR STARLITE 10 W 6 V G4 | Separate control gear and light sources must be disposed of at certified disposal companies in accordance with Directive 2012/19/EU (WEEE) in the EU and with Waste Electrical and Electronic Equipment (WEEE) Regulations 2013 in the UK. For this purpose, collection points for recycling centres and take-back systems (CRSO) are available from retailers or private disposal companies, which accept separate control gear and light sources free of charge. In this way, raw materials are conserved and materials are recycled. | Lamp voltage | 6...6V
| 93 | Lighting | Halogen Lamps | without Reflector | HALOSTAR STARLITE 10 W 6 V G4 | 2449503 | 4058075094192 | LEDVANCE | 0 | https://pim-kvc.soneparsea.com:3443/PictureServer/default.aspx/osram-4058075094192_Image1.jpg?9C8A989B93857379ACB4C7B7B3A45D68807A8C75896C606D84768D77B1809D95B7AA8573BCA797 | https://pim-kvc.soneparsea.com:3443/PictureServer/default.aspx/osram-4058075094192_Datasheet1.pdf?9C8A989B93857379ACB4C7B7B3A45D68807A8C75896C606D84768D77B17B91A8B1B8BCAAB7AB6162C0A9BA | HALOSTAR STARLITE 10 W 6 V G4 | Separate control gear and light sources must be disposed of at certified disposal companies in accordance with Directive 2012/19/EU (WEEE) in the EU and with Waste Electrical and Electronic Equipment (WEEE) Regulations 2013 in the UK. For this purpose, collection points for recycling centres and take-back systems (CRSO) are available from retailers or private disposal companies, which accept separate control gear and light sources free of charge. In this way, raw materials are conserved and materials are recycled. | Socket | G4
| 94 | Lighting | LED Lamps | LED Lamps | LED ECO CLASSIC A 14W/865 230V E27 | 2449514 | 4058075246607 | OSRAM | 0 | https://pim-kvc.soneparsea.com:3443/PictureServer/default.aspx/osram-4058075246607_Image1.jpg?9F98A6869F939FA7C2A6C1728667656C807C8977866D666487A49DB2B39E95657EAFC4AC | https://pim-kvc.soneparsea.com:3443/PictureServer/default.aspx/osram-4058075246607_Datasheet1.pdf?9F98A6869F939FA7C2A6C1728667656C807C8977866D666487A498A6C698A39CB5AAC87680A7949A | LED ECO CLASSIC A 14W/865 230V E27 | If what you are looking for can be found in the classics, the new LED Eco Classic lamps will provide. These affordable bulbs not only produce pleasant, reliable lighting, they also offer excellent economic efficacy, with energy savings up to 85% compared to traditional incandescent lamps. Simply efficient and good quality, enjoy an excellent price to performance ratio with our LED Eco Classic lamps. | Nominal voltage | 230...230V
| 94 | Lighting | LED Lamps | LED Lamps | LED ECO CLASSIC A 14W/865 230V E27 | 2449514 | 4058075246607 | OSRAM | 0 | https://pim-kvc.soneparsea.com:3443/PictureServer/default.aspx/osram-4058075246607_Image1.jpg?9F98A6869F939FA7C2A6C1728667656C807C8977866D666487A49DB2B39E95657EAFC4AC | https://pim-kvc.soneparsea.com:3443/PictureServer/default.aspx/osram-4058075246607_Datasheet1.pdf?9F98A6869F939FA7C2A6C1728667656C807C8977866D666487A498A6C698A39CB5AAC87680A7949A | LED ECO CLASSIC A 14W/865 230V E27 | If what you are looking for can be found in the classics, the new LED Eco Classic lamps will provide. These affordable bulbs not only produce pleasant, reliable lighting, they also offer excellent economic efficacy, with energy savings up to 85% compared to traditional incandescent lamps. Simply efficient and good quality, enjoy an excellent price to performance ratio with our LED Eco Classic lamps. | Lamp power | 14...14W
| 94 | Lighting | LED Lamps | LED Lamps | LED ECO CLASSIC A 14W/865 230V E27 | 2449514 | 4058075246607 | OSRAM | 0 | https://pim-kvc.soneparsea.com:3443/PictureServer/default.aspx/osram-4058075246607_Image1.jpg?9F98A6869F939FA7C2A6C1728667656C807C8977866D666487A49DB2B39E95657EAFC4AC | https://pim-kvc.soneparsea.com:3443/PictureServer/default.aspx/osram-4058075246607_Datasheet1.pdf?9F98A6869F939FA7C2A6C1728667656C807C8977866D666487A498A6C698A39CB5AAC87680A7949A | LED ECO CLASSIC A 14W/865 230V E27 | If what you are looking for can be found in the classics, the new LED Eco Classic lamps will provide. These affordable bulbs not only produce pleasant, reliable lighting, they also offer excellent economic efficacy, with energy savings up to 85% compared to traditional incandescent lamps. Simply efficient and good quality, enjoy an excellent price to performance ratio with our LED Eco Classic lamps. | Socket | E27
| 94 | Lighting | LED Lamps | LED Lamps | LED ECO CLASSIC A 14W/865 230V E27 | 2449514 | 4058075246607 | OSRAM | 0 | https://pim-kvc.soneparsea.com:3443/PictureServer/default.aspx/osram-4058075246607_Image1.jpg?9F98A6869F939FA7C2A6C1728667656C807C8977866D666487A49DB2B39E95657EAFC4AC | https://pim-kvc.soneparsea.com:3443/PictureServer/default.aspx/osram-4058075246607_Datasheet1.pdf?9F98A6869F939FA7C2A6C1728667656C807C8977866D666487A498A6C698A39CB5AAC87680A7949A | LED ECO CLASSIC A 14W/865 230V E27 | If what you are looking for can be found in the classics, the new LED Eco Classic lamps will provide. These affordable bulbs not only produce pleasant, reliable lighting, they also offer excellent economic efficacy, with energy savings up to 85% compared to traditional incandescent lamps. Simply efficient and good quality, enjoy an excellent price to performance ratio with our LED Eco Classic lamps. | Colour | White
| 94 | Lighting | LED Lamps | LED Lamps | LED ECO CLASSIC A 14W/865 230V E27 | 2449514 | 4058075246607 | OSRAM | 0 | https://pim-kvc.soneparsea.com:3443/PictureServer/default.aspx/osram-4058075246607_Image1.jpg?9F98A6869F939FA7C2A6C1728667656C807C8977866D666487A49DB2B39E95657EAFC4AC | https://pim-kvc.soneparsea.com:3443/PictureServer/default.aspx/osram-4058075246607_Datasheet1.pdf?9F98A6869F939FA7C2A6C1728667656C807C8977866D666487A498A6C698A39CB5AAC87680A7949A | LED ECO CLASSIC A 14W/865 230V E27 | If what you are looking for can be found in the classics, the new LED Eco Classic lamps will provide. These affordable bulbs not only produce pleasant, reliable lighting, they also offer excellent economic efficacy, with energy savings up to 85% compared to traditional incandescent lamps. Simply efficient and good quality, enjoy an excellent price to performance ratio with our LED Eco Classic lamps. | Colour housing | White
| 95 | Lighting | HID Lamps | Mercury Vapour Lamps | HQL MERCURY VAPOR LAMP 400W E40 6X1 | 2450532 | 4050300015071 | LEDVANCE | 0 | https://pim-kvc.soneparsea.com:3443/PictureServer/default.aspx/osram-4050300015071_Image1.jpg?9C8A989B93857379ACB4C7B7B3A45D68807A84788267606585758B76B1809D95B7AA8573BCA797 | https://pim-kvc.soneparsea.com:3443/PictureServer/default.aspx/osram-4050300015071_Datasheet1.pdf?9C8A989B93857379ACB4C7B7B3A45D68807A84788267606585758B76B17B91A8B1B8BCAAB7AB6162C0A9BA | HQL MERCURY VAPOR LAMP 400W E40 6X1 | Mercury vapor lamps (HLQ) are often used as light sources for street and factory lighting because of the low investment costs. | Lamp power | 400W
| 95 | Lighting | HID Lamps | Mercury Vapour Lamps | HQL MERCURY VAPOR LAMP 400W E40 6X1 | 2450532 | 4050300015071 | LEDVANCE | 0 | https://pim-kvc.soneparsea.com:3443/PictureServer/default.aspx/osram-4050300015071_Image1.jpg?9C8A989B93857379ACB4C7B7B3A45D68807A84788267606585758B76B1809D95B7AA8573BCA797 | https://pim-kvc.soneparsea.com:3443/PictureServer/default.aspx/osram-4050300015071_Datasheet1.pdf?9C8A989B93857379ACB4C7B7B3A45D68807A84788267606585758B76B17B91A8B1B8BCAAB7AB6162C0A9BA | HQL MERCURY VAPOR LAMP 400W E40 6X1 | Mercury vapor lamps (HLQ) are often used as light sources for street and factory lighting because of the low investment costs. | Socket | E40
| 95 | Lighting | HID Lamps | Mercury Vapour Lamps | HQL MERCURY VAPOR LAMP 400W E40 6X1 | 2450532 | 4050300015071 | LEDVANCE | 0 | https://pim-kvc.soneparsea.com:3443/PictureServer/default.aspx/osram-4050300015071_Image1.jpg?9C8A989B93857379ACB4C7B7B3A45D68807A84788267606585758B76B1809D95B7AA8573BCA797 | https://pim-kvc.soneparsea.com:3443/PictureServer/default.aspx/osram-4050300015071_Datasheet1.pdf?9C8A989B93857379ACB4C7B7B3A45D68807A84788267606585758B76B17B91A8B1B8BCAAB7AB6162C0A9BA | HQL MERCURY VAPOR LAMP 400W E40 6X1 | Mercury vapor lamps (HLQ) are often used as light sources for street and factory lighting because of the low investment costs. | Lamp shape | Ellipsoid
| 95 | Lighting | HID Lamps | Mercury Vapour Lamps | HQL MERCURY VAPOR LAMP 400W E40 6X1 | 2450532 | 4050300015071 | LEDVANCE | 0 | https://pim-kvc.soneparsea.com:3443/PictureServer/default.aspx/osram-4050300015071_Image1.jpg?9C8A989B93857379ACB4C7B7B3A45D68807A84788267606585758B76B1809D95B7AA8573BCA797 | https://pim-kvc.soneparsea.com:3443/PictureServer/default.aspx/osram-4050300015071_Datasheet1.pdf?9C8A989B93857379ACB4C7B7B3A45D68807A84788267606585758B76B17B91A8B1B8BCAAB7AB6162C0A9BA | HQL MERCURY VAPOR LAMP 400W E40 6X1 | Mercury vapor lamps (HLQ) are often used as light sources for street and factory lighting because of the low investment costs. | Burning position | Any
| 95 | Lighting | HID Lamps | Mercury Vapour Lamps | HQL MERCURY VAPOR LAMP 400W E40 6X1 | 2450532 | 4050300015071 | LEDVANCE | 0 | https://pim-kvc.soneparsea.com:3443/PictureServer/default.aspx/osram-4050300015071_Image1.jpg?9C8A989B93857379ACB4C7B7B3A45D68807A84788267606585758B76B1809D95B7AA8573BCA797 | https://pim-kvc.soneparsea.com:3443/PictureServer/default.aspx/osram-4050300015071_Datasheet1.pdf?9C8A989B93857379ACB4C7B7B3A45D68807A84788267606585758B76B17B91A8B1B8BCAAB7AB6162C0A9BA | HQL MERCURY VAPOR LAMP 400W E40 6X1 | Mercury vapor lamps (HLQ) are often used as light sources for street and factory lighting because of the low investment costs. | Internal reflector | no
| 95 | Lighting | HID Lamps | Mercury Vapour Lamps | HQL MERCURY VAPOR LAMP 400W E40 6X1 | 2450532 | 4050300015071 | LEDVANCE | 0 | https://pim-kvc.soneparsea.com:3443/PictureServer/default.aspx/osram-4050300015071_Image1.jpg?9C8A989B93857379ACB4C7B7B3A45D68807A84788267606585758B76B1809D95B7AA8573BCA797 | https://pim-kvc.soneparsea.com:3443/PictureServer/default.aspx/osram-4050300015071_Datasheet1.pdf?9C8A989B93857379ACB4C7B7B3A45D68807A84788267606585758B76B17B91A8B1B8BCAAB7AB6162C0A9BA | HQL MERCURY VAPOR LAMP 400W E40 6X1 | Mercury vapor lamps (HLQ) are often used as light sources for street and factory lighting because of the low investment costs. | Energy efficiency class | B
| 95 | Lighting | HID Lamps | Mercury Vapour Lamps | HQL MERCURY VAPOR LAMP 400W E40 6X1 | 2450532 | 4050300015071 | LEDVANCE | 0 | https://pim-kvc.soneparsea.com:3443/PictureServer/default.aspx/osram-4050300015071_Image1.jpg?9C8A989B93857379ACB4C7B7B3A45D68807A84788267606585758B76B1809D95B7AA8573BCA797 | https://pim-kvc.soneparsea.com:3443/PictureServer/default.aspx/osram-4050300015071_Datasheet1.pdf?9C8A989B93857379ACB4C7B7B3A45D68807A84788267606585758B76B17B91A8B1B8BCAAB7AB6162C0A9BA | HQL MERCURY VAPOR LAMP 400W E40 6X1 | Mercury vapor lamps (HLQ) are often used as light sources for street and factory lighting because of the low investment costs. | Weighted energy consumption in 1000 hours | 88kWh
| 95 | Lighting | HID Lamps | Mercury Vapour Lamps | HQL MERCURY VAPOR LAMP 400W E40 6X1 | 2450532 | 4050300015071 | LEDVANCE | 0 | https://pim-kvc.soneparsea.com:3443/PictureServer/default.aspx/osram-4050300015071_Image1.jpg?9C8A989B93857379ACB4C7B7B3A45D68807A84788267606585758B76B1809D95B7AA8573BCA797 | https://pim-kvc.soneparsea.com:3443/PictureServer/default.aspx/osram-4050300015071_Datasheet1.pdf?9C8A989B93857379ACB4C7B7B3A45D68807A84788267606585758B76B17B91A8B1B8BCAAB7AB6162C0A9BA | HQL MERCURY VAPOR LAMP 400W E40 6X1 | Mercury vapor lamps (HLQ) are often used as light sources for street and factory lighting because of the low investment costs. | Average nominal lifespan | 24000h
| 96 | Lighting | LED Lamps | LED Lamps | UVC GERMICIDAL T8 TUBE G13 40W | 2456201 | LYTLSP000000010 | FEILO SYLVANIA | 0 | https://pim-kvc.soneparsea.com:3443/PictureServer/default.aspx/sylvania-lytlsp000000010_Image1.jpg?968A9D91A18A8980A686B0B8CBA3A695BEAEB572BEB0A4A0C3B5847582676064807684A49BA4919BB57682AFC29E | 0 | UVC GERMICIDAL T8 TUBE G13 40W | These lamps consist of a T8 tubular glass envelope and emit more than 85% of their energy in the UVC ultraviolet radiation with a peak at 253.7nm for germicidal action. Applications: Residential drinking water units, Stand alone air purifiers, Wall mounted air purification units, Ponds and Aquaria. | Lamp power | 40...40W
| 96 | Lighting | LED Lamps | LED Lamps | UVC GERMICIDAL T8 TUBE G13 40W | 2456201 | LYTLSP000000010 | FEILO SYLVANIA | 0 | https://pim-kvc.soneparsea.com:3443/PictureServer/default.aspx/sylvania-lytlsp000000010_Image1.jpg?968A9D91A18A8980A686B0B8CBA3A695BEAEB572BEB0A4A0C3B5847582676064807684A49BA4919BB57682AFC29E | 0 | UVC GERMICIDAL T8 TUBE G13 40W | These lamps consist of a T8 tubular glass envelope and emit more than 85% of their energy in the UVC ultraviolet radiation with a peak at 253.7nm for germicidal action. Applications: Residential drinking water units, Stand alone air purifiers, Wall mounted air purification units, Ponds and Aquaria. | Lamp shape | Tube, double-ended
| 96 | Lighting | LED Lamps | LED Lamps | UVC GERMICIDAL T8 TUBE G13 40W | 2456201 | LYTLSP000000010 | FEILO SYLVANIA | 0 | https://pim-kvc.soneparsea.com:3443/PictureServer/default.aspx/sylvania-lytlsp000000010_Image1.jpg?968A9D91A18A8980A686B0B8CBA3A695BEAEB572BEB0A4A0C3B5847582676064807684A49BA4919BB57682AFC29E | 0 | UVC GERMICIDAL T8 TUBE G13 40W | These lamps consist of a T8 tubular glass envelope and emit more than 85% of their energy in the UVC ultraviolet radiation with a peak at 253.7nm for germicidal action. Applications: Residential drinking water units, Stand alone air purifiers, Wall mounted air purification units, Ponds and Aquaria. | Socket | G13
| 96 | Lighting | LED Lamps | LED Lamps | UVC GERMICIDAL T8 TUBE G13 40W | 2456201 | LYTLSP000000010 | FEILO SYLVANIA | 0 | https://pim-kvc.soneparsea.com:3443/PictureServer/default.aspx/sylvania-lytlsp000000010_Image1.jpg?968A9D91A18A8980A686B0B8CBA3A695BEAEB572BEB0A4A0C3B5847582676064807684A49BA4919BB57682AFC29E | 0 | UVC GERMICIDAL T8 TUBE G13 40W | These lamps consist of a T8 tubular glass envelope and emit more than 85% of their energy in the UVC ultraviolet radiation with a peak at 253.7nm for germicidal action. Applications: Residential drinking water units, Stand alone air purifiers, Wall mounted air purification units, Ponds and Aquaria. | Lamp designation | T8
| 97 | Lighting | Halogen Lamps | with Reflector | 41870 WFL DECOSTAR 51 50W 12V GU5.3 100X1 E/ZH | 2457257 | 4008321281845 | LEDVANCE | 0 | https://pim-kvc.soneparsea.com:3443/PictureServer/default.aspx/osram-4008321281845_Image1.jpg?9C8A989B93857379ACB4C7B7B3A45D6880758C788468626C817D887AB1809D95B7AA8573BCA797 | https://pim-kvc.soneparsea.com:3443/PictureServer/default.aspx/osram-4008321281845_Datasheet1.pdf?9C8A989B93857379ACB4C7B7B3A45D6880758C788468626C817D887AB17B91A8B1B8BCAAB7AB6162C0A9BA | 41870 WFL DECOSTAR 51 50W 12V GU5.3 100X1 E/ZH | Separate control gear and light sources must be disposed of at certified disposal companies in accordance with Directive 2012/19/EU (WEEE) in the EU and with Waste Electrical and Electronic Equipment (WEEE) Regulations 2013 in the UK. For this purpose, collection points for recycling centres and take-back systems (CRSO) are available from retailers or private disposal companies, which accept separate control gear and light sources free of charge. In this way, raw materials are conserved and materials are recycled. | Lamp power | 50W
| 97 | Lighting | Halogen Lamps | with Reflector | 41870 WFL DECOSTAR 51 50W 12V GU5.3 100X1 E/ZH | 2457257 | 4008321281845 | LEDVANCE | 0 | https://pim-kvc.soneparsea.com:3443/PictureServer/default.aspx/osram-4008321281845_Image1.jpg?9C8A989B93857379ACB4C7B7B3A45D6880758C788468626C817D887AB1809D95B7AA8573BCA797 | https://pim-kvc.soneparsea.com:3443/PictureServer/default.aspx/osram-4008321281845_Datasheet1.pdf?9C8A989B93857379ACB4C7B7B3A45D6880758C788468626C817D887AB17B91A8B1B8BCAAB7AB6162C0A9BA | 41870 WFL DECOSTAR 51 50W 12V GU5.3 100X1 E/ZH | Separate control gear and light sources must be disposed of at certified disposal companies in accordance with Directive 2012/19/EU (WEEE) in the EU and with Waste Electrical and Electronic Equipment (WEEE) Regulations 2013 in the UK. For this purpose, collection points for recycling centres and take-back systems (CRSO) are available from retailers or private disposal companies, which accept separate control gear and light sources free of charge. In this way, raw materials are conserved and materials are recycled. | Lamp voltage | 12...12V
| 97 | Lighting | Halogen Lamps | with Reflector | 41870 WFL DECOSTAR 51 50W 12V GU5.3 100X1 E/ZH | 2457257 | 4008321281845 | LEDVANCE | 0 | https://pim-kvc.soneparsea.com:3443/PictureServer/default.aspx/osram-4008321281845_Image1.jpg?9C8A989B93857379ACB4C7B7B3A45D6880758C788468626C817D887AB1809D95B7AA8573BCA797 | https://pim-kvc.soneparsea.com:3443/PictureServer/default.aspx/osram-4008321281845_Datasheet1.pdf?9C8A989B93857379ACB4C7B7B3A45D6880758C788468626C817D887AB17B91A8B1B8BCAAB7AB6162C0A9BA | 41870 WFL DECOSTAR 51 50W 12V GU5.3 100X1 E/ZH | Separate control gear and light sources must be disposed of at certified disposal companies in accordance with Directive 2012/19/EU (WEEE) in the EU and with Waste Electrical and Electronic Equipment (WEEE) Regulations 2013 in the UK. For this purpose, collection points for recycling centres and take-back systems (CRSO) are available from retailers or private disposal companies, which accept separate control gear and light sources free of charge. In this way, raw materials are conserved and materials are recycled. | Socket | GU5.3
| 98 | Lighting | Halogen Lamps | with Reflector | 44865 WFL DECOSTAR 51S 35W 12V GU5.3 3000K | 2458563 | 4008321164858 | LEDVANCE | 0 | https://pim-kvc.soneparsea.com:3443/PictureServer/default.aspx/osram-4008321164858_Image1.jpg?9C8A989B93857379ACB4C7B7B3A45D6880758C788468616A847D897DB1809D95B7AA8573BCA797 | https://pim-kvc.soneparsea.com:3443/PictureServer/default.aspx/osram-4008321164858_Datasheet1.pdf?9C8A989B93857379ACB4C7B7B3A45D6880758C788468616A847D897DB17B91A8B1B8BCAAB7AB6162C0A9BA | 44865 WFL DECOSTAR 51S 35W 12V GU5.3 3000K | This product is a Halogen dichroic reflector lamps with 51 mm diameter that provides constant luminous intensity and constant color location throughout the lifetime suitable for use in general illumination Kitchen lighting,Dining table lighting,Mirror lighting, Workplace lighting Shops, Restaurants, hotels and similar prestigious applications. | Lamp power | 35W
| 98 | Lighting | Halogen Lamps | with Reflector | 44865 WFL DECOSTAR 51S 35W 12V GU5.3 3000K | 2458563 | 4008321164858 | LEDVANCE | 0 | https://pim-kvc.soneparsea.com:3443/PictureServer/default.aspx/osram-4008321164858_Image1.jpg?9C8A989B93857379ACB4C7B7B3A45D6880758C788468616A847D897DB1809D95B7AA8573BCA797 | https://pim-kvc.soneparsea.com:3443/PictureServer/default.aspx/osram-4008321164858_Datasheet1.pdf?9C8A989B93857379ACB4C7B7B3A45D6880758C788468616A847D897DB17B91A8B1B8BCAAB7AB6162C0A9BA | 44865 WFL DECOSTAR 51S 35W 12V GU5.3 3000K | This product is a Halogen dichroic reflector lamps with 51 mm diameter that provides constant luminous intensity and constant color location throughout the lifetime suitable for use in general illumination Kitchen lighting,Dining table lighting,Mirror lighting, Workplace lighting Shops, Restaurants, hotels and similar prestigious applications. | Lamp voltage | 12...12V
| 98 | Lighting | Halogen Lamps | with Reflector | 44865 WFL DECOSTAR 51S 35W 12V GU5.3 3000K | 2458563 | 4008321164858 | LEDVANCE | 0 | https://pim-kvc.soneparsea.com:3443/PictureServer/default.aspx/osram-4008321164858_Image1.jpg?9C8A989B93857379ACB4C7B7B3A45D6880758C788468616A847D897DB1809D95B7AA8573BCA797 | https://pim-kvc.soneparsea.com:3443/PictureServer/default.aspx/osram-4008321164858_Datasheet1.pdf?9C8A989B93857379ACB4C7B7B3A45D6880758C788468616A847D897DB17B91A8B1B8BCAAB7AB6162C0A9BA | 44865 WFL DECOSTAR 51S 35W 12V GU5.3 3000K | This product is a Halogen dichroic reflector lamps with 51 mm diameter that provides constant luminous intensity and constant color location throughout the lifetime suitable for use in general illumination Kitchen lighting,Dining table lighting,Mirror lighting, Workplace lighting Shops, Restaurants, hotels and similar prestigious applications. | Socket | GU5.3
| 98 | Lighting | Halogen Lamps | with Reflector | 44865 WFL DECOSTAR 51S 35W 12V GU5.3 3000K | 2458563 | 4008321164858 | LEDVANCE | 0 | https://pim-kvc.soneparsea.com:3443/PictureServer/default.aspx/osram-4008321164858_Image1.jpg?9C8A989B93857379ACB4C7B7B3A45D6880758C788468616A847D897DB1809D95B7AA8573BCA797 | https://pim-kvc.soneparsea.com:3443/PictureServer/default.aspx/osram-4008321164858_Datasheet1.pdf?9C8A989B93857379ACB4C7B7B3A45D6880758C788468616A847D897DB17B91A8B1B8BCAAB7AB6162C0A9BA | 44865 WFL DECOSTAR 51S 35W 12V GU5.3 3000K | This product is a Halogen dichroic reflector lamps with 51 mm diameter that provides constant luminous intensity and constant color location throughout the lifetime suitable for use in general illumination Kitchen lighting,Dining table lighting,Mirror lighting, Workplace lighting Shops, Restaurants, hotels and similar prestigious applications. | Colour temperature | 3000K
| 99 | Lighting | Halogen Lamps | with Reflector | 64820 ST FL 35W 230V GU10 FS1 | 2460430 | 4008321280121 | LEDVANCE | 0 | https://pim-kvc.soneparsea.com:3443/PictureServer/default.aspx/osram-4008321280121_Image1.jpg?9C8A989B93857379ACB4C7B7B3A45D6880758C788468626C80768676B1809D95B7AA8573BCA797 | https://pim-kvc.soneparsea.com:3443/PictureServer/default.aspx/osram-4008321280121_Datasheet1.pdf?9C8A989B93857379ACB4C7B7B3A45D6880758C788468626C80768676B17B91A8B1B8BCAAB7AB6162C0A9BA | 64820 ST FL 35W 230V GU10 FS1 | The Osram 64820 is a blister pack of two halogen spot lamps in 35 watts or 230 lumens. It features a 35-degree flood beam, provides instant light and is compatible with wall mounted dimmer switches. | Lamp power | 35W
| 99 | Lighting | Halogen Lamps | with Reflector | 64820 ST FL 35W 230V GU10 FS1 | 2460430 | 4008321280121 | LEDVANCE | 0 | https://pim-kvc.soneparsea.com:3443/PictureServer/default.aspx/osram-4008321280121_Image1.jpg?9C8A989B93857379ACB4C7B7B3A45D6880758C788468626C80768676B1809D95B7AA8573BCA797 | https://pim-kvc.soneparsea.com:3443/PictureServer/default.aspx/osram-4008321280121_Datasheet1.pdf?9C8A989B93857379ACB4C7B7B3A45D6880758C788468626C80768676B17B91A8B1B8BCAAB7AB6162C0A9BA | 64820 ST FL 35W 230V GU10 FS1 | The Osram 64820 is a blister pack of two halogen spot lamps in 35 watts or 230 lumens. It features a 35-degree flood beam, provides instant light and is compatible with wall mounted dimmer switches. | Lamp voltage | 230...230V
| 99 | Lighting | Halogen Lamps | with Reflector | 64820 ST FL 35W 230V GU10 FS1 | 2460430 | 4008321280121 | LEDVANCE | 0 | https://pim-kvc.soneparsea.com:3443/PictureServer/default.aspx/osram-4008321280121_Image1.jpg?9C8A989B93857379ACB4C7B7B3A45D6880758C788468626C80768676B1809D95B7AA8573BCA797 | https://pim-kvc.soneparsea.com:3443/PictureServer/default.aspx/osram-4008321280121_Datasheet1.pdf?9C8A989B93857379ACB4C7B7B3A45D6880758C788468626C80768676B17B91A8B1B8BCAAB7AB6162C0A9BA | 64820 ST FL 35W 230V GU10 FS1 | The Osram 64820 is a blister pack of two halogen spot lamps in 35 watts or 230 lumens. It features a 35-degree flood beam, provides instant light and is compatible with wall mounted dimmer switches. | Socket | GU10
| 100 | Lighting | Fluorescent Lamps | Compact Fluorescent Lamps | DULUX D/E 26W/830 G24Q-3 10X1 EN NCE | 2467930 | 4008321830494 | LEDVANCE | 0 | https://pim-kvc.soneparsea.com:3443/PictureServer/default.aspx/osram-4008321830494_Image1.jpg?9C8A989B93857379ACB4C7B7B3A45D6880758C788468686780798D79B1809D95B7AA8573BCA797 | https://pim-kvc.soneparsea.com:3443/PictureServer/default.aspx/osram-4008321830494_Datasheet1.pdf?9C8A989B93857379ACB4C7B7B3A45D6880758C788468686780798D79B17B91A8B1B8BCAAB7AB6162C0A9BA | DULUX D/E 26W/830 G24Q-3 10X1 EN NCE | Extremly economical. Good quality of light. Excellent luminous flux. Long service life. Improved maintenance. Average life: 10,000 h. Color rendering index R: 80…89. Short and compact pin-base lamp with double-turn tubes. Single-ended two-pin plug-in G24d base. Offices, public buildings. Shops. Supermarkets and department stores. Hotels, restaurants. Industry. Suitable for operation on conventional control gear. | Lamp power | 26W
| 100 | Lighting | Fluorescent Lamps | Compact Fluorescent Lamps | DULUX D/E 26W/830 G24Q-3 10X1 EN NCE | 2467930 | 4008321830494 | LEDVANCE | 0 | https://pim-kvc.soneparsea.com:3443/PictureServer/default.aspx/osram-4008321830494_Image1.jpg?9C8A989B93857379ACB4C7B7B3A45D6880758C788468686780798D79B1809D95B7AA8573BCA797 | https://pim-kvc.soneparsea.com:3443/PictureServer/default.aspx/osram-4008321830494_Datasheet1.pdf?9C8A989B93857379ACB4C7B7B3A45D6880758C788468686780798D79B17B91A8B1B8BCAAB7AB6162C0A9BA | DULUX D/E 26W/830 G24Q-3 10X1 EN NCE | Extremly economical. Good quality of light. Excellent luminous flux. Long service life. Improved maintenance. Average life: 10,000 h. Color rendering index R: 80…89. Short and compact pin-base lamp with double-turn tubes. Single-ended two-pin plug-in G24d base. Offices, public buildings. Shops. Supermarkets and department stores. Hotels, restaurants. Industry. Suitable for operation on conventional control gear. | Socket | G24q-3
| 100 | Lighting | Fluorescent Lamps | Compact Fluorescent Lamps | DULUX D/E 26W/830 G24Q-3 10X1 EN NCE | 2467930 | 4008321830494 | LEDVANCE | 0 | https://pim-kvc.soneparsea.com:3443/PictureServer/default.aspx/osram-4008321830494_Image1.jpg?9C8A989B93857379ACB4C7B7B3A45D6880758C788468686780798D79B1809D95B7AA8573BCA797 | https://pim-kvc.soneparsea.com:3443/PictureServer/default.aspx/osram-4008321830494_Datasheet1.pdf?9C8A989B93857379ACB4C7B7B3A45D6880758C788468686780798D79B17B91A8B1B8BCAAB7AB6162C0A9BA | DULUX D/E 26W/830 G24Q-3 10X1 EN NCE | Extremly economical. Good quality of light. Excellent luminous flux. Long service life. Improved maintenance. Average life: 10,000 h. Color rendering index R: 80…89. Short and compact pin-base lamp with double-turn tubes. Single-ended two-pin plug-in G24d base. Offices, public buildings. Shops. Supermarkets and department stores. Hotels, restaurants. Industry. Suitable for operation on conventional control gear. | Colour of light according to EN 12464-1 | Warm white <3300 K
| 100 | Lighting | Fluorescent Lamps | Compact Fluorescent Lamps | DULUX D/E 26W/830 G24Q-3 10X1 EN NCE | 2467930 | 4008321830494 | LEDVANCE | 0 | https://pim-kvc.soneparsea.com:3443/PictureServer/default.aspx/osram-4008321830494_Image1.jpg?9C8A989B93857379ACB4C7B7B3A45D6880758C788468686780798D79B1809D95B7AA8573BCA797 | https://pim-kvc.soneparsea.com:3443/PictureServer/default.aspx/osram-4008321830494_Datasheet1.pdf?9C8A989B93857379ACB4C7B7B3A45D6880758C788468686780798D79B17B91A8B1B8BCAAB7AB6162C0A9BA | DULUX D/E 26W/830 G24Q-3 10X1 EN NCE | Extremly economical. Good quality of light. Excellent luminous flux. Long service life. Improved maintenance. Average life: 10,000 h. Color rendering index R: 80…89. Short and compact pin-base lamp with double-turn tubes. Single-ended two-pin plug-in G24d base. Offices, public buildings. Shops. Supermarkets and department stores. Hotels, restaurants. Industry. Suitable for operation on conventional control gear. | Colour of light | 830
| 100 | Lighting | Fluorescent Lamps | Compact Fluorescent Lamps | DULUX D/E 26W/830 G24Q-3 10X1 EN NCE | 2467930 | 4008321830494 | LEDVANCE | 0 | https://pim-kvc.soneparsea.com:3443/PictureServer/default.aspx/osram-4008321830494_Image1.jpg?9C8A989B93857379ACB4C7B7B3A45D6880758C788468686780798D79B1809D95B7AA8573BCA797 | https://pim-kvc.soneparsea.com:3443/PictureServer/default.aspx/osram-4008321830494_Datasheet1.pdf?9C8A989B93857379ACB4C7B7B3A45D6880758C788468686780798D79B17B91A8B1B8BCAAB7AB6162C0A9BA | DULUX D/E 26W/830 G24Q-3 10X1 EN NCE | Extremly economical. Good quality of light. Excellent luminous flux. Long service life. Improved maintenance. Average life: 10,000 h. Color rendering index R: 80…89. Short and compact pin-base lamp with double-turn tubes. Single-ended two-pin plug-in G24d base. Offices, public buildings. Shops. Supermarkets and department stores. Hotels, restaurants. Industry. Suitable for operation on conventional control gear. | Integrated starter | yes
| 100 | Lighting | Fluorescent Lamps | Compact Fluorescent Lamps | DULUX D/E 26W/830 G24Q-3 10X1 EN NCE | 2467930 | 4008321830494 | LEDVANCE | 0 | https://pim-kvc.soneparsea.com:3443/PictureServer/default.aspx/osram-4008321830494_Image1.jpg?9C8A989B93857379ACB4C7B7B3A45D6880758C788468686780798D79B1809D95B7AA8573BCA797 | https://pim-kvc.soneparsea.com:3443/PictureServer/default.aspx/osram-4008321830494_Datasheet1.pdf?9C8A989B93857379ACB4C7B7B3A45D6880758C788468686780798D79B17B91A8B1B8BCAAB7AB6162C0A9BA | DULUX D/E 26W/830 G24Q-3 10X1 EN NCE | Extremly economical. Good quality of light. Excellent luminous flux. Long service life. Improved maintenance. Average life: 10,000 h. Color rendering index R: 80…89. Short and compact pin-base lamp with double-turn tubes. Single-ended two-pin plug-in G24d base. Offices, public buildings. Shops. Supermarkets and department stores. Hotels, restaurants. Industry. Suitable for operation on conventional control gear. | Amalgam technology | no
| 100 | Lighting | Fluorescent Lamps | Compact Fluorescent Lamps | DULUX D/E 26W/830 G24Q-3 10X1 EN NCE | 2467930 | 4008321830494 | LEDVANCE | 0 | https://pim-kvc.soneparsea.com:3443/PictureServer/default.aspx/osram-4008321830494_Image1.jpg?9C8A989B93857379ACB4C7B7B3A45D6880758C788468686780798D79B1809D95B7AA8573BCA797 | https://pim-kvc.soneparsea.com:3443/PictureServer/default.aspx/osram-4008321830494_Datasheet1.pdf?9C8A989B93857379ACB4C7B7B3A45D6880758C788468686780798D79B17B91A8B1B8BCAAB7AB6162C0A9BA | DULUX D/E 26W/830 G24Q-3 10X1 EN NCE | Extremly economical. Good quality of light. Excellent luminous flux. Long service life. Improved maintenance. Average life: 10,000 h. Color rendering index R: 80…89. Short and compact pin-base lamp with double-turn tubes. Single-ended two-pin plug-in G24d base. Offices, public buildings. Shops. Supermarkets and department stores. Hotels, restaurants. Industry. Suitable for operation on conventional control gear. | Colour | Other
| 100 | Lighting | Fluorescent Lamps | Compact Fluorescent Lamps | DULUX D/E 26W/830 G24Q-3 10X1 EN NCE | 2467930 | 4008321830494 | LEDVANCE | 0 | https://pim-kvc.soneparsea.com:3443/PictureServer/default.aspx/osram-4008321830494_Image1.jpg?9C8A989B93857379ACB4C7B7B3A45D6880758C788468686780798D79B1809D95B7AA8573BCA797 | https://pim-kvc.soneparsea.com:3443/PictureServer/default.aspx/osram-4008321830494_Datasheet1.pdf?9C8A989B93857379ACB4C7B7B3A45D6880758C788468686780798D79B17B91A8B1B8BCAAB7AB6162C0A9BA | DULUX D/E 26W/830 G24Q-3 10X1 EN NCE | Extremly economical. Good quality of light. Excellent luminous flux. Long service life. Improved maintenance. Average life: 10,000 h. Color rendering index R: 80…89. Short and compact pin-base lamp with double-turn tubes. Single-ended two-pin plug-in G24d base. Offices, public buildings. Shops. Supermarkets and department stores. Hotels, restaurants. Industry. Suitable for operation on conventional control gear. | Number of lighting tubes | 2
| 100 | Lighting | Fluorescent Lamps | Compact Fluorescent Lamps | DULUX D/E 26W/830 G24Q-3 10X1 EN NCE | 2467930 | 4008321830494 | LEDVANCE | 0 | https://pim-kvc.soneparsea.com:3443/PictureServer/default.aspx/osram-4008321830494_Image1.jpg?9C8A989B93857379ACB4C7B7B3A45D6880758C788468686780798D79B1809D95B7AA8573BCA797 | https://pim-kvc.soneparsea.com:3443/PictureServer/default.aspx/osram-4008321830494_Datasheet1.pdf?9C8A989B93857379ACB4C7B7B3A45D6880758C788468686780798D79B17B91A8B1B8BCAAB7AB6162C0A9BA | DULUX D/E 26W/830 G24Q-3 10X1 EN NCE | Extremly economical. Good quality of light. Excellent luminous flux. Long service life. Improved maintenance. Average life: 10,000 h. Color rendering index R: 80…89. Short and compact pin-base lamp with double-turn tubes. Single-ended two-pin plug-in G24d base. Offices, public buildings. Shops. Supermarkets and department stores. Hotels, restaurants. Industry. Suitable for operation on conventional control gear. | Suitable for electronic ballast | no
| 100 | Lighting | Fluorescent Lamps | Compact Fluorescent Lamps | DULUX D/E 26W/830 G24Q-3 10X1 EN NCE | 2467930 | 4008321830494 | LEDVANCE | 0 | https://pim-kvc.soneparsea.com:3443/PictureServer/default.aspx/osram-4008321830494_Image1.jpg?9C8A989B93857379ACB4C7B7B3A45D6880758C788468686780798D79B1809D95B7AA8573BCA797 | https://pim-kvc.soneparsea.com:3443/PictureServer/default.aspx/osram-4008321830494_Datasheet1.pdf?9C8A989B93857379ACB4C7B7B3A45D6880758C788468686780798D79B17B91A8B1B8BCAAB7AB6162C0A9BA | DULUX D/E 26W/830 G24Q-3 10X1 EN NCE | Extremly economical. Good quality of light. Excellent luminous flux. Long service life. Improved maintenance. Average life: 10,000 h. Color rendering index R: 80…89. Short and compact pin-base lamp with double-turn tubes. Single-ended two-pin plug-in G24d base. Offices, public buildings. Shops. Supermarkets and department stores. Hotels, restaurants. Industry. Suitable for operation on conventional control gear. | Average nominal lifespan | 10000h
| 101 | Lighting | LED Lamps | LED Lamps | ECO TOLEDO A60 12.5W E27 6500K V3 AST | 2474207 | LYLLBA000000061 | FEILO SYLVANIA | 0 | https://pim-kvc.soneparsea.com:3443/PictureServer/default.aspx/SYLVANIA-LYLLBA000000061_Image1.jpg?968A9D91A18A8980A686B098AB8386759E8E95729E907C809286847582676064807B85A49BA4919BB57682AFC29E | https://pim-kvc.soneparsea.com:3443/PictureServer/default.aspx/sylvania-eco-toledo-series_Datasheet1.pdf?968A9D91A18A8980A686B0B8CBA3A695BEAEB572B79A9F61C4B4C0AAB6A65DA7B5B7BDAAC5967495C4A6C7ADB79CA4657EB5B8AB | ECO TOLEDO A60 12.5W E27 6500K V3 AST | The LED bulb generates high brightness with low power consumption and long-lasting service life. The bulb diffuses eye-comforting DAYLIGHT shade to brighten up your spaces. It is free from UV and mercury for safe use. The product is made of lightweight material, making it easy to install. | Lamp power | 12...12.5W
| 101 | Lighting | LED Lamps | LED Lamps | ECO TOLEDO A60 12.5W E27 6500K V3 AST | 2474207 | LYLLBA000000061 | FEILO SYLVANIA | 0 | https://pim-kvc.soneparsea.com:3443/PictureServer/default.aspx/SYLVANIA-LYLLBA000000061_Image1.jpg?968A9D91A18A8980A686B098AB8386759E8E95729E907C809286847582676064807B85A49BA4919BB57682AFC29E | https://pim-kvc.soneparsea.com:3443/PictureServer/default.aspx/sylvania-eco-toledo-series_Datasheet1.pdf?968A9D91A18A8980A686B0B8CBA3A695BEAEB572B79A9F61C4B4C0AAB6A65DA7B5B7BDAAC5967495C4A6C7ADB79CA4657EB5B8AB | ECO TOLEDO A60 12.5W E27 6500K V3 AST | The LED bulb generates high brightness with low power consumption and long-lasting service life. The bulb diffuses eye-comforting DAYLIGHT shade to brighten up your spaces. It is free from UV and mercury for safe use. The product is made of lightweight material, making it easy to install. | Lamp shape | Pear-shape
| 101 | Lighting | LED Lamps | LED Lamps | ECO TOLEDO A60 12.5W E27 6500K V3 AST | 2474207 | LYLLBA000000061 | FEILO SYLVANIA | 0 | https://pim-kvc.soneparsea.com:3443/PictureServer/default.aspx/SYLVANIA-LYLLBA000000061_Image1.jpg?968A9D91A18A8980A686B098AB8386759E8E95729E907C809286847582676064807B85A49BA4919BB57682AFC29E | https://pim-kvc.soneparsea.com:3443/PictureServer/default.aspx/sylvania-eco-toledo-series_Datasheet1.pdf?968A9D91A18A8980A686B0B8CBA3A695BEAEB572B79A9F61C4B4C0AAB6A65DA7B5B7BDAAC5967495C4A6C7ADB79CA4657EB5B8AB | ECO TOLEDO A60 12.5W E27 6500K V3 AST | The LED bulb generates high brightness with low power consumption and long-lasting service life. The bulb diffuses eye-comforting DAYLIGHT shade to brighten up your spaces. It is free from UV and mercury for safe use. The product is made of lightweight material, making it easy to install. | Socket | E27
| 101 | Lighting | LED Lamps | LED Lamps | ECO TOLEDO A60 12.5W E27 6500K V3 AST | 2474207 | LYLLBA000000061 | FEILO SYLVANIA | 0 | https://pim-kvc.soneparsea.com:3443/PictureServer/default.aspx/SYLVANIA-LYLLBA000000061_Image1.jpg?968A9D91A18A8980A686B098AB8386759E8E95729E907C809286847582676064807B85A49BA4919BB57682AFC29E | https://pim-kvc.soneparsea.com:3443/PictureServer/default.aspx/sylvania-eco-toledo-series_Datasheet1.pdf?968A9D91A18A8980A686B0B8CBA3A695BEAEB572B79A9F61C4B4C0AAB6A65DA7B5B7BDAAC5967495C4A6C7ADB79CA4657EB5B8AB | ECO TOLEDO A60 12.5W E27 6500K V3 AST | The LED bulb generates high brightness with low power consumption and long-lasting service life. The bulb diffuses eye-comforting DAYLIGHT shade to brighten up your spaces. It is free from UV and mercury for safe use. The product is made of lightweight material, making it easy to install. | Colour | White
| 101 | Lighting | LED Lamps | LED Lamps | ECO TOLEDO A60 12.5W E27 6500K V3 AST | 2474207 | LYLLBA000000061 | FEILO SYLVANIA | 0 | https://pim-kvc.soneparsea.com:3443/PictureServer/default.aspx/SYLVANIA-LYLLBA000000061_Image1.jpg?968A9D91A18A8980A686B098AB8386759E8E95729E907C809286847582676064807B85A49BA4919BB57682AFC29E | https://pim-kvc.soneparsea.com:3443/PictureServer/default.aspx/sylvania-eco-toledo-series_Datasheet1.pdf?968A9D91A18A8980A686B0B8CBA3A695BEAEB572B79A9F61C4B4C0AAB6A65DA7B5B7BDAAC5967495C4A6C7ADB79CA4657EB5B8AB | ECO TOLEDO A60 12.5W E27 6500K V3 AST | The LED bulb generates high brightness with low power consumption and long-lasting service life. The bulb diffuses eye-comforting DAYLIGHT shade to brighten up your spaces. It is free from UV and mercury for safe use. The product is made of lightweight material, making it easy to install. | Colour temperature | 6500...6500K
| 101 | Lighting | LED Lamps | LED Lamps | ECO TOLEDO A60 12.5W E27 6500K V3 AST | 2474207 | LYLLBA000000061 | FEILO SYLVANIA | 0 | https://pim-kvc.soneparsea.com:3443/PictureServer/default.aspx/SYLVANIA-LYLLBA000000061_Image1.jpg?968A9D91A18A8980A686B098AB8386759E8E95729E907C809286847582676064807B85A49BA4919BB57682AFC29E | https://pim-kvc.soneparsea.com:3443/PictureServer/default.aspx/sylvania-eco-toledo-series_Datasheet1.pdf?968A9D91A18A8980A686B0B8CBA3A695BEAEB572B79A9F61C4B4C0AAB6A65DA7B5B7BDAAC5967495C4A6C7ADB79CA4657EB5B8AB | ECO TOLEDO A60 12.5W E27 6500K V3 AST | The LED bulb generates high brightness with low power consumption and long-lasting service life. The bulb diffuses eye-comforting DAYLIGHT shade to brighten up your spaces. It is free from UV and mercury for safe use. The product is made of lightweight material, making it easy to install. | Colour housing | White
| 102 | Lighting | LED Lamps | LED Lamps | HARMONY XVM OPTIMUM SUPER BRIGHT LED BULB 230V GREEN | 2474301 | DL2EDM3SB | SCHNEIDER ELECTRIC | 1670 | https://pim-kvc.soneparsea.com:3443/PictureServer/default.aspx/schneiderelectric-dl2edm3sb_Image1.jpg?A3889C9397807479A2A1C7A8BAA5959DB4AAC6AABE9C93A8C2AEB772B6A36299B4B287B8B49679A1B1ACB97680A1A09B | https://pim-kvc.soneparsea.com:3443/PictureServer/default.aspx/schneider-DL2EDM3SB_Datasheet1.pdf?A3889C9397807479A2A1C7A8BAA5959DB4AAC672968362799492879894967495C4A6C7ADB79CA4657EB5B8AB | HARMONY XVM OPTIMUM SUPER BRIGHT LED BULB 230V GREEN | Harmony XVM dedicated to simple applications in a protected environment, this economical and compact offer (Ø 45 mm, buzzer integrated in the base unit) is available in 2 forms: complete or separate units for customer assembly. Simple to use and install, the modular units stack vertically by simply interlocking (rotary action without using tool). | Nominal voltage | 230...230V
| 102 | Lighting | LED Lamps | LED Lamps | HARMONY XVM OPTIMUM SUPER BRIGHT LED BULB 230V GREEN | 2474301 | DL2EDM3SB | SCHNEIDER ELECTRIC | 1670 | https://pim-kvc.soneparsea.com:3443/PictureServer/default.aspx/schneiderelectric-dl2edm3sb_Image1.jpg?A3889C9397807479A2A1C7A8BAA5959DB4AAC6AABE9C93A8C2AEB772B6A36299B4B287B8B49679A1B1ACB97680A1A09B | https://pim-kvc.soneparsea.com:3443/PictureServer/default.aspx/schneider-DL2EDM3SB_Datasheet1.pdf?A3889C9397807479A2A1C7A8BAA5959DB4AAC672968362799492879894967495C4A6C7ADB79CA4657EB5B8AB | HARMONY XVM OPTIMUM SUPER BRIGHT LED BULB 230V GREEN | Harmony XVM dedicated to simple applications in a protected environment, this economical and compact offer (Ø 45 mm, buzzer integrated in the base unit) is available in 2 forms: complete or separate units for customer assembly. Simple to use and install, the modular units stack vertically by simply interlocking (rotary action without using tool). | Voltage type | AC/DC
| 102 | Lighting | LED Lamps | LED Lamps | HARMONY XVM OPTIMUM SUPER BRIGHT LED BULB 230V GREEN | 2474301 | DL2EDM3SB | SCHNEIDER ELECTRIC | 1670 | https://pim-kvc.soneparsea.com:3443/PictureServer/default.aspx/schneiderelectric-dl2edm3sb_Image1.jpg?A3889C9397807479A2A1C7A8BAA5959DB4AAC6AABE9C93A8C2AEB772B6A36299B4B287B8B49679A1B1ACB97680A1A09B | https://pim-kvc.soneparsea.com:3443/PictureServer/default.aspx/schneider-DL2EDM3SB_Datasheet1.pdf?A3889C9397807479A2A1C7A8BAA5959DB4AAC672968362799492879894967495C4A6C7ADB79CA4657EB5B8AB | HARMONY XVM OPTIMUM SUPER BRIGHT LED BULB 230V GREEN | Harmony XVM dedicated to simple applications in a protected environment, this economical and compact offer (Ø 45 mm, buzzer integrated in the base unit) is available in 2 forms: complete or separate units for customer assembly. Simple to use and install, the modular units stack vertically by simply interlocking (rotary action without using tool). | Luminous intensity | 900cd
| 102 | Lighting | LED Lamps | LED Lamps | HARMONY XVM OPTIMUM SUPER BRIGHT LED BULB 230V GREEN | 2474301 | DL2EDM3SB | SCHNEIDER ELECTRIC | 1670 | https://pim-kvc.soneparsea.com:3443/PictureServer/default.aspx/schneiderelectric-dl2edm3sb_Image1.jpg?A3889C9397807479A2A1C7A8BAA5959DB4AAC6AABE9C93A8C2AEB772B6A36299B4B287B8B49679A1B1ACB97680A1A09B | https://pim-kvc.soneparsea.com:3443/PictureServer/default.aspx/schneider-DL2EDM3SB_Datasheet1.pdf?A3889C9397807479A2A1C7A8BAA5959DB4AAC672968362799492879894967495C4A6C7ADB79CA4657EB5B8AB | HARMONY XVM OPTIMUM SUPER BRIGHT LED BULB 230V GREEN | Harmony XVM dedicated to simple applications in a protected environment, this economical and compact offer (Ø 45 mm, buzzer integrated in the base unit) is available in 2 forms: complete or separate units for customer assembly. Simple to use and install, the modular units stack vertically by simply interlocking (rotary action without using tool). | Colour rendering index CRI | 20-39
| 102 | Lighting | LED Lamps | LED Lamps | HARMONY XVM OPTIMUM SUPER BRIGHT LED BULB 230V GREEN | 2474301 | DL2EDM3SB | SCHNEIDER ELECTRIC | 1670 | https://pim-kvc.soneparsea.com:3443/PictureServer/default.aspx/schneiderelectric-dl2edm3sb_Image1.jpg?A3889C9397807479A2A1C7A8BAA5959DB4AAC6AABE9C93A8C2AEB772B6A36299B4B287B8B49679A1B1ACB97680A1A09B | https://pim-kvc.soneparsea.com:3443/PictureServer/default.aspx/schneider-DL2EDM3SB_Datasheet1.pdf?A3889C9397807479A2A1C7A8BAA5959DB4AAC672968362799492879894967495C4A6C7ADB79CA4657EB5B8AB | HARMONY XVM OPTIMUM SUPER BRIGHT LED BULB 230V GREEN | Harmony XVM dedicated to simple applications in a protected environment, this economical and compact offer (Ø 45 mm, buzzer integrated in the base unit) is available in 2 forms: complete or separate units for customer assembly. Simple to use and install, the modular units stack vertically by simply interlocking (rotary action without using tool). | Lamp shape | Other
| 102 | Lighting | LED Lamps | LED Lamps | HARMONY XVM OPTIMUM SUPER BRIGHT LED BULB 230V GREEN | 2474301 | DL2EDM3SB | SCHNEIDER ELECTRIC | 1670 | https://pim-kvc.soneparsea.com:3443/PictureServer/default.aspx/schneiderelectric-dl2edm3sb_Image1.jpg?A3889C9397807479A2A1C7A8BAA5959DB4AAC6AABE9C93A8C2AEB772B6A36299B4B287B8B49679A1B1ACB97680A1A09B | https://pim-kvc.soneparsea.com:3443/PictureServer/default.aspx/schneider-DL2EDM3SB_Datasheet1.pdf?A3889C9397807479A2A1C7A8BAA5959DB4AAC672968362799492879894967495C4A6C7ADB79CA4657EB5B8AB | HARMONY XVM OPTIMUM SUPER BRIGHT LED BULB 230V GREEN | Harmony XVM dedicated to simple applications in a protected environment, this economical and compact offer (Ø 45 mm, buzzer integrated in the base unit) is available in 2 forms: complete or separate units for customer assembly. Simple to use and install, the modular units stack vertically by simply interlocking (rotary action without using tool). | Filament lamp | no
| 102 | Lighting | LED Lamps | LED Lamps | HARMONY XVM OPTIMUM SUPER BRIGHT LED BULB 230V GREEN | 2474301 | DL2EDM3SB | SCHNEIDER ELECTRIC | 1670 | https://pim-kvc.soneparsea.com:3443/PictureServer/default.aspx/schneiderelectric-dl2edm3sb_Image1.jpg?A3889C9397807479A2A1C7A8BAA5959DB4AAC6AABE9C93A8C2AEB772B6A36299B4B287B8B49679A1B1ACB97680A1A09B | https://pim-kvc.soneparsea.com:3443/PictureServer/default.aspx/schneider-DL2EDM3SB_Datasheet1.pdf?A3889C9397807479A2A1C7A8BAA5959DB4AAC672968362799492879894967495C4A6C7ADB79CA4657EB5B8AB | HARMONY XVM OPTIMUM SUPER BRIGHT LED BULB 230V GREEN | Harmony XVM dedicated to simple applications in a protected environment, this economical and compact offer (Ø 45 mm, buzzer integrated in the base unit) is available in 2 forms: complete or separate units for customer assembly. Simple to use and install, the modular units stack vertically by simply interlocking (rotary action without using tool). | Type of glass/cover | Clear
| 102 | Lighting | LED Lamps | LED Lamps | HARMONY XVM OPTIMUM SUPER BRIGHT LED BULB 230V GREEN | 2474301 | DL2EDM3SB | SCHNEIDER ELECTRIC | 1670 | https://pim-kvc.soneparsea.com:3443/PictureServer/default.aspx/schneiderelectric-dl2edm3sb_Image1.jpg?A3889C9397807479A2A1C7A8BAA5959DB4AAC6AABE9C93A8C2AEB772B6A36299B4B287B8B49679A1B1ACB97680A1A09B | https://pim-kvc.soneparsea.com:3443/PictureServer/default.aspx/schneider-DL2EDM3SB_Datasheet1.pdf?A3889C9397807479A2A1C7A8BAA5959DB4AAC672968362799492879894967495C4A6C7ADB79CA4657EB5B8AB | HARMONY XVM OPTIMUM SUPER BRIGHT LED BULB 230V GREEN | Harmony XVM dedicated to simple applications in a protected environment, this economical and compact offer (Ø 45 mm, buzzer integrated in the base unit) is available in 2 forms: complete or separate units for customer assembly. Simple to use and install, the modular units stack vertically by simply interlocking (rotary action without using tool). | Socket | BA15d
| 102 | Lighting | LED Lamps | LED Lamps | HARMONY XVM OPTIMUM SUPER BRIGHT LED BULB 230V GREEN | 2474301 | DL2EDM3SB | SCHNEIDER ELECTRIC | 1670 | https://pim-kvc.soneparsea.com:3443/PictureServer/default.aspx/schneiderelectric-dl2edm3sb_Image1.jpg?A3889C9397807479A2A1C7A8BAA5959DB4AAC6AABE9C93A8C2AEB772B6A36299B4B287B8B49679A1B1ACB97680A1A09B | https://pim-kvc.soneparsea.com:3443/PictureServer/default.aspx/schneider-DL2EDM3SB_Datasheet1.pdf?A3889C9397807479A2A1C7A8BAA5959DB4AAC672968362799492879894967495C4A6C7ADB79CA4657EB5B8AB | HARMONY XVM OPTIMUM SUPER BRIGHT LED BULB 230V GREEN | Harmony XVM dedicated to simple applications in a protected environment, this economical and compact offer (Ø 45 mm, buzzer integrated in the base unit) is available in 2 forms: complete or separate units for customer assembly. Simple to use and install, the modular units stack vertically by simply interlocking (rotary action without using tool). | Colour | Green
| 102 | Lighting | LED Lamps | LED Lamps | HARMONY XVM OPTIMUM SUPER BRIGHT LED BULB 230V GREEN | 2474301 | DL2EDM3SB | SCHNEIDER ELECTRIC | 1670 | https://pim-kvc.soneparsea.com:3443/PictureServer/default.aspx/schneiderelectric-dl2edm3sb_Image1.jpg?A3889C9397807479A2A1C7A8BAA5959DB4AAC6AABE9C93A8C2AEB772B6A36299B4B287B8B49679A1B1ACB97680A1A09B | https://pim-kvc.soneparsea.com:3443/PictureServer/default.aspx/schneider-DL2EDM3SB_Datasheet1.pdf?A3889C9397807479A2A1C7A8BAA5959DB4AAC672968362799492879894967495C4A6C7ADB79CA4657EB5B8AB | HARMONY XVM OPTIMUM SUPER BRIGHT LED BULB 230V GREEN | Harmony XVM dedicated to simple applications in a protected environment, this economical and compact offer (Ø 45 mm, buzzer integrated in the base unit) is available in 2 forms: complete or separate units for customer assembly. Simple to use and install, the modular units stack vertically by simply interlocking (rotary action without using tool). | Colour housing | Grey
| 102 | Lighting | LED Lamps | LED Lamps | HARMONY XVM OPTIMUM SUPER BRIGHT LED BULB 230V GREEN | 2474301 | DL2EDM3SB | SCHNEIDER ELECTRIC | 1670 | https://pim-kvc.soneparsea.com:3443/PictureServer/default.aspx/schneiderelectric-dl2edm3sb_Image1.jpg?A3889C9397807479A2A1C7A8BAA5959DB4AAC6AABE9C93A8C2AEB772B6A36299B4B287B8B49679A1B1ACB97680A1A09B | https://pim-kvc.soneparsea.com:3443/PictureServer/default.aspx/schneider-DL2EDM3SB_Datasheet1.pdf?A3889C9397807479A2A1C7A8BAA5959DB4AAC672968362799492879894967495C4A6C7ADB79CA4657EB5B8AB | HARMONY XVM OPTIMUM SUPER BRIGHT LED BULB 230V GREEN | Harmony XVM dedicated to simple applications in a protected environment, this economical and compact offer (Ø 45 mm, buzzer integrated in the base unit) is available in 2 forms: complete or separate units for customer assembly. Simple to use and install, the modular units stack vertically by simply interlocking (rotary action without using tool). | Dimmable | no
| 102 | Lighting | LED Lamps | LED Lamps | HARMONY XVM OPTIMUM SUPER BRIGHT LED BULB 230V GREEN | 2474301 | DL2EDM3SB | SCHNEIDER ELECTRIC | 1670 | https://pim-kvc.soneparsea.com:3443/PictureServer/default.aspx/schneiderelectric-dl2edm3sb_Image1.jpg?A3889C9397807479A2A1C7A8BAA5959DB4AAC6AABE9C93A8C2AEB772B6A36299B4B287B8B49679A1B1ACB97680A1A09B | https://pim-kvc.soneparsea.com:3443/PictureServer/default.aspx/schneider-DL2EDM3SB_Datasheet1.pdf?A3889C9397807479A2A1C7A8BAA5959DB4AAC672968362799492879894967495C4A6C7ADB79CA4657EB5B8AB | HARMONY XVM OPTIMUM SUPER BRIGHT LED BULB 230V GREEN | Harmony XVM dedicated to simple applications in a protected environment, this economical and compact offer (Ø 45 mm, buzzer integrated in the base unit) is available in 2 forms: complete or separate units for customer assembly. Simple to use and install, the modular units stack vertically by simply interlocking (rotary action without using tool). | Diameter | 0mm
| 102 | Lighting | LED Lamps | LED Lamps | HARMONY XVM OPTIMUM SUPER BRIGHT LED BULB 230V GREEN | 2474301 | DL2EDM3SB | SCHNEIDER ELECTRIC | 1670 | https://pim-kvc.soneparsea.com:3443/PictureServer/default.aspx/schneiderelectric-dl2edm3sb_Image1.jpg?A3889C9397807479A2A1C7A8BAA5959DB4AAC6AABE9C93A8C2AEB772B6A36299B4B287B8B49679A1B1ACB97680A1A09B | https://pim-kvc.soneparsea.com:3443/PictureServer/default.aspx/schneider-DL2EDM3SB_Datasheet1.pdf?A3889C9397807479A2A1C7A8BAA5959DB4AAC672968362799492879894967495C4A6C7ADB79CA4657EB5B8AB | HARMONY XVM OPTIMUM SUPER BRIGHT LED BULB 230V GREEN | Harmony XVM dedicated to simple applications in a protected environment, this economical and compact offer (Ø 45 mm, buzzer integrated in the base unit) is available in 2 forms: complete or separate units for customer assembly. Simple to use and install, the modular units stack vertically by simply interlocking (rotary action without using tool). | Length | 0mm
| 102 | Lighting | LED Lamps | LED Lamps | HARMONY XVM OPTIMUM SUPER BRIGHT LED BULB 230V GREEN | 2474301 | DL2EDM3SB | SCHNEIDER ELECTRIC | 1670 | https://pim-kvc.soneparsea.com:3443/PictureServer/default.aspx/schneiderelectric-dl2edm3sb_Image1.jpg?A3889C9397807479A2A1C7A8BAA5959DB4AAC6AABE9C93A8C2AEB772B6A36299B4B287B8B49679A1B1ACB97680A1A09B | https://pim-kvc.soneparsea.com:3443/PictureServer/default.aspx/schneider-DL2EDM3SB_Datasheet1.pdf?A3889C9397807479A2A1C7A8BAA5959DB4AAC672968362799492879894967495C4A6C7ADB79CA4657EB5B8AB | HARMONY XVM OPTIMUM SUPER BRIGHT LED BULB 230V GREEN | Harmony XVM dedicated to simple applications in a protected environment, this economical and compact offer (Ø 45 mm, buzzer integrated in the base unit) is available in 2 forms: complete or separate units for customer assembly. Simple to use and install, the modular units stack vertically by simply interlocking (rotary action without using tool). | Degree of protection (IP) | Other
| 102 | Lighting | LED Lamps | LED Lamps | HARMONY XVM OPTIMUM SUPER BRIGHT LED BULB 230V GREEN | 2474301 | DL2EDM3SB | SCHNEIDER ELECTRIC | 1670 | https://pim-kvc.soneparsea.com:3443/PictureServer/default.aspx/schneiderelectric-dl2edm3sb_Image1.jpg?A3889C9397807479A2A1C7A8BAA5959DB4AAC6AABE9C93A8C2AEB772B6A36299B4B287B8B49679A1B1ACB97680A1A09B | https://pim-kvc.soneparsea.com:3443/PictureServer/default.aspx/schneider-DL2EDM3SB_Datasheet1.pdf?A3889C9397807479A2A1C7A8BAA5959DB4AAC672968362799492879894967495C4A6C7ADB79CA4657EB5B8AB | HARMONY XVM OPTIMUM SUPER BRIGHT LED BULB 230V GREEN | Harmony XVM dedicated to simple applications in a protected environment, this economical and compact offer (Ø 45 mm, buzzer integrated in the base unit) is available in 2 forms: complete or separate units for customer assembly. Simple to use and install, the modular units stack vertically by simply interlocking (rotary action without using tool). | Lamp designation | Other
| 102 | Lighting | LED Lamps | LED Lamps | HARMONY XVM OPTIMUM SUPER BRIGHT LED BULB 230V GREEN | 2474301 | DL2EDM3SB | SCHNEIDER ELECTRIC | 1670 | https://pim-kvc.soneparsea.com:3443/PictureServer/default.aspx/schneiderelectric-dl2edm3sb_Image1.jpg?A3889C9397807479A2A1C7A8BAA5959DB4AAC6AABE9C93A8C2AEB772B6A36299B4B287B8B49679A1B1ACB97680A1A09B | https://pim-kvc.soneparsea.com:3443/PictureServer/default.aspx/schneider-DL2EDM3SB_Datasheet1.pdf?A3889C9397807479A2A1C7A8BAA5959DB4AAC672968362799492879894967495C4A6C7ADB79CA4657EB5B8AB | HARMONY XVM OPTIMUM SUPER BRIGHT LED BULB 230V GREEN | Harmony XVM dedicated to simple applications in a protected environment, this economical and compact offer (Ø 45 mm, buzzer integrated in the base unit) is available in 2 forms: complete or separate units for customer assembly. Simple to use and install, the modular units stack vertically by simply interlocking (rotary action without using tool). | Energy efficiency class | A++
| 102 | Lighting | LED Lamps | LED Lamps | HARMONY XVM OPTIMUM SUPER BRIGHT LED BULB 230V GREEN | 2474301 | DL2EDM3SB | SCHNEIDER ELECTRIC | 1670 | https://pim-kvc.soneparsea.com:3443/PictureServer/default.aspx/schneiderelectric-dl2edm3sb_Image1.jpg?A3889C9397807479A2A1C7A8BAA5959DB4AAC6AABE9C93A8C2AEB772B6A36299B4B287B8B49679A1B1ACB97680A1A09B | https://pim-kvc.soneparsea.com:3443/PictureServer/default.aspx/schneider-DL2EDM3SB_Datasheet1.pdf?A3889C9397807479A2A1C7A8BAA5959DB4AAC672968362799492879894967495C4A6C7ADB79CA4657EB5B8AB | HARMONY XVM OPTIMUM SUPER BRIGHT LED BULB 230V GREEN | Harmony XVM dedicated to simple applications in a protected environment, this economical and compact offer (Ø 45 mm, buzzer integrated in the base unit) is available in 2 forms: complete or separate units for customer assembly. Simple to use and install, the modular units stack vertically by simply interlocking (rotary action without using tool). | Weighted energy consumption in 1000 hours | 0kWh
| 102 | Lighting | LED Lamps | LED Lamps | HARMONY XVM OPTIMUM SUPER BRIGHT LED BULB 230V GREEN | 2474301 | DL2EDM3SB | SCHNEIDER ELECTRIC | 1670 | https://pim-kvc.soneparsea.com:3443/PictureServer/default.aspx/schneiderelectric-dl2edm3sb_Image1.jpg?A3889C9397807479A2A1C7A8BAA5959DB4AAC6AABE9C93A8C2AEB772B6A36299B4B287B8B49679A1B1ACB97680A1A09B | https://pim-kvc.soneparsea.com:3443/PictureServer/default.aspx/schneider-DL2EDM3SB_Datasheet1.pdf?A3889C9397807479A2A1C7A8BAA5959DB4AAC672968362799492879894967495C4A6C7ADB79CA4657EB5B8AB | HARMONY XVM OPTIMUM SUPER BRIGHT LED BULB 230V GREEN | Harmony XVM dedicated to simple applications in a protected environment, this economical and compact offer (Ø 45 mm, buzzer integrated in the base unit) is available in 2 forms: complete or separate units for customer assembly. Simple to use and install, the modular units stack vertically by simply interlocking (rotary action without using tool). | Average nominal lifespan | 0h
| 102 | Lighting | LED Lamps | LED Lamps | HARMONY XVM OPTIMUM SUPER BRIGHT LED BULB 230V GREEN | 2474301 | DL2EDM3SB | SCHNEIDER ELECTRIC | 1670 | https://pim-kvc.soneparsea.com:3443/PictureServer/default.aspx/schneiderelectric-dl2edm3sb_Image1.jpg?A3889C9397807479A2A1C7A8BAA5959DB4AAC6AABE9C93A8C2AEB772B6A36299B4B287B8B49679A1B1ACB97680A1A09B | https://pim-kvc.soneparsea.com:3443/PictureServer/default.aspx/schneider-DL2EDM3SB_Datasheet1.pdf?A3889C9397807479A2A1C7A8BAA5959DB4AAC672968362799492879894967495C4A6C7ADB79CA4657EB5B8AB | HARMONY XVM OPTIMUM SUPER BRIGHT LED BULB 230V GREEN | Harmony XVM dedicated to simple applications in a protected environment, this economical and compact offer (Ø 45 mm, buzzer integrated in the base unit) is available in 2 forms: complete or separate units for customer assembly. Simple to use and install, the modular units stack vertically by simply interlocking (rotary action without using tool). | With remote control | no
| 103 | Lighting | LED Lamps | LED Lamps | ECO TOLEDO A60 12.5W E27 2700K V3 AST | 2474487 | LYLLBA000000059 | FEILO SYLVANIA | 0 | https://pim-kvc.soneparsea.com:3443/PictureServer/default.aspx/SYLVANIA-LYLLBA000000059_Image1.jpg?968A9D91A18A8980A686B098AB8386759E8E95729E907C809286847582676064807A8DA49BA4919BB57682AFC29E | https://pim-kvc.soneparsea.com:3443/PictureServer/default.aspx/sylvania-eco-toledo-series_Datasheet1.pdf?968A9D91A18A8980A686B0B8CBA3A695BEAEB572B79A9F61C4B4C0AAB6A65DA7B5B7BDAAC5967495C4A6C7ADB79CA4657EB5B8AB | ECO TOLEDO A60 12.5W E27 2700K V3 AS | The LED bulb generates high brightness with low power consumption and long-lasting service life. The bulb diffuses eye-comforting DAYLIGHT shade to brighten up your spaces. It is free from UV and mercury for safe use. The product is made of lightweight material, making it easy to install. | Lamp power | 12...12.5W
| 103 | Lighting | LED Lamps | LED Lamps | ECO TOLEDO A60 12.5W E27 2700K V3 AST | 2474487 | LYLLBA000000059 | FEILO SYLVANIA | 0 | https://pim-kvc.soneparsea.com:3443/PictureServer/default.aspx/SYLVANIA-LYLLBA000000059_Image1.jpg?968A9D91A18A8980A686B098AB8386759E8E95729E907C809286847582676064807A8DA49BA4919BB57682AFC29E | https://pim-kvc.soneparsea.com:3443/PictureServer/default.aspx/sylvania-eco-toledo-series_Datasheet1.pdf?968A9D91A18A8980A686B0B8CBA3A695BEAEB572B79A9F61C4B4C0AAB6A65DA7B5B7BDAAC5967495C4A6C7ADB79CA4657EB5B8AB | ECO TOLEDO A60 12.5W E27 2700K V3 AS | The LED bulb generates high brightness with low power consumption and long-lasting service life. The bulb diffuses eye-comforting DAYLIGHT shade to brighten up your spaces. It is free from UV and mercury for safe use. The product is made of lightweight material, making it easy to install. | Lamp shape | Pear-shape
| 103 | Lighting | LED Lamps | LED Lamps | ECO TOLEDO A60 12.5W E27 2700K V3 AST | 2474487 | LYLLBA000000059 | FEILO SYLVANIA | 0 | https://pim-kvc.soneparsea.com:3443/PictureServer/default.aspx/SYLVANIA-LYLLBA000000059_Image1.jpg?968A9D91A18A8980A686B098AB8386759E8E95729E907C809286847582676064807A8DA49BA4919BB57682AFC29E | https://pim-kvc.soneparsea.com:3443/PictureServer/default.aspx/sylvania-eco-toledo-series_Datasheet1.pdf?968A9D91A18A8980A686B0B8CBA3A695BEAEB572B79A9F61C4B4C0AAB6A65DA7B5B7BDAAC5967495C4A6C7ADB79CA4657EB5B8AB | ECO TOLEDO A60 12.5W E27 2700K V3 AS | The LED bulb generates high brightness with low power consumption and long-lasting service life. The bulb diffuses eye-comforting DAYLIGHT shade to brighten up your spaces. It is free from UV and mercury for safe use. The product is made of lightweight material, making it easy to install. | Socket | E27
| 103 | Lighting | LED Lamps | LED Lamps | ECO TOLEDO A60 12.5W E27 2700K V3 AST | 2474487 | LYLLBA000000059 | FEILO SYLVANIA | 0 | https://pim-kvc.soneparsea.com:3443/PictureServer/default.aspx/SYLVANIA-LYLLBA000000059_Image1.jpg?968A9D91A18A8980A686B098AB8386759E8E95729E907C809286847582676064807A8DA49BA4919BB57682AFC29E | https://pim-kvc.soneparsea.com:3443/PictureServer/default.aspx/sylvania-eco-toledo-series_Datasheet1.pdf?968A9D91A18A8980A686B0B8CBA3A695BEAEB572B79A9F61C4B4C0AAB6A65DA7B5B7BDAAC5967495C4A6C7ADB79CA4657EB5B8AB | ECO TOLEDO A60 12.5W E27 2700K V3 AS | The LED bulb generates high brightness with low power consumption and long-lasting service life. The bulb diffuses eye-comforting DAYLIGHT shade to brighten up your spaces. It is free from UV and mercury for safe use. The product is made of lightweight material, making it easy to install. | Colour | White
| 103 | Lighting | LED Lamps | LED Lamps | ECO TOLEDO A60 12.5W E27 2700K V3 AST | 2474487 | LYLLBA000000059 | FEILO SYLVANIA | 0 | https://pim-kvc.soneparsea.com:3443/PictureServer/default.aspx/SYLVANIA-LYLLBA000000059_Image1.jpg?968A9D91A18A8980A686B098AB8386759E8E95729E907C809286847582676064807A8DA49BA4919BB57682AFC29E | https://pim-kvc.soneparsea.com:3443/PictureServer/default.aspx/sylvania-eco-toledo-series_Datasheet1.pdf?968A9D91A18A8980A686B0B8CBA3A695BEAEB572B79A9F61C4B4C0AAB6A65DA7B5B7BDAAC5967495C4A6C7ADB79CA4657EB5B8AB | ECO TOLEDO A60 12.5W E27 2700K V3 AS | The LED bulb generates high brightness with low power consumption and long-lasting service life. The bulb diffuses eye-comforting DAYLIGHT shade to brighten up your spaces. It is free from UV and mercury for safe use. The product is made of lightweight material, making it easy to install. | Colour temperature | 2700...2700K
| 103 | Lighting | LED Lamps | LED Lamps | ECO TOLEDO A60 12.5W E27 2700K V3 AST | 2474487 | LYLLBA000000059 | FEILO SYLVANIA | 0 | https://pim-kvc.soneparsea.com:3443/PictureServer/default.aspx/SYLVANIA-LYLLBA000000059_Image1.jpg?968A9D91A18A8980A686B098AB8386759E8E95729E907C809286847582676064807A8DA49BA4919BB57682AFC29E | https://pim-kvc.soneparsea.com:3443/PictureServer/default.aspx/sylvania-eco-toledo-series_Datasheet1.pdf?968A9D91A18A8980A686B0B8CBA3A695BEAEB572B79A9F61C4B4C0AAB6A65DA7B5B7BDAAC5967495C4A6C7ADB79CA4657EB5B8AB | ECO TOLEDO A60 12.5W E27 2700K V3 AS | The LED bulb generates high brightness with low power consumption and long-lasting service life. The bulb diffuses eye-comforting DAYLIGHT shade to brighten up your spaces. It is free from UV and mercury for safe use. The product is made of lightweight material, making it easy to install. | Colour housing | White
| 104 | Lighting | LED Lamps | LED Lamps | ECO TOLEDO A60 5W E27 6500K V2 F | 2488578 | LYEXACN2AP1B002 | FEILO SYLVANIA | 0 | https://pim-kvc.soneparsea.com:3443/PictureServer/default.aspx/SYLVANIA-LYEXACN2AP1B002_Image1.jpg?968A9D91A18A8980A686B098AB8386759E8E95729E90758C9188A27793876176807586A49BA4919BB57682AFC29E | https://pim-kvc.soneparsea.com:3443/PictureServer/default.aspx/sylvania-eco-toledo-series_Datasheet1.pdf?968A9D91A18A8980A686B0B8CBA3A695BEAEB572B79A9F61C4B4C0AAB6A65DA7B5B7BDAAC5967495C4A6C7ADB79CA4657EB5B8AB | ECO TOLEDO A60 5W E27 6500K V2 F | The LED bulb generates high brightness with low power consumption and long-lasting service life. The bulb diffuses eye-comforting DAYLIGHT shade to brighten up your spaces. It is free from UV and mercury for safe use. The product is made of lightweight material, making it easy to install. | Lamp power | 5...5W
| 104 | Lighting | LED Lamps | LED Lamps | ECO TOLEDO A60 5W E27 6500K V2 F | 2488578 | LYEXACN2AP1B002 | FEILO SYLVANIA | 0 | https://pim-kvc.soneparsea.com:3443/PictureServer/default.aspx/SYLVANIA-LYEXACN2AP1B002_Image1.jpg?968A9D91A18A8980A686B098AB8386759E8E95729E90758C9188A27793876176807586A49BA4919BB57682AFC29E | https://pim-kvc.soneparsea.com:3443/PictureServer/default.aspx/sylvania-eco-toledo-series_Datasheet1.pdf?968A9D91A18A8980A686B0B8CBA3A695BEAEB572B79A9F61C4B4C0AAB6A65DA7B5B7BDAAC5967495C4A6C7ADB79CA4657EB5B8AB | ECO TOLEDO A60 5W E27 6500K V2 F | The LED bulb generates high brightness with low power consumption and long-lasting service life. The bulb diffuses eye-comforting DAYLIGHT shade to brighten up your spaces. It is free from UV and mercury for safe use. The product is made of lightweight material, making it easy to install. | Lamp shape | Pear-shape
| 104 | Lighting | LED Lamps | LED Lamps | ECO TOLEDO A60 5W E27 6500K V2 F | 2488578 | LYEXACN2AP1B002 | FEILO SYLVANIA | 0 | https://pim-kvc.soneparsea.com:3443/PictureServer/default.aspx/SYLVANIA-LYEXACN2AP1B002_Image1.jpg?968A9D91A18A8980A686B098AB8386759E8E95729E90758C9188A27793876176807586A49BA4919BB57682AFC29E | https://pim-kvc.soneparsea.com:3443/PictureServer/default.aspx/sylvania-eco-toledo-series_Datasheet1.pdf?968A9D91A18A8980A686B0B8CBA3A695BEAEB572B79A9F61C4B4C0AAB6A65DA7B5B7BDAAC5967495C4A6C7ADB79CA4657EB5B8AB | ECO TOLEDO A60 5W E27 6500K V2 F | The LED bulb generates high brightness with low power consumption and long-lasting service life. The bulb diffuses eye-comforting DAYLIGHT shade to brighten up your spaces. It is free from UV and mercury for safe use. The product is made of lightweight material, making it easy to install. | Socket | E27
| 104 | Lighting | LED Lamps | LED Lamps | ECO TOLEDO A60 5W E27 6500K V2 F | 2488578 | LYEXACN2AP1B002 | FEILO SYLVANIA | 0 | https://pim-kvc.soneparsea.com:3443/PictureServer/default.aspx/SYLVANIA-LYEXACN2AP1B002_Image1.jpg?968A9D91A18A8980A686B098AB8386759E8E95729E90758C9188A27793876176807586A49BA4919BB57682AFC29E | https://pim-kvc.soneparsea.com:3443/PictureServer/default.aspx/sylvania-eco-toledo-series_Datasheet1.pdf?968A9D91A18A8980A686B0B8CBA3A695BEAEB572B79A9F61C4B4C0AAB6A65DA7B5B7BDAAC5967495C4A6C7ADB79CA4657EB5B8AB | ECO TOLEDO A60 5W E27 6500K V2 F | The LED bulb generates high brightness with low power consumption and long-lasting service life. The bulb diffuses eye-comforting DAYLIGHT shade to brighten up your spaces. It is free from UV and mercury for safe use. The product is made of lightweight material, making it easy to install. | Colour | White
| 104 | Lighting | LED Lamps | LED Lamps | ECO TOLEDO A60 5W E27 6500K V2 F | 2488578 | LYEXACN2AP1B002 | FEILO SYLVANIA | 0 | https://pim-kvc.soneparsea.com:3443/PictureServer/default.aspx/SYLVANIA-LYEXACN2AP1B002_Image1.jpg?968A9D91A18A8980A686B098AB8386759E8E95729E90758C9188A27793876176807586A49BA4919BB57682AFC29E | https://pim-kvc.soneparsea.com:3443/PictureServer/default.aspx/sylvania-eco-toledo-series_Datasheet1.pdf?968A9D91A18A8980A686B0B8CBA3A695BEAEB572B79A9F61C4B4C0AAB6A65DA7B5B7BDAAC5967495C4A6C7ADB79CA4657EB5B8AB | ECO TOLEDO A60 5W E27 6500K V2 F | The LED bulb generates high brightness with low power consumption and long-lasting service life. The bulb diffuses eye-comforting DAYLIGHT shade to brighten up your spaces. It is free from UV and mercury for safe use. The product is made of lightweight material, making it easy to install. | Colour temperature | 6500...6500K
| 104 | Lighting | LED Lamps | LED Lamps | ECO TOLEDO A60 5W E27 6500K V2 F | 2488578 | LYEXACN2AP1B002 | FEILO SYLVANIA | 0 | https://pim-kvc.soneparsea.com:3443/PictureServer/default.aspx/SYLVANIA-LYEXACN2AP1B002_Image1.jpg?968A9D91A18A8980A686B098AB8386759E8E95729E90758C9188A27793876176807586A49BA4919BB57682AFC29E | https://pim-kvc.soneparsea.com:3443/PictureServer/default.aspx/sylvania-eco-toledo-series_Datasheet1.pdf?968A9D91A18A8980A686B0B8CBA3A695BEAEB572B79A9F61C4B4C0AAB6A65DA7B5B7BDAAC5967495C4A6C7ADB79CA4657EB5B8AB | ECO TOLEDO A60 5W E27 6500K V2 F | The LED bulb generates high brightness with low power consumption and long-lasting service life. The bulb diffuses eye-comforting DAYLIGHT shade to brighten up your spaces. It is free from UV and mercury for safe use. The product is made of lightweight material, making it easy to install. | Colour housing | White
| 105 | Lighting | LED Lamps | LED Lamps | REFLED T8 ECO-GL 18W 6500K DE | 2488590 | LYLCAQHONCNM015 | FEILO SYLVANIA | 0 | https://pim-kvc.soneparsea.com:3443/PictureServer/default.aspx/sylvania-LYLCAQHONCNM015_Image1.jpg?968A9D91A18A8980A686B0B8CBA3A695BEAEB5729E907C7791969C94A07A7E81807689A49BA4919BB57682AFC29E | 0 | REFLED T8 ECO-GL 18W 6500K DE | This light provides fresh feeling and is comfortable on the eyes, easy to install, can be used with the original neon rail kit and can be used with many types of lamps. Can be used to replace the original fluorescent lamp Certified for quality and standards, TIS 1955-2551, has a long service life, providing light as needed. | Lamp power | 18...18W
| 105 | Lighting | LED Lamps | LED Lamps | REFLED T8 ECO-GL 18W 6500K DE | 2488590 | LYLCAQHONCNM015 | FEILO SYLVANIA | 0 | https://pim-kvc.soneparsea.com:3443/PictureServer/default.aspx/sylvania-LYLCAQHONCNM015_Image1.jpg?968A9D91A18A8980A686B0B8CBA3A695BEAEB5729E907C7791969C94A07A7E81807689A49BA4919BB57682AFC29E | 0 | REFLED T8 ECO-GL 18W 6500K DE | This light provides fresh feeling and is comfortable on the eyes, easy to install, can be used with the original neon rail kit and can be used with many types of lamps. Can be used to replace the original fluorescent lamp Certified for quality and standards, TIS 1955-2551, has a long service life, providing light as needed. | Colour temperature | 6500...6500K
| 105 | Lighting | LED Lamps | LED Lamps | REFLED T8 ECO-GL 18W 6500K DE | 2488590 | LYLCAQHONCNM015 | FEILO SYLVANIA | 0 | https://pim-kvc.soneparsea.com:3443/PictureServer/default.aspx/sylvania-LYLCAQHONCNM015_Image1.jpg?968A9D91A18A8980A686B0B8CBA3A695BEAEB5729E907C7791969C94A07A7E81807689A49BA4919BB57682AFC29E | 0 | REFLED T8 ECO-GL 18W 6500K DE | This light provides fresh feeling and is comfortable on the eyes, easy to install, can be used with the original neon rail kit and can be used with many types of lamps. Can be used to replace the original fluorescent lamp Certified for quality and standards, TIS 1955-2551, has a long service life, providing light as needed. | Lamp designation | T8
| 106 | Lighting | LED Lamps | LED Lamps | REFLED CIRCULAR MAG 2D MODULE 24W 6500K | 2488662 | LYLCAGHNNC8M011 | FEILO SYLVANIA | 0 | https://pim-kvc.soneparsea.com:3443/PictureServer/default.aspx/SYLVANIA-LYLCAGHNNC8M011_Image1.jpg?968A9D91A18A8980A686B098AB8386759E8E95729E907C77918C9C93A07A6881807685A49BA4919BB57682AFC29E | 0 | REFLED CIRCULAR MAG 2D MODULE 24W 6500K | This light provides fresh feeling and is comfortable on the eyes, easy to install, can be used with the original neon rail kit and can be used with many types of lamps. Can be used to replace the original fluorescent lamp Certified for quality and standards, TIS 1955-2551, has a long service life, providing light as needed. | Lamp power | 24...24W
| 106 | Lighting | LED Lamps | LED Lamps | REFLED CIRCULAR MAG 2D MODULE 24W 6500K | 2488662 | LYLCAGHNNC8M011 | FEILO SYLVANIA | 0 | https://pim-kvc.soneparsea.com:3443/PictureServer/default.aspx/SYLVANIA-LYLCAGHNNC8M011_Image1.jpg?968A9D91A18A8980A686B098AB8386759E8E95729E907C77918C9C93A07A6881807685A49BA4919BB57682AFC29E | 0 | REFLED CIRCULAR MAG 2D MODULE 24W 6500K | This light provides fresh feeling and is comfortable on the eyes, easy to install, can be used with the original neon rail kit and can be used with many types of lamps. Can be used to replace the original fluorescent lamp Certified for quality and standards, TIS 1955-2551, has a long service life, providing light as needed. | Colour temperature | 6500...6500K
| 107 | Lighting | LED Lamps | LED Lamps | ECO TOLEDO G45 3W E27 2700K V3 | 2488745 | LYLLBA000000010 | FEILO SYLVANIA | 0 | https://pim-kvc.soneparsea.com:3443/PictureServer/default.aspx/SYLVANIA-LYLLBA000000010_Image1.jpg?968A9D91A18A8980A686B098AB8386759E8E95729E907C809286847582676064807684A49BA4919BB57682AFC29E | https://pim-kvc.soneparsea.com:3443/PictureServer/default.aspx/sylvania-eco-toledo-series_Datasheet1.pdf?968A9D91A18A8980A686B0B8CBA3A695BEAEB572B79A9F61C4B4C0AAB6A65DA7B5B7BDAAC5967495C4A6C7ADB79CA4657EB5B8AB | ECO TOLEDO G45 3W E27 2700K V3 | The LED bulb generates high brightness with low power consumption and long-lasting service life. The bulb diffuses eye-comforting DAYLIGHT shade to brighten up your spaces. It is free from UV and mercury for safe use. The product is made of lightweight material, making it easy to install. | Lamp power | 3...3W
| 107 | Lighting | LED Lamps | LED Lamps | ECO TOLEDO G45 3W E27 2700K V3 | 2488745 | LYLLBA000000010 | FEILO SYLVANIA | 0 | https://pim-kvc.soneparsea.com:3443/PictureServer/default.aspx/SYLVANIA-LYLLBA000000010_Image1.jpg?968A9D91A18A8980A686B098AB8386759E8E95729E907C809286847582676064807684A49BA4919BB57682AFC29E | https://pim-kvc.soneparsea.com:3443/PictureServer/default.aspx/sylvania-eco-toledo-series_Datasheet1.pdf?968A9D91A18A8980A686B0B8CBA3A695BEAEB572B79A9F61C4B4C0AAB6A65DA7B5B7BDAAC5967495C4A6C7ADB79CA4657EB5B8AB | ECO TOLEDO G45 3W E27 2700K V3 | The LED bulb generates high brightness with low power consumption and long-lasting service life. The bulb diffuses eye-comforting DAYLIGHT shade to brighten up your spaces. It is free from UV and mercury for safe use. The product is made of lightweight material, making it easy to install. | Lamp shape | Pear-shape
| 107 | Lighting | LED Lamps | LED Lamps | ECO TOLEDO G45 3W E27 2700K V3 | 2488745 | LYLLBA000000010 | FEILO SYLVANIA | 0 | https://pim-kvc.soneparsea.com:3443/PictureServer/default.aspx/SYLVANIA-LYLLBA000000010_Image1.jpg?968A9D91A18A8980A686B098AB8386759E8E95729E907C809286847582676064807684A49BA4919BB57682AFC29E | https://pim-kvc.soneparsea.com:3443/PictureServer/default.aspx/sylvania-eco-toledo-series_Datasheet1.pdf?968A9D91A18A8980A686B0B8CBA3A695BEAEB572B79A9F61C4B4C0AAB6A65DA7B5B7BDAAC5967495C4A6C7ADB79CA4657EB5B8AB | ECO TOLEDO G45 3W E27 2700K V3 | The LED bulb generates high brightness with low power consumption and long-lasting service life. The bulb diffuses eye-comforting DAYLIGHT shade to brighten up your spaces. It is free from UV and mercury for safe use. The product is made of lightweight material, making it easy to install. | Socket | E27
| 107 | Lighting | LED Lamps | LED Lamps | ECO TOLEDO G45 3W E27 2700K V3 | 2488745 | LYLLBA000000010 | FEILO SYLVANIA | 0 | https://pim-kvc.soneparsea.com:3443/PictureServer/default.aspx/SYLVANIA-LYLLBA000000010_Image1.jpg?968A9D91A18A8980A686B098AB8386759E8E95729E907C809286847582676064807684A49BA4919BB57682AFC29E | https://pim-kvc.soneparsea.com:3443/PictureServer/default.aspx/sylvania-eco-toledo-series_Datasheet1.pdf?968A9D91A18A8980A686B0B8CBA3A695BEAEB572B79A9F61C4B4C0AAB6A65DA7B5B7BDAAC5967495C4A6C7ADB79CA4657EB5B8AB | ECO TOLEDO G45 3W E27 2700K V3 | The LED bulb generates high brightness with low power consumption and long-lasting service life. The bulb diffuses eye-comforting DAYLIGHT shade to brighten up your spaces. It is free from UV and mercury for safe use. The product is made of lightweight material, making it easy to install. | Colour | White
| 107 | Lighting | LED Lamps | LED Lamps | ECO TOLEDO G45 3W E27 2700K V3 | 2488745 | LYLLBA000000010 | FEILO SYLVANIA | 0 | https://pim-kvc.soneparsea.com:3443/PictureServer/default.aspx/SYLVANIA-LYLLBA000000010_Image1.jpg?968A9D91A18A8980A686B098AB8386759E8E95729E907C809286847582676064807684A49BA4919BB57682AFC29E | https://pim-kvc.soneparsea.com:3443/PictureServer/default.aspx/sylvania-eco-toledo-series_Datasheet1.pdf?968A9D91A18A8980A686B0B8CBA3A695BEAEB572B79A9F61C4B4C0AAB6A65DA7B5B7BDAAC5967495C4A6C7ADB79CA4657EB5B8AB | ECO TOLEDO G45 3W E27 2700K V3 | The LED bulb generates high brightness with low power consumption and long-lasting service life. The bulb diffuses eye-comforting DAYLIGHT shade to brighten up your spaces. It is free from UV and mercury for safe use. The product is made of lightweight material, making it easy to install. | Colour temperature | 2700...2700K
| 107 | Lighting | LED Lamps | LED Lamps | ECO TOLEDO G45 3W E27 2700K V3 | 2488745 | LYLLBA000000010 | FEILO SYLVANIA | 0 | https://pim-kvc.soneparsea.com:3443/PictureServer/default.aspx/SYLVANIA-LYLLBA000000010_Image1.jpg?968A9D91A18A8980A686B098AB8386759E8E95729E907C809286847582676064807684A49BA4919BB57682AFC29E | https://pim-kvc.soneparsea.com:3443/PictureServer/default.aspx/sylvania-eco-toledo-series_Datasheet1.pdf?968A9D91A18A8980A686B0B8CBA3A695BEAEB572B79A9F61C4B4C0AAB6A65DA7B5B7BDAAC5967495C4A6C7ADB79CA4657EB5B8AB | ECO TOLEDO G45 3W E27 2700K V3 | The LED bulb generates high brightness with low power consumption and long-lasting service life. The bulb diffuses eye-comforting DAYLIGHT shade to brighten up your spaces. It is free from UV and mercury for safe use. The product is made of lightweight material, making it easy to install. | Colour housing | White
| 108 | Lighting | Emergency Lights | Emergency Lights - LED | EMERGENCY LIGHT LUMINAIRES RECTANGLE 2 LAMP 12V 9W CU LED 6H | 2497411 | CU209CD6 | SUNNY | 0 | https://pim-kvc.soneparsea.com:3443/PictureServer/default.aspx/sunny-CU209CD6_Image1.jpg?A39AA293AB93A3A9BEB3CD72958C62648988987BB1809D95B7AA8573BCA797 | https://pim-kvc.soneparsea.com:3443/PictureServer/default.aspx/sunny-CU209CD6_Datasheet1.pdf?A39AA293AB93A3A9BEB3CD72958C62648988987BB17B91A8B1B8BCAAB7AB6162C0A9BA | SELF CONTAINED EMERGENCY LIGHT LUMINAIRES RECTANGLE 2 LAMP 12V 9W CU LED 6HRS | The Self-Contained Emergency Light Luminaires CU Series uses two 12V SMD LED lamps for lighting. The device is controlled by the microcontroller. Thus, it can be tested by remote testing. The front panel is made from ABS UL94 V-0 plastic which has high heat resistance, impact toughness, fracture toughness and corrosion resistance. The rear panel which is used for mounting and housing battery is made from 1.0 mm thick Electro-Galvanized steel sheet and finished with epoxy powder coating and stove enamel which can effectively prevent rust. | Battery quality | Lead
| 108 | Lighting | Emergency Lights | Emergency Lights - LED | EMERGENCY LIGHT LUMINAIRES RECTANGLE 2 LAMP 12V 9W CU LED 6H | 2497411 | CU209CD6 | SUNNY | 0 | https://pim-kvc.soneparsea.com:3443/PictureServer/default.aspx/sunny-CU209CD6_Image1.jpg?A39AA293AB93A3A9BEB3CD72958C62648988987BB1809D95B7AA8573BCA797 | https://pim-kvc.soneparsea.com:3443/PictureServer/default.aspx/sunny-CU209CD6_Datasheet1.pdf?A39AA293AB93A3A9BEB3CD72958C62648988987BB17B91A8B1B8BCAAB7AB6162C0A9BA | SELF CONTAINED EMERGENCY LIGHT LUMINAIRES RECTANGLE 2 LAMP 12V 9W CU LED 6HRS | The Self-Contained Emergency Light Luminaires CU Series uses two 12V SMD LED lamps for lighting. The device is controlled by the microcontroller. Thus, it can be tested by remote testing. The front panel is made from ABS UL94 V-0 plastic which has high heat resistance, impact toughness, fracture toughness and corrosion resistance. The rear panel which is used for mounting and housing battery is made from 1.0 mm thick Electro-Galvanized steel sheet and finished with epoxy powder coating and stove enamel which can effectively prevent rust. | Lamp type | LED not exchangeable
| 108 | Lighting | Emergency Lights | Emergency Lights - LED | EMERGENCY LIGHT LUMINAIRES RECTANGLE 2 LAMP 12V 9W CU LED 6H | 2497411 | CU209CD6 | SUNNY | 0 | https://pim-kvc.soneparsea.com:3443/PictureServer/default.aspx/sunny-CU209CD6_Image1.jpg?A39AA293AB93A3A9BEB3CD72958C62648988987BB1809D95B7AA8573BCA797 | https://pim-kvc.soneparsea.com:3443/PictureServer/default.aspx/sunny-CU209CD6_Datasheet1.pdf?A39AA293AB93A3A9BEB3CD72958C62648988987BB17B91A8B1B8BCAAB7AB6162C0A9BA | SELF CONTAINED EMERGENCY LIGHT LUMINAIRES RECTANGLE 2 LAMP 12V 9W CU LED 6HRS | The Self-Contained Emergency Light Luminaires CU Series uses two 12V SMD LED lamps for lighting. The device is controlled by the microcontroller. Thus, it can be tested by remote testing. The front panel is made from ABS UL94 V-0 plastic which has high heat resistance, impact toughness, fracture toughness and corrosion resistance. The rear panel which is used for mounting and housing battery is made from 1.0 mm thick Electro-Galvanized steel sheet and finished with epoxy powder coating and stove enamel which can effectively prevent rust. | Suitable for number of lamps | 2
| 108 | Lighting | Emergency Lights | Emergency Lights - LED | EMERGENCY LIGHT LUMINAIRES RECTANGLE 2 LAMP 12V 9W CU LED 6H | 2497411 | CU209CD6 | SUNNY | 0 | https://pim-kvc.soneparsea.com:3443/PictureServer/default.aspx/sunny-CU209CD6_Image1.jpg?A39AA293AB93A3A9BEB3CD72958C62648988987BB1809D95B7AA8573BCA797 | https://pim-kvc.soneparsea.com:3443/PictureServer/default.aspx/sunny-CU209CD6_Datasheet1.pdf?A39AA293AB93A3A9BEB3CD72958C62648988987BB17B91A8B1B8BCAAB7AB6162C0A9BA | SELF CONTAINED EMERGENCY LIGHT LUMINAIRES RECTANGLE 2 LAMP 12V 9W CU LED 6HRS | The Self-Contained Emergency Light Luminaires CU Series uses two 12V SMD LED lamps for lighting. The device is controlled by the microcontroller. Thus, it can be tested by remote testing. The front panel is made from ABS UL94 V-0 plastic which has high heat resistance, impact toughness, fracture toughness and corrosion resistance. The rear panel which is used for mounting and housing battery is made from 1.0 mm thick Electro-Galvanized steel sheet and finished with epoxy powder coating and stove enamel which can effectively prevent rust. | Material housing | Plastic
| 108 | Lighting | Emergency Lights | Emergency Lights - LED | EMERGENCY LIGHT LUMINAIRES RECTANGLE 2 LAMP 12V 9W CU LED 6H | 2497411 | CU209CD6 | SUNNY | 0 | https://pim-kvc.soneparsea.com:3443/PictureServer/default.aspx/sunny-CU209CD6_Image1.jpg?A39AA293AB93A3A9BEB3CD72958C62648988987BB1809D95B7AA8573BCA797 | https://pim-kvc.soneparsea.com:3443/PictureServer/default.aspx/sunny-CU209CD6_Datasheet1.pdf?A39AA293AB93A3A9BEB3CD72958C62648988987BB17B91A8B1B8BCAAB7AB6162C0A9BA | SELF CONTAINED EMERGENCY LIGHT LUMINAIRES RECTANGLE 2 LAMP 12V 9W CU LED 6HRS | The Self-Contained Emergency Light Luminaires CU Series uses two 12V SMD LED lamps for lighting. The device is controlled by the microcontroller. Thus, it can be tested by remote testing. The front panel is made from ABS UL94 V-0 plastic which has high heat resistance, impact toughness, fracture toughness and corrosion resistance. The rear panel which is used for mounting and housing battery is made from 1.0 mm thick Electro-Galvanized steel sheet and finished with epoxy powder coating and stove enamel which can effectively prevent rust. | Colour housing | White
| 109 | Lighting | LED Lamps | LED Lamps | REFLED PAR20 6W 2700K V3 | 2500678 | LYLLRP000000014 | FEILO SYLVANIA | 0 | https://pim-kvc.soneparsea.com:3443/PictureServer/default.aspx/SYLVANIA-LYLLRP000000014_Image1.jpg?968A9D91A18A8980A686B098AB8386759E8E95729E907C80A295847582676064807688A49BA4919BB57682AFC29E | 0 | REFLED PAR20 6W 2700K V3 | This light provides fresh feeling and is comfortable on the eyes, easy to install, can be used with the original neon rail kit and can be used with many types of lamps. Can be used to replace the original fluorescent lamp Certified for quality and standards, TIS 1955-2551, has a long service life, providing light as needed. | Lamp power | 6...6W
| 109 | Lighting | LED Lamps | LED Lamps | REFLED PAR20 6W 2700K V3 | 2500678 | LYLLRP000000014 | FEILO SYLVANIA | 0 | https://pim-kvc.soneparsea.com:3443/PictureServer/default.aspx/SYLVANIA-LYLLRP000000014_Image1.jpg?968A9D91A18A8980A686B098AB8386759E8E95729E907C80A295847582676064807688A49BA4919BB57682AFC29E | 0 | REFLED PAR20 6W 2700K V3 | This light provides fresh feeling and is comfortable on the eyes, easy to install, can be used with the original neon rail kit and can be used with many types of lamps. Can be used to replace the original fluorescent lamp Certified for quality and standards, TIS 1955-2551, has a long service life, providing light as needed. | Colour temperature | 2700...2700K
| 110 | Lighting | HID Lamps | Sodium Vapour Lamps | SHP-TS 400W T CLEAR E40 | 2502259 | LYLSASIGUA2W400 | FEILO SYLVANIA | 0 | https://pim-kvc.soneparsea.com:3443/PictureServer/default.aspx/SYLVANIA-LYLSASIGUA2W400_Image1.jpg?968A9D91A18A8980A686B098AB8386759E8E95729E907C8791989D8CA778628B847584A49BA4919BB57682AFC29E | 0 | SHP-TS 400W T CLEAR E40 | This Sylvania product is the ideal choice for many different applications. It is classified in energy efficiency class E, which means a total light output of 111 to 135 lumens per watt. The bulb is easy to install thanks to the E40 socket. Easy installation and convincing quality. | Lamp power | 400W
| 110 | Lighting | HID Lamps | Sodium Vapour Lamps | SHP-TS 400W T CLEAR E40 | 2502259 | LYLSASIGUA2W400 | FEILO SYLVANIA | 0 | https://pim-kvc.soneparsea.com:3443/PictureServer/default.aspx/SYLVANIA-LYLSASIGUA2W400_Image1.jpg?968A9D91A18A8980A686B098AB8386759E8E95729E907C8791989D8CA778628B847584A49BA4919BB57682AFC29E | 0 | SHP-TS 400W T CLEAR E40 | This Sylvania product is the ideal choice for many different applications. It is classified in energy efficiency class E, which means a total light output of 111 to 135 lumens per watt. The bulb is easy to install thanks to the E40 socket. Easy installation and convincing quality. | Socket | E40
| 110 | Lighting | HID Lamps | Sodium Vapour Lamps | SHP-TS 400W T CLEAR E40 | 2502259 | LYLSASIGUA2W400 | FEILO SYLVANIA | 0 | https://pim-kvc.soneparsea.com:3443/PictureServer/default.aspx/SYLVANIA-LYLSASIGUA2W400_Image1.jpg?968A9D91A18A8980A686B098AB8386759E8E95729E907C8791989D8CA778628B847584A49BA4919BB57682AFC29E | 0 | SHP-TS 400W T CLEAR E40 | This Sylvania product is the ideal choice for many different applications. It is classified in energy efficiency class E, which means a total light output of 111 to 135 lumens per watt. The bulb is easy to install thanks to the E40 socket. Easy installation and convincing quality. | Lamp shape | Other
| 111 | Lighting | Fixtures | Downlights | BRAVO LIGHTER LED II RD 9W DL IMPROVE AST | 2509843 | LYLFDL000000035 | FEILO SYLVANIA | 0 | https://pim-kvc.soneparsea.com:3443/PictureServer/default.aspx/SYLVANIA-LYLFDL000000035_Image1.jpg?968A9D91A18A8980A686B098AB8386759E8E95729E907C7A9491847582676064807889A49BA4919BB57682AFC29E | https://pim-kvc.soneparsea.com:3443/PictureServer/default.aspx/sylvania-bravo-lighter-series_Datasheet1.pdf?968A9D91A18A8980A686B0B8CBA3A695BEAEB572B4A991AABF72C0AEB99FA499C272C7AAC4A095A7AF89B5B9B3AA9899B5B98573C29B96 | BRAVO LIGHTER LED II RD 9W DL IMPROVE AST | Bravo Lighter LED II series is a range of circular downlight LED luminaires with plastic body with aluminum heat sink inside. Light guide and edge-lit LED technology allows the panel to be lightweight and thin. High performance IC controller driver with over voltage and fuse protection. Available in four different bezel sizes to cater for most applications. | Suitable for built-in mounting | yes
| 111 | Lighting | Fixtures | Downlights | BRAVO LIGHTER LED II RD 9W DL IMPROVE AST | 2509843 | LYLFDL000000035 | FEILO SYLVANIA | 0 | https://pim-kvc.soneparsea.com:3443/PictureServer/default.aspx/SYLVANIA-LYLFDL000000035_Image1.jpg?968A9D91A18A8980A686B098AB8386759E8E95729E907C7A9491847582676064807889A49BA4919BB57682AFC29E | https://pim-kvc.soneparsea.com:3443/PictureServer/default.aspx/sylvania-bravo-lighter-series_Datasheet1.pdf?968A9D91A18A8980A686B0B8CBA3A695BEAEB572B4A991AABF72C0AEB99FA499C272C7AAC4A095A7AF89B5B9B3AA9899B5B98573C29B96 | BRAVO LIGHTER LED II RD 9W DL IMPROVE AST | Bravo Lighter LED II series is a range of circular downlight LED luminaires with plastic body with aluminum heat sink inside. Light guide and edge-lit LED technology allows the panel to be lightweight and thin. High performance IC controller driver with over voltage and fuse protection. Available in four different bezel sizes to cater for most applications. | Suitable for ceiling mounting | yes
| 111 | Lighting | Fixtures | Downlights | BRAVO LIGHTER LED II RD 9W DL IMPROVE AST | 2509843 | LYLFDL000000035 | FEILO SYLVANIA | 0 | https://pim-kvc.soneparsea.com:3443/PictureServer/default.aspx/SYLVANIA-LYLFDL000000035_Image1.jpg?968A9D91A18A8980A686B098AB8386759E8E95729E907C7A9491847582676064807889A49BA4919BB57682AFC29E | https://pim-kvc.soneparsea.com:3443/PictureServer/default.aspx/sylvania-bravo-lighter-series_Datasheet1.pdf?968A9D91A18A8980A686B0B8CBA3A695BEAEB572B4A991AABF72C0AEB99FA499C272C7AAC4A095A7AF89B5B9B3AA9899B5B98573C29B96 | BRAVO LIGHTER LED II RD 9W DL IMPROVE AST | Bravo Lighter LED II series is a range of circular downlight LED luminaires with plastic body with aluminum heat sink inside. Light guide and edge-lit LED technology allows the panel to be lightweight and thin. High performance IC controller driver with over voltage and fuse protection. Available in four different bezel sizes to cater for most applications. | Lamp type | LED exchangeable
| 111 | Lighting | Fixtures | Downlights | BRAVO LIGHTER LED II RD 9W DL IMPROVE AST | 2509843 | LYLFDL000000035 | FEILO SYLVANIA | 0 | https://pim-kvc.soneparsea.com:3443/PictureServer/default.aspx/SYLVANIA-LYLFDL000000035_Image1.jpg?968A9D91A18A8980A686B098AB8386759E8E95729E907C7A9491847582676064807889A49BA4919BB57682AFC29E | https://pim-kvc.soneparsea.com:3443/PictureServer/default.aspx/sylvania-bravo-lighter-series_Datasheet1.pdf?968A9D91A18A8980A686B0B8CBA3A695BEAEB572B4A991AABF72C0AEB99FA499C272C7AAC4A095A7AF89B5B9B3AA9899B5B98573C29B96 | BRAVO LIGHTER LED II RD 9W DL IMPROVE AST | Bravo Lighter LED II series is a range of circular downlight LED luminaires with plastic body with aluminum heat sink inside. Light guide and edge-lit LED technology allows the panel to be lightweight and thin. High performance IC controller driver with over voltage and fuse protection. Available in four different bezel sizes to cater for most applications. | Colour housing | White
| 111 | Lighting | Fixtures | Downlights | BRAVO LIGHTER LED II RD 9W DL IMPROVE AST | 2509843 | LYLFDL000000035 | FEILO SYLVANIA | 0 | https://pim-kvc.soneparsea.com:3443/PictureServer/default.aspx/SYLVANIA-LYLFDL000000035_Image1.jpg?968A9D91A18A8980A686B098AB8386759E8E95729E907C7A9491847582676064807889A49BA4919BB57682AFC29E | https://pim-kvc.soneparsea.com:3443/PictureServer/default.aspx/sylvania-bravo-lighter-series_Datasheet1.pdf?968A9D91A18A8980A686B0B8CBA3A695BEAEB572B4A991AABF72C0AEB99FA499C272C7AAC4A095A7AF89B5B9B3AA9899B5B98573C29B96 | BRAVO LIGHTER LED II RD 9W DL IMPROVE AST | Bravo Lighter LED II series is a range of circular downlight LED luminaires with plastic body with aluminum heat sink inside. Light guide and edge-lit LED technology allows the panel to be lightweight and thin. High performance IC controller driver with over voltage and fuse protection. Available in four different bezel sizes to cater for most applications. | Max. system power | 9W
| 111 | Lighting | Fixtures | Downlights | BRAVO LIGHTER LED II RD 9W DL IMPROVE AST | 2509843 | LYLFDL000000035 | FEILO SYLVANIA | 0 | https://pim-kvc.soneparsea.com:3443/PictureServer/default.aspx/SYLVANIA-LYLFDL000000035_Image1.jpg?968A9D91A18A8980A686B098AB8386759E8E95729E907C7A9491847582676064807889A49BA4919BB57682AFC29E | https://pim-kvc.soneparsea.com:3443/PictureServer/default.aspx/sylvania-bravo-lighter-series_Datasheet1.pdf?968A9D91A18A8980A686B0B8CBA3A695BEAEB572B4A991AABF72C0AEB99FA499C272C7AAC4A095A7AF89B5B9B3AA9899B5B98573C29B96 | BRAVO LIGHTER LED II RD 9W DL IMPROVE AST | Bravo Lighter LED II series is a range of circular downlight LED luminaires with plastic body with aluminum heat sink inside. Light guide and edge-lit LED technology allows the panel to be lightweight and thin. High performance IC controller driver with over voltage and fuse protection. Available in four different bezel sizes to cater for most applications. | Colour temperature | 6500...6500K
| 112 | Lighting | HID Lamps | Sodium Vapour Lamps | LAMP SHP-T/250W E40 N | 2510844 | LYTLHI000000004 | FEILO SYLVANIA | 0 | https://pim-kvc.soneparsea.com:3443/PictureServer/default.aspx/SYLVANIA-LYTLHI000000004_Image1.jpg?968A9D91A18A8980A686B098AB8386759E8E95729E908480988E847582676064807588A49BA4919BB57682AFC29E | 0 | LAMP SHP-T/250W E40 N | This Sylvania product is the ideal choice for many different applications. It is classified in energy efficiency class E, which means a total light output of 111 to 135 lumens per watt. The bulb is easy to install thanks to the E40 socket. Easy installation and convincing quality. | Lamp power | 250W
| 112 | Lighting | HID Lamps | Sodium Vapour Lamps | LAMP SHP-T/250W E40 N | 2510844 | LYTLHI000000004 | FEILO SYLVANIA | 0 | https://pim-kvc.soneparsea.com:3443/PictureServer/default.aspx/SYLVANIA-LYTLHI000000004_Image1.jpg?968A9D91A18A8980A686B098AB8386759E8E95729E908480988E847582676064807588A49BA4919BB57682AFC29E | 0 | LAMP SHP-T/250W E40 N | This Sylvania product is the ideal choice for many different applications. It is classified in energy efficiency class E, which means a total light output of 111 to 135 lumens per watt. The bulb is easy to install thanks to the E40 socket. Easy installation and convincing quality. | Socket | E40
| 112 | Lighting | HID Lamps | Sodium Vapour Lamps | LAMP SHP-T/250W E40 N | 2510844 | LYTLHI000000004 | FEILO SYLVANIA | 0 | https://pim-kvc.soneparsea.com:3443/PictureServer/default.aspx/SYLVANIA-LYTLHI000000004_Image1.jpg?968A9D91A18A8980A686B098AB8386759E8E95729E908480988E847582676064807588A49BA4919BB57682AFC29E | 0 | LAMP SHP-T/250W E40 N | This Sylvania product is the ideal choice for many different applications. It is classified in energy efficiency class E, which means a total light output of 111 to 135 lumens per watt. The bulb is easy to install thanks to the E40 socket. Easy installation and convincing quality. | Lamp shape | Other
| 113 | Lighting | LED Lamps | LED Lamps | ECO TOLEDO A60 10W E27 6500K V4 | 2511469 | LYLLBA000000080 | FEILO SYLVANIA | 0 | https://pim-kvc.soneparsea.com:3443/PictureServer/default.aspx/SYLVANIA-LYLLBA000000080_Image1.jpg?968A9D91A18A8980A686B098AB8386759E8E95729E907C809286847582676064807D84A49BA4919BB57682AFC29E | https://pim-kvc.soneparsea.com:3443/PictureServer/default.aspx/sylvania-eco-toledo-series_Datasheet1.pdf?968A9D91A18A8980A686B0B8CBA3A695BEAEB572B79A9F61C4B4C0AAB6A65DA7B5B7BDAAC5967495C4A6C7ADB79CA4657EB5B8AB | ECO TOLEDO A60 10W E27 6500K V4 | The LED bulb generates high brightness with low power consumption and long-lasting service life. The bulb diffuses eye-comforting DAYLIGHT shade to brighten up your spaces. It is free from UV and mercury for safe use. The product is made of lightweight material, making it easy to install. | Lamp power | 10...10W
| 113 | Lighting | LED Lamps | LED Lamps | ECO TOLEDO A60 10W E27 6500K V4 | 2511469 | LYLLBA000000080 | FEILO SYLVANIA | 0 | https://pim-kvc.soneparsea.com:3443/PictureServer/default.aspx/SYLVANIA-LYLLBA000000080_Image1.jpg?968A9D91A18A8980A686B098AB8386759E8E95729E907C809286847582676064807D84A49BA4919BB57682AFC29E | https://pim-kvc.soneparsea.com:3443/PictureServer/default.aspx/sylvania-eco-toledo-series_Datasheet1.pdf?968A9D91A18A8980A686B0B8CBA3A695BEAEB572B79A9F61C4B4C0AAB6A65DA7B5B7BDAAC5967495C4A6C7ADB79CA4657EB5B8AB | ECO TOLEDO A60 10W E27 6500K V4 | The LED bulb generates high brightness with low power consumption and long-lasting service life. The bulb diffuses eye-comforting DAYLIGHT shade to brighten up your spaces. It is free from UV and mercury for safe use. The product is made of lightweight material, making it easy to install. | Lamp shape | Pear-shape
| 113 | Lighting | LED Lamps | LED Lamps | ECO TOLEDO A60 10W E27 6500K V4 | 2511469 | LYLLBA000000080 | FEILO SYLVANIA | 0 | https://pim-kvc.soneparsea.com:3443/PictureServer/default.aspx/SYLVANIA-LYLLBA000000080_Image1.jpg?968A9D91A18A8980A686B098AB8386759E8E95729E907C809286847582676064807D84A49BA4919BB57682AFC29E | https://pim-kvc.soneparsea.com:3443/PictureServer/default.aspx/sylvania-eco-toledo-series_Datasheet1.pdf?968A9D91A18A8980A686B0B8CBA3A695BEAEB572B79A9F61C4B4C0AAB6A65DA7B5B7BDAAC5967495C4A6C7ADB79CA4657EB5B8AB | ECO TOLEDO A60 10W E27 6500K V4 | The LED bulb generates high brightness with low power consumption and long-lasting service life. The bulb diffuses eye-comforting DAYLIGHT shade to brighten up your spaces. It is free from UV and mercury for safe use. The product is made of lightweight material, making it easy to install. | Socket | E27
| 113 | Lighting | LED Lamps | LED Lamps | ECO TOLEDO A60 10W E27 6500K V4 | 2511469 | LYLLBA000000080 | FEILO SYLVANIA | 0 | https://pim-kvc.soneparsea.com:3443/PictureServer/default.aspx/SYLVANIA-LYLLBA000000080_Image1.jpg?968A9D91A18A8980A686B098AB8386759E8E95729E907C809286847582676064807D84A49BA4919BB57682AFC29E | https://pim-kvc.soneparsea.com:3443/PictureServer/default.aspx/sylvania-eco-toledo-series_Datasheet1.pdf?968A9D91A18A8980A686B0B8CBA3A695BEAEB572B79A9F61C4B4C0AAB6A65DA7B5B7BDAAC5967495C4A6C7ADB79CA4657EB5B8AB | ECO TOLEDO A60 10W E27 6500K V4 | The LED bulb generates high brightness with low power consumption and long-lasting service life. The bulb diffuses eye-comforting DAYLIGHT shade to brighten up your spaces. It is free from UV and mercury for safe use. The product is made of lightweight material, making it easy to install. | Colour | White
| 113 | Lighting | LED Lamps | LED Lamps | ECO TOLEDO A60 10W E27 6500K V4 | 2511469 | LYLLBA000000080 | FEILO SYLVANIA | 0 | https://pim-kvc.soneparsea.com:3443/PictureServer/default.aspx/SYLVANIA-LYLLBA000000080_Image1.jpg?968A9D91A18A8980A686B098AB8386759E8E95729E907C809286847582676064807D84A49BA4919BB57682AFC29E | https://pim-kvc.soneparsea.com:3443/PictureServer/default.aspx/sylvania-eco-toledo-series_Datasheet1.pdf?968A9D91A18A8980A686B0B8CBA3A695BEAEB572B79A9F61C4B4C0AAB6A65DA7B5B7BDAAC5967495C4A6C7ADB79CA4657EB5B8AB | ECO TOLEDO A60 10W E27 6500K V4 | The LED bulb generates high brightness with low power consumption and long-lasting service life. The bulb diffuses eye-comforting DAYLIGHT shade to brighten up your spaces. It is free from UV and mercury for safe use. The product is made of lightweight material, making it easy to install. | Colour temperature | 6500...6500K
| 113 | Lighting | LED Lamps | LED Lamps | ECO TOLEDO A60 10W E27 6500K V4 | 2511469 | LYLLBA000000080 | FEILO SYLVANIA | 0 | https://pim-kvc.soneparsea.com:3443/PictureServer/default.aspx/SYLVANIA-LYLLBA000000080_Image1.jpg?968A9D91A18A8980A686B098AB8386759E8E95729E907C809286847582676064807D84A49BA4919BB57682AFC29E | https://pim-kvc.soneparsea.com:3443/PictureServer/default.aspx/sylvania-eco-toledo-series_Datasheet1.pdf?968A9D91A18A8980A686B0B8CBA3A695BEAEB572B79A9F61C4B4C0AAB6A65DA7B5B7BDAAC5967495C4A6C7ADB79CA4657EB5B8AB | ECO TOLEDO A60 10W E27 6500K V4 | The LED bulb generates high brightness with low power consumption and long-lasting service life. The bulb diffuses eye-comforting DAYLIGHT shade to brighten up your spaces. It is free from UV and mercury for safe use. The product is made of lightweight material, making it easy to install. | Colour housing | White
| 114 | Lighting | LED Lamps | LED Lamps | ECO TOLEDO G45 3W E27 6500K V3 | 2513398 | LYLLBA000000011 | FEILO SYLVANIA | 0 | https://pim-kvc.soneparsea.com:3443/PictureServer/default.aspx/SYLVANIA-LYLLBA000000011_Image1.jpg?968A9D91A18A8980A686B098AB8386759E8E95729E907C809286847582676064807685A49BA4919BB57682AFC29E | https://pim-kvc.soneparsea.com:3443/PictureServer/default.aspx/sylvania-eco-toledo-series_Datasheet1.pdf?968A9D91A18A8980A686B0B8CBA3A695BEAEB572B79A9F61C4B4C0AAB6A65DA7B5B7BDAAC5967495C4A6C7ADB79CA4657EB5B8AB | ECO TOLEDO G45 3W E27 6500K V3 | The LED bulb generates high brightness with low power consumption and long-lasting service life. The bulb diffuses eye-comforting DAYLIGHT shade to brighten up your spaces. It is free from UV and mercury for safe use. The product is made of lightweight material, making it easy to install. | Lamp power | 3...3W
| 114 | Lighting | LED Lamps | LED Lamps | ECO TOLEDO G45 3W E27 6500K V3 | 2513398 | LYLLBA000000011 | FEILO SYLVANIA | 0 | https://pim-kvc.soneparsea.com:3443/PictureServer/default.aspx/SYLVANIA-LYLLBA000000011_Image1.jpg?968A9D91A18A8980A686B098AB8386759E8E95729E907C809286847582676064807685A49BA4919BB57682AFC29E | https://pim-kvc.soneparsea.com:3443/PictureServer/default.aspx/sylvania-eco-toledo-series_Datasheet1.pdf?968A9D91A18A8980A686B0B8CBA3A695BEAEB572B79A9F61C4B4C0AAB6A65DA7B5B7BDAAC5967495C4A6C7ADB79CA4657EB5B8AB | ECO TOLEDO G45 3W E27 6500K V3 | The LED bulb generates high brightness with low power consumption and long-lasting service life. The bulb diffuses eye-comforting DAYLIGHT shade to brighten up your spaces. It is free from UV and mercury for safe use. The product is made of lightweight material, making it easy to install. | Lamp shape | Pear-shape
| 114 | Lighting | LED Lamps | LED Lamps | ECO TOLEDO G45 3W E27 6500K V3 | 2513398 | LYLLBA000000011 | FEILO SYLVANIA | 0 | https://pim-kvc.soneparsea.com:3443/PictureServer/default.aspx/SYLVANIA-LYLLBA000000011_Image1.jpg?968A9D91A18A8980A686B098AB8386759E8E95729E907C809286847582676064807685A49BA4919BB57682AFC29E | https://pim-kvc.soneparsea.com:3443/PictureServer/default.aspx/sylvania-eco-toledo-series_Datasheet1.pdf?968A9D91A18A8980A686B0B8CBA3A695BEAEB572B79A9F61C4B4C0AAB6A65DA7B5B7BDAAC5967495C4A6C7ADB79CA4657EB5B8AB | ECO TOLEDO G45 3W E27 6500K V3 | The LED bulb generates high brightness with low power consumption and long-lasting service life. The bulb diffuses eye-comforting DAYLIGHT shade to brighten up your spaces. It is free from UV and mercury for safe use. The product is made of lightweight material, making it easy to install. | Socket | E27
| 114 | Lighting | LED Lamps | LED Lamps | ECO TOLEDO G45 3W E27 6500K V3 | 2513398 | LYLLBA000000011 | FEILO SYLVANIA | 0 | https://pim-kvc.soneparsea.com:3443/PictureServer/default.aspx/SYLVANIA-LYLLBA000000011_Image1.jpg?968A9D91A18A8980A686B098AB8386759E8E95729E907C809286847582676064807685A49BA4919BB57682AFC29E | https://pim-kvc.soneparsea.com:3443/PictureServer/default.aspx/sylvania-eco-toledo-series_Datasheet1.pdf?968A9D91A18A8980A686B0B8CBA3A695BEAEB572B79A9F61C4B4C0AAB6A65DA7B5B7BDAAC5967495C4A6C7ADB79CA4657EB5B8AB | ECO TOLEDO G45 3W E27 6500K V3 | The LED bulb generates high brightness with low power consumption and long-lasting service life. The bulb diffuses eye-comforting DAYLIGHT shade to brighten up your spaces. It is free from UV and mercury for safe use. The product is made of lightweight material, making it easy to install. | Colour | White
| 114 | Lighting | LED Lamps | LED Lamps | ECO TOLEDO G45 3W E27 6500K V3 | 2513398 | LYLLBA000000011 | FEILO SYLVANIA | 0 | https://pim-kvc.soneparsea.com:3443/PictureServer/default.aspx/SYLVANIA-LYLLBA000000011_Image1.jpg?968A9D91A18A8980A686B098AB8386759E8E95729E907C809286847582676064807685A49BA4919BB57682AFC29E | https://pim-kvc.soneparsea.com:3443/PictureServer/default.aspx/sylvania-eco-toledo-series_Datasheet1.pdf?968A9D91A18A8980A686B0B8CBA3A695BEAEB572B79A9F61C4B4C0AAB6A65DA7B5B7BDAAC5967495C4A6C7ADB79CA4657EB5B8AB | ECO TOLEDO G45 3W E27 6500K V3 | The LED bulb generates high brightness with low power consumption and long-lasting service life. The bulb diffuses eye-comforting DAYLIGHT shade to brighten up your spaces. It is free from UV and mercury for safe use. The product is made of lightweight material, making it easy to install. | Colour temperature | 6500...6500K
| 114 | Lighting | LED Lamps | LED Lamps | ECO TOLEDO G45 3W E27 6500K V3 | 2513398 | LYLLBA000000011 | FEILO SYLVANIA | 0 | https://pim-kvc.soneparsea.com:3443/PictureServer/default.aspx/SYLVANIA-LYLLBA000000011_Image1.jpg?968A9D91A18A8980A686B098AB8386759E8E95729E907C809286847582676064807685A49BA4919BB57682AFC29E | https://pim-kvc.soneparsea.com:3443/PictureServer/default.aspx/sylvania-eco-toledo-series_Datasheet1.pdf?968A9D91A18A8980A686B0B8CBA3A695BEAEB572B79A9F61C4B4C0AAB6A65DA7B5B7BDAAC5967495C4A6C7ADB79CA4657EB5B8AB | ECO TOLEDO G45 3W E27 6500K V3 | The LED bulb generates high brightness with low power consumption and long-lasting service life. The bulb diffuses eye-comforting DAYLIGHT shade to brighten up your spaces. It is free from UV and mercury for safe use. The product is made of lightweight material, making it easy to install. | Colour housing | White
| 115 | Lighting | LED Lamps | LED Lamps | ECO TOLEDO A65 15W E27 2700K V4 | 2513399 | LYLLBA000000088 | FEILO SYLVANIA | 0 | https://pim-kvc.soneparsea.com:3443/PictureServer/default.aspx/SYLVANIA-LYLLBA000000088_Image1.jpg?968A9D91A18A8980A686B098AB8386759E8E95729E907C809286847582676064807D8CA49BA4919BB57682AFC29E | https://pim-kvc.soneparsea.com:3443/PictureServer/default.aspx/sylvania-eco-toledo-series_Datasheet1.pdf?968A9D91A18A8980A686B0B8CBA3A695BEAEB572B79A9F61C4B4C0AAB6A65DA7B5B7BDAAC5967495C4A6C7ADB79CA4657EB5B8AB | ECO TOLEDO A65 15W E27 2700K V4 | The LED bulb generates high brightness with low power consumption and long-lasting service life. The bulb diffuses eye-comforting DAYLIGHT shade to brighten up your spaces. It is free from UV and mercury for safe use. The product is made of lightweight material, making it easy to install. | Lamp power | 15...15W
| 115 | Lighting | LED Lamps | LED Lamps | ECO TOLEDO A65 15W E27 2700K V4 | 2513399 | LYLLBA000000088 | FEILO SYLVANIA | 0 | https://pim-kvc.soneparsea.com:3443/PictureServer/default.aspx/SYLVANIA-LYLLBA000000088_Image1.jpg?968A9D91A18A8980A686B098AB8386759E8E95729E907C809286847582676064807D8CA49BA4919BB57682AFC29E | https://pim-kvc.soneparsea.com:3443/PictureServer/default.aspx/sylvania-eco-toledo-series_Datasheet1.pdf?968A9D91A18A8980A686B0B8CBA3A695BEAEB572B79A9F61C4B4C0AAB6A65DA7B5B7BDAAC5967495C4A6C7ADB79CA4657EB5B8AB | ECO TOLEDO A65 15W E27 2700K V4 | The LED bulb generates high brightness with low power consumption and long-lasting service life. The bulb diffuses eye-comforting DAYLIGHT shade to brighten up your spaces. It is free from UV and mercury for safe use. The product is made of lightweight material, making it easy to install. | Lamp shape | Pear-shape
| 115 | Lighting | LED Lamps | LED Lamps | ECO TOLEDO A65 15W E27 2700K V4 | 2513399 | LYLLBA000000088 | FEILO SYLVANIA | 0 | https://pim-kvc.soneparsea.com:3443/PictureServer/default.aspx/SYLVANIA-LYLLBA000000088_Image1.jpg?968A9D91A18A8980A686B098AB8386759E8E95729E907C809286847582676064807D8CA49BA4919BB57682AFC29E | https://pim-kvc.soneparsea.com:3443/PictureServer/default.aspx/sylvania-eco-toledo-series_Datasheet1.pdf?968A9D91A18A8980A686B0B8CBA3A695BEAEB572B79A9F61C4B4C0AAB6A65DA7B5B7BDAAC5967495C4A6C7ADB79CA4657EB5B8AB | ECO TOLEDO A65 15W E27 2700K V4 | The LED bulb generates high brightness with low power consumption and long-lasting service life. The bulb diffuses eye-comforting DAYLIGHT shade to brighten up your spaces. It is free from UV and mercury for safe use. The product is made of lightweight material, making it easy to install. | Socket | E27
| 115 | Lighting | LED Lamps | LED Lamps | ECO TOLEDO A65 15W E27 2700K V4 | 2513399 | LYLLBA000000088 | FEILO SYLVANIA | 0 | https://pim-kvc.soneparsea.com:3443/PictureServer/default.aspx/SYLVANIA-LYLLBA000000088_Image1.jpg?968A9D91A18A8980A686B098AB8386759E8E95729E907C809286847582676064807D8CA49BA4919BB57682AFC29E | https://pim-kvc.soneparsea.com:3443/PictureServer/default.aspx/sylvania-eco-toledo-series_Datasheet1.pdf?968A9D91A18A8980A686B0B8CBA3A695BEAEB572B79A9F61C4B4C0AAB6A65DA7B5B7BDAAC5967495C4A6C7ADB79CA4657EB5B8AB | ECO TOLEDO A65 15W E27 2700K V4 | The LED bulb generates high brightness with low power consumption and long-lasting service life. The bulb diffuses eye-comforting DAYLIGHT shade to brighten up your spaces. It is free from UV and mercury for safe use. The product is made of lightweight material, making it easy to install. | Colour | White
| 115 | Lighting | LED Lamps | LED Lamps | ECO TOLEDO A65 15W E27 2700K V4 | 2513399 | LYLLBA000000088 | FEILO SYLVANIA | 0 | https://pim-kvc.soneparsea.com:3443/PictureServer/default.aspx/SYLVANIA-LYLLBA000000088_Image1.jpg?968A9D91A18A8980A686B098AB8386759E8E95729E907C809286847582676064807D8CA49BA4919BB57682AFC29E | https://pim-kvc.soneparsea.com:3443/PictureServer/default.aspx/sylvania-eco-toledo-series_Datasheet1.pdf?968A9D91A18A8980A686B0B8CBA3A695BEAEB572B79A9F61C4B4C0AAB6A65DA7B5B7BDAAC5967495C4A6C7ADB79CA4657EB5B8AB | ECO TOLEDO A65 15W E27 2700K V4 | The LED bulb generates high brightness with low power consumption and long-lasting service life. The bulb diffuses eye-comforting DAYLIGHT shade to brighten up your spaces. It is free from UV and mercury for safe use. The product is made of lightweight material, making it easy to install. | Colour temperature | 2700...2700K
| 115 | Lighting | LED Lamps | LED Lamps | ECO TOLEDO A65 15W E27 2700K V4 | 2513399 | LYLLBA000000088 | FEILO SYLVANIA | 0 | https://pim-kvc.soneparsea.com:3443/PictureServer/default.aspx/SYLVANIA-LYLLBA000000088_Image1.jpg?968A9D91A18A8980A686B098AB8386759E8E95729E907C809286847582676064807D8CA49BA4919BB57682AFC29E | https://pim-kvc.soneparsea.com:3443/PictureServer/default.aspx/sylvania-eco-toledo-series_Datasheet1.pdf?968A9D91A18A8980A686B0B8CBA3A695BEAEB572B79A9F61C4B4C0AAB6A65DA7B5B7BDAAC5967495C4A6C7ADB79CA4657EB5B8AB | ECO TOLEDO A65 15W E27 2700K V4 | The LED bulb generates high brightness with low power consumption and long-lasting service life. The bulb diffuses eye-comforting DAYLIGHT shade to brighten up your spaces. It is free from UV and mercury for safe use. The product is made of lightweight material, making it easy to install. | Colour housing | White
| 116 | Lighting | LED Lamps | LED Lamps | ECO TOLEDO A65 15W E27 6500K V4 | 2513401 | LYLLBA000000090 | FEILO SYLVANIA | 0 | https://pim-kvc.soneparsea.com:3443/PictureServer/default.aspx/SYLVANIA-LYLLBA000000090_Image1.jpg?968A9D91A18A8980A686B098AB8386759E8E95729E907C809286847582676064807E84A49BA4919BB57682AFC29E | https://pim-kvc.soneparsea.com:3443/PictureServer/default.aspx/sylvania-eco-toledo-series_Datasheet1.pdf?968A9D91A18A8980A686B0B8CBA3A695BEAEB572B79A9F61C4B4C0AAB6A65DA7B5B7BDAAC5967495C4A6C7ADB79CA4657EB5B8AB | ECO TOLEDO A65 15W E27 6500K V4 | The LED bulb generates high brightness with low power consumption and long-lasting service life. The bulb diffuses eye-comforting DAYLIGHT shade to brighten up your spaces. It is free from UV and mercury for safe use. The product is made of lightweight material, making it easy to install. | Lamp power | 15...15W
| 116 | Lighting | LED Lamps | LED Lamps | ECO TOLEDO A65 15W E27 6500K V4 | 2513401 | LYLLBA000000090 | FEILO SYLVANIA | 0 | https://pim-kvc.soneparsea.com:3443/PictureServer/default.aspx/SYLVANIA-LYLLBA000000090_Image1.jpg?968A9D91A18A8980A686B098AB8386759E8E95729E907C809286847582676064807E84A49BA4919BB57682AFC29E | https://pim-kvc.soneparsea.com:3443/PictureServer/default.aspx/sylvania-eco-toledo-series_Datasheet1.pdf?968A9D91A18A8980A686B0B8CBA3A695BEAEB572B79A9F61C4B4C0AAB6A65DA7B5B7BDAAC5967495C4A6C7ADB79CA4657EB5B8AB | ECO TOLEDO A65 15W E27 6500K V4 | The LED bulb generates high brightness with low power consumption and long-lasting service life. The bulb diffuses eye-comforting DAYLIGHT shade to brighten up your spaces. It is free from UV and mercury for safe use. The product is made of lightweight material, making it easy to install. | Lamp shape | Pear-shape
| 116 | Lighting | LED Lamps | LED Lamps | ECO TOLEDO A65 15W E27 6500K V4 | 2513401 | LYLLBA000000090 | FEILO SYLVANIA | 0 | https://pim-kvc.soneparsea.com:3443/PictureServer/default.aspx/SYLVANIA-LYLLBA000000090_Image1.jpg?968A9D91A18A8980A686B098AB8386759E8E95729E907C809286847582676064807E84A49BA4919BB57682AFC29E | https://pim-kvc.soneparsea.com:3443/PictureServer/default.aspx/sylvania-eco-toledo-series_Datasheet1.pdf?968A9D91A18A8980A686B0B8CBA3A695BEAEB572B79A9F61C4B4C0AAB6A65DA7B5B7BDAAC5967495C4A6C7ADB79CA4657EB5B8AB | ECO TOLEDO A65 15W E27 6500K V4 | The LED bulb generates high brightness with low power consumption and long-lasting service life. The bulb diffuses eye-comforting DAYLIGHT shade to brighten up your spaces. It is free from UV and mercury for safe use. The product is made of lightweight material, making it easy to install. | Socket | E27
| 116 | Lighting | LED Lamps | LED Lamps | ECO TOLEDO A65 15W E27 6500K V4 | 2513401 | LYLLBA000000090 | FEILO SYLVANIA | 0 | https://pim-kvc.soneparsea.com:3443/PictureServer/default.aspx/SYLVANIA-LYLLBA000000090_Image1.jpg?968A9D91A18A8980A686B098AB8386759E8E95729E907C809286847582676064807E84A49BA4919BB57682AFC29E | https://pim-kvc.soneparsea.com:3443/PictureServer/default.aspx/sylvania-eco-toledo-series_Datasheet1.pdf?968A9D91A18A8980A686B0B8CBA3A695BEAEB572B79A9F61C4B4C0AAB6A65DA7B5B7BDAAC5967495C4A6C7ADB79CA4657EB5B8AB | ECO TOLEDO A65 15W E27 6500K V4 | The LED bulb generates high brightness with low power consumption and long-lasting service life. The bulb diffuses eye-comforting DAYLIGHT shade to brighten up your spaces. It is free from UV and mercury for safe use. The product is made of lightweight material, making it easy to install. | Colour | White
| 116 | Lighting | LED Lamps | LED Lamps | ECO TOLEDO A65 15W E27 6500K V4 | 2513401 | LYLLBA000000090 | FEILO SYLVANIA | 0 | https://pim-kvc.soneparsea.com:3443/PictureServer/default.aspx/SYLVANIA-LYLLBA000000090_Image1.jpg?968A9D91A18A8980A686B098AB8386759E8E95729E907C809286847582676064807E84A49BA4919BB57682AFC29E | https://pim-kvc.soneparsea.com:3443/PictureServer/default.aspx/sylvania-eco-toledo-series_Datasheet1.pdf?968A9D91A18A8980A686B0B8CBA3A695BEAEB572B79A9F61C4B4C0AAB6A65DA7B5B7BDAAC5967495C4A6C7ADB79CA4657EB5B8AB | ECO TOLEDO A65 15W E27 6500K V4 | The LED bulb generates high brightness with low power consumption and long-lasting service life. The bulb diffuses eye-comforting DAYLIGHT shade to brighten up your spaces. It is free from UV and mercury for safe use. The product is made of lightweight material, making it easy to install. | Colour temperature | 6500...6500K
| 116 | Lighting | LED Lamps | LED Lamps | ECO TOLEDO A65 15W E27 6500K V4 | 2513401 | LYLLBA000000090 | FEILO SYLVANIA | 0 | https://pim-kvc.soneparsea.com:3443/PictureServer/default.aspx/SYLVANIA-LYLLBA000000090_Image1.jpg?968A9D91A18A8980A686B098AB8386759E8E95729E907C809286847582676064807E84A49BA4919BB57682AFC29E | https://pim-kvc.soneparsea.com:3443/PictureServer/default.aspx/sylvania-eco-toledo-series_Datasheet1.pdf?968A9D91A18A8980A686B0B8CBA3A695BEAEB572B79A9F61C4B4C0AAB6A65DA7B5B7BDAAC5967495C4A6C7ADB79CA4657EB5B8AB | ECO TOLEDO A65 15W E27 6500K V4 | The LED bulb generates high brightness with low power consumption and long-lasting service life. The bulb diffuses eye-comforting DAYLIGHT shade to brighten up your spaces. It is free from UV and mercury for safe use. The product is made of lightweight material, making it easy to install. | Colour housing | White
| 117 | Lighting | Emergency Lights | Emergency Lights - LED | EMERGENCY LIGHT LUMINAIRES RECTANGLE 2 LAMP 12V 9W CU LED 4H | 2513632 | CU209CD4 | SUNNY | 0 | https://pim-kvc.soneparsea.com:3443/PictureServer/default.aspx/sunny-CU209CD4_Image1.jpg?A39AA293AB93A3A9BEB3CD72958C626489889879B1809D95B7AA8573BCA797 | https://pim-kvc.soneparsea.com:3443/PictureServer/default.aspx/sunny-CU209CD4_Datasheet1.pdf?A39AA293AB93A3A9BEB3CD72958C626489889879B17B91A8B1B8BCAAB7AB6162C0A9BA | SELF CONTAINED EMERGENCY LIGHT LUMINAIRES RECTANGLE 2 LAMP 12V 9W CU LED 4HRS | The Self-Contained Emergency Light Luminaires CU Series uses two 12V SMD LED lamps for lighting. The device is controlled by the microcontroller. Thus, it can be tested by remote testing. The front panel is made from ABS UL94 V-0 plastic which has high heat resistance, impact toughness, fracture toughness and corrosion resistance. The rear panel which is used for mounting and housing battery is made from 1.0 mm thick Electro-Galvanized steel sheet and finished with epoxy powder coating and stove enamel which can effectively prevent rust. | Battery quality | Lead
| 117 | Lighting | Emergency Lights | Emergency Lights - LED | EMERGENCY LIGHT LUMINAIRES RECTANGLE 2 LAMP 12V 9W CU LED 4H | 2513632 | CU209CD4 | SUNNY | 0 | https://pim-kvc.soneparsea.com:3443/PictureServer/default.aspx/sunny-CU209CD4_Image1.jpg?A39AA293AB93A3A9BEB3CD72958C626489889879B1809D95B7AA8573BCA797 | https://pim-kvc.soneparsea.com:3443/PictureServer/default.aspx/sunny-CU209CD4_Datasheet1.pdf?A39AA293AB93A3A9BEB3CD72958C626489889879B17B91A8B1B8BCAAB7AB6162C0A9BA | SELF CONTAINED EMERGENCY LIGHT LUMINAIRES RECTANGLE 2 LAMP 12V 9W CU LED 4HRS | The Self-Contained Emergency Light Luminaires CU Series uses two 12V SMD LED lamps for lighting. The device is controlled by the microcontroller. Thus, it can be tested by remote testing. The front panel is made from ABS UL94 V-0 plastic which has high heat resistance, impact toughness, fracture toughness and corrosion resistance. The rear panel which is used for mounting and housing battery is made from 1.0 mm thick Electro-Galvanized steel sheet and finished with epoxy powder coating and stove enamel which can effectively prevent rust. | Lamp type | LED not exchangeable
| 117 | Lighting | Emergency Lights | Emergency Lights - LED | EMERGENCY LIGHT LUMINAIRES RECTANGLE 2 LAMP 12V 9W CU LED 4H | 2513632 | CU209CD4 | SUNNY | 0 | https://pim-kvc.soneparsea.com:3443/PictureServer/default.aspx/sunny-CU209CD4_Image1.jpg?A39AA293AB93A3A9BEB3CD72958C626489889879B1809D95B7AA8573BCA797 | https://pim-kvc.soneparsea.com:3443/PictureServer/default.aspx/sunny-CU209CD4_Datasheet1.pdf?A39AA293AB93A3A9BEB3CD72958C626489889879B17B91A8B1B8BCAAB7AB6162C0A9BA | SELF CONTAINED EMERGENCY LIGHT LUMINAIRES RECTANGLE 2 LAMP 12V 9W CU LED 4HRS | The Self-Contained Emergency Light Luminaires CU Series uses two 12V SMD LED lamps for lighting. The device is controlled by the microcontroller. Thus, it can be tested by remote testing. The front panel is made from ABS UL94 V-0 plastic which has high heat resistance, impact toughness, fracture toughness and corrosion resistance. The rear panel which is used for mounting and housing battery is made from 1.0 mm thick Electro-Galvanized steel sheet and finished with epoxy powder coating and stove enamel which can effectively prevent rust. | Suitable for number of lamps | 2
| 117 | Lighting | Emergency Lights | Emergency Lights - LED | EMERGENCY LIGHT LUMINAIRES RECTANGLE 2 LAMP 12V 9W CU LED 4H | 2513632 | CU209CD4 | SUNNY | 0 | https://pim-kvc.soneparsea.com:3443/PictureServer/default.aspx/sunny-CU209CD4_Image1.jpg?A39AA293AB93A3A9BEB3CD72958C626489889879B1809D95B7AA8573BCA797 | https://pim-kvc.soneparsea.com:3443/PictureServer/default.aspx/sunny-CU209CD4_Datasheet1.pdf?A39AA293AB93A3A9BEB3CD72958C626489889879B17B91A8B1B8BCAAB7AB6162C0A9BA | SELF CONTAINED EMERGENCY LIGHT LUMINAIRES RECTANGLE 2 LAMP 12V 9W CU LED 4HRS | The Self-Contained Emergency Light Luminaires CU Series uses two 12V SMD LED lamps for lighting. The device is controlled by the microcontroller. Thus, it can be tested by remote testing. The front panel is made from ABS UL94 V-0 plastic which has high heat resistance, impact toughness, fracture toughness and corrosion resistance. The rear panel which is used for mounting and housing battery is made from 1.0 mm thick Electro-Galvanized steel sheet and finished with epoxy powder coating and stove enamel which can effectively prevent rust. | Material housing | Plastic
| 117 | Lighting | Emergency Lights | Emergency Lights - LED | EMERGENCY LIGHT LUMINAIRES RECTANGLE 2 LAMP 12V 9W CU LED 4H | 2513632 | CU209CD4 | SUNNY | 0 | https://pim-kvc.soneparsea.com:3443/PictureServer/default.aspx/sunny-CU209CD4_Image1.jpg?A39AA293AB93A3A9BEB3CD72958C626489889879B1809D95B7AA8573BCA797 | https://pim-kvc.soneparsea.com:3443/PictureServer/default.aspx/sunny-CU209CD4_Datasheet1.pdf?A39AA293AB93A3A9BEB3CD72958C626489889879B17B91A8B1B8BCAAB7AB6162C0A9BA | SELF CONTAINED EMERGENCY LIGHT LUMINAIRES RECTANGLE 2 LAMP 12V 9W CU LED 4HRS | The Self-Contained Emergency Light Luminaires CU Series uses two 12V SMD LED lamps for lighting. The device is controlled by the microcontroller. Thus, it can be tested by remote testing. The front panel is made from ABS UL94 V-0 plastic which has high heat resistance, impact toughness, fracture toughness and corrosion resistance. The rear panel which is used for mounting and housing battery is made from 1.0 mm thick Electro-Galvanized steel sheet and finished with epoxy powder coating and stove enamel which can effectively prevent rust. | Colour housing | White
| 118 | Lighting | Emergency Lights | Emergency Lights - LED | EMERGENCY LIGHT INPUT 220VAC LED MR16 12V 2X12W | 2529246 | CU212CD3 | SUNNY | 0 | https://pim-kvc.soneparsea.com:3443/PictureServer/default.aspx/sunny-CU212CD3_Image1.jpg?A39AA293AB93A3A9BEB3CD72958C626582889878B1809D95B7AA8573BCA797 | https://pim-kvc.soneparsea.com:3443/PictureServer/default.aspx/sunny-CU212CD3_Datasheet1.pdf?A39AA293AB93A3A9BEB3CD72958C626582889878B17B91A8B1B8BCAAB7AB6162C0A9BA | SELF CONTAINED EMERGENCY LIGHT LUMINAIRES INPUT 220VAC LED MR16 12V 2X12W | The Self-Contained Emergency Light Luminaires CU Series uses two 12V SMD LED lamps for lighting. The device is controlled by the microcontroller. Thus, it can be tested by remote testing. The front panel is made from ABS UL94 V-0 plastic which has high heat resistance, impact toughness, fracture toughness and corrosion resistance. The rear panel which is used for mounting and housing battery is made from 1.0 mm thick Electro-Galvanized steel sheet and finished with epoxy powder coating and stove enamel which can effectively prevent rust. | Battery quality | Lead
| 118 | Lighting | Emergency Lights | Emergency Lights - LED | EMERGENCY LIGHT INPUT 220VAC LED MR16 12V 2X12W | 2529246 | CU212CD3 | SUNNY | 0 | https://pim-kvc.soneparsea.com:3443/PictureServer/default.aspx/sunny-CU212CD3_Image1.jpg?A39AA293AB93A3A9BEB3CD72958C626582889878B1809D95B7AA8573BCA797 | https://pim-kvc.soneparsea.com:3443/PictureServer/default.aspx/sunny-CU212CD3_Datasheet1.pdf?A39AA293AB93A3A9BEB3CD72958C626582889878B17B91A8B1B8BCAAB7AB6162C0A9BA | SELF CONTAINED EMERGENCY LIGHT LUMINAIRES INPUT 220VAC LED MR16 12V 2X12W | The Self-Contained Emergency Light Luminaires CU Series uses two 12V SMD LED lamps for lighting. The device is controlled by the microcontroller. Thus, it can be tested by remote testing. The front panel is made from ABS UL94 V-0 plastic which has high heat resistance, impact toughness, fracture toughness and corrosion resistance. The rear panel which is used for mounting and housing battery is made from 1.0 mm thick Electro-Galvanized steel sheet and finished with epoxy powder coating and stove enamel which can effectively prevent rust. | Lamp type | LED not exchangeable
| 118 | Lighting | Emergency Lights | Emergency Lights - LED | EMERGENCY LIGHT INPUT 220VAC LED MR16 12V 2X12W | 2529246 | CU212CD3 | SUNNY | 0 | https://pim-kvc.soneparsea.com:3443/PictureServer/default.aspx/sunny-CU212CD3_Image1.jpg?A39AA293AB93A3A9BEB3CD72958C626582889878B1809D95B7AA8573BCA797 | https://pim-kvc.soneparsea.com:3443/PictureServer/default.aspx/sunny-CU212CD3_Datasheet1.pdf?A39AA293AB93A3A9BEB3CD72958C626582889878B17B91A8B1B8BCAAB7AB6162C0A9BA | SELF CONTAINED EMERGENCY LIGHT LUMINAIRES INPUT 220VAC LED MR16 12V 2X12W | The Self-Contained Emergency Light Luminaires CU Series uses two 12V SMD LED lamps for lighting. The device is controlled by the microcontroller. Thus, it can be tested by remote testing. The front panel is made from ABS UL94 V-0 plastic which has high heat resistance, impact toughness, fracture toughness and corrosion resistance. The rear panel which is used for mounting and housing battery is made from 1.0 mm thick Electro-Galvanized steel sheet and finished with epoxy powder coating and stove enamel which can effectively prevent rust. | Suitable for number of lamps | 2
| 118 | Lighting | Emergency Lights | Emergency Lights - LED | EMERGENCY LIGHT INPUT 220VAC LED MR16 12V 2X12W | 2529246 | CU212CD3 | SUNNY | 0 | https://pim-kvc.soneparsea.com:3443/PictureServer/default.aspx/sunny-CU212CD3_Image1.jpg?A39AA293AB93A3A9BEB3CD72958C626582889878B1809D95B7AA8573BCA797 | https://pim-kvc.soneparsea.com:3443/PictureServer/default.aspx/sunny-CU212CD3_Datasheet1.pdf?A39AA293AB93A3A9BEB3CD72958C626582889878B17B91A8B1B8BCAAB7AB6162C0A9BA | SELF CONTAINED EMERGENCY LIGHT LUMINAIRES INPUT 220VAC LED MR16 12V 2X12W | The Self-Contained Emergency Light Luminaires CU Series uses two 12V SMD LED lamps for lighting. The device is controlled by the microcontroller. Thus, it can be tested by remote testing. The front panel is made from ABS UL94 V-0 plastic which has high heat resistance, impact toughness, fracture toughness and corrosion resistance. The rear panel which is used for mounting and housing battery is made from 1.0 mm thick Electro-Galvanized steel sheet and finished with epoxy powder coating and stove enamel which can effectively prevent rust. | Material housing | Plastic
| 118 | Lighting | Emergency Lights | Emergency Lights - LED | EMERGENCY LIGHT INPUT 220VAC LED MR16 12V 2X12W | 2529246 | CU212CD3 | SUNNY | 0 | https://pim-kvc.soneparsea.com:3443/PictureServer/default.aspx/sunny-CU212CD3_Image1.jpg?A39AA293AB93A3A9BEB3CD72958C626582889878B1809D95B7AA8573BCA797 | https://pim-kvc.soneparsea.com:3443/PictureServer/default.aspx/sunny-CU212CD3_Datasheet1.pdf?A39AA293AB93A3A9BEB3CD72958C626582889878B17B91A8B1B8BCAAB7AB6162C0A9BA | SELF CONTAINED EMERGENCY LIGHT LUMINAIRES INPUT 220VAC LED MR16 12V 2X12W | The Self-Contained Emergency Light Luminaires CU Series uses two 12V SMD LED lamps for lighting. The device is controlled by the microcontroller. Thus, it can be tested by remote testing. The front panel is made from ABS UL94 V-0 plastic which has high heat resistance, impact toughness, fracture toughness and corrosion resistance. The rear panel which is used for mounting and housing battery is made from 1.0 mm thick Electro-Galvanized steel sheet and finished with epoxy powder coating and stove enamel which can effectively prevent rust. | Colour housing | White
| 119 | Lighting | LED Lamps | LED Lamps | HARMONY XVM OPTIMUM SUPER BRIGHT LED BULB 230V RED | 2531180 | DL2EDM4SB | SCHNEIDER ELECTRIC | 1670 | https://pim-kvc.soneparsea.com:3443/PictureServer/default.aspx/schneider-DL2EDM4SB_Image1.JPG?A3889C9397807479A2A1C7A8BAA5959DB4AAC6729683627994928898949679A1B1ACB9768081807B | https://pim-kvc.soneparsea.com:3443/PictureServer/default.aspx/schneider-DL2EDM4SB_Datasheet1.pdf?A3889C9397807479A2A1C7A8BAA5959DB4AAC672968362799492889894967495C4A6C7ADB79CA4657EB5B8AB | HARMONY XVM OPTIMUM SUPER BRIGHT LED BULB 230V RED | The LED bulb generates high brightness with low power consumption and long-lasting service life. The bulb diffuses eye-comforting DAYLIGHT shade to brighten up your spaces. It is free from UV and mercury for safe use. The product is made of lightweight material, making it easy to install. | Nominal voltage | 230...230V
| 119 | Lighting | LED Lamps | LED Lamps | HARMONY XVM OPTIMUM SUPER BRIGHT LED BULB 230V RED | 2531180 | DL2EDM4SB | SCHNEIDER ELECTRIC | 1670 | https://pim-kvc.soneparsea.com:3443/PictureServer/default.aspx/schneider-DL2EDM4SB_Image1.JPG?A3889C9397807479A2A1C7A8BAA5959DB4AAC6729683627994928898949679A1B1ACB9768081807B | https://pim-kvc.soneparsea.com:3443/PictureServer/default.aspx/schneider-DL2EDM4SB_Datasheet1.pdf?A3889C9397807479A2A1C7A8BAA5959DB4AAC672968362799492889894967495C4A6C7ADB79CA4657EB5B8AB | HARMONY XVM OPTIMUM SUPER BRIGHT LED BULB 230V RED | The LED bulb generates high brightness with low power consumption and long-lasting service life. The bulb diffuses eye-comforting DAYLIGHT shade to brighten up your spaces. It is free from UV and mercury for safe use. The product is made of lightweight material, making it easy to install. | Voltage type | AC/DC
| 119 | Lighting | LED Lamps | LED Lamps | HARMONY XVM OPTIMUM SUPER BRIGHT LED BULB 230V RED | 2531180 | DL2EDM4SB | SCHNEIDER ELECTRIC | 1670 | https://pim-kvc.soneparsea.com:3443/PictureServer/default.aspx/schneider-DL2EDM4SB_Image1.JPG?A3889C9397807479A2A1C7A8BAA5959DB4AAC6729683627994928898949679A1B1ACB9768081807B | https://pim-kvc.soneparsea.com:3443/PictureServer/default.aspx/schneider-DL2EDM4SB_Datasheet1.pdf?A3889C9397807479A2A1C7A8BAA5959DB4AAC672968362799492889894967495C4A6C7ADB79CA4657EB5B8AB | HARMONY XVM OPTIMUM SUPER BRIGHT LED BULB 230V RED | The LED bulb generates high brightness with low power consumption and long-lasting service life. The bulb diffuses eye-comforting DAYLIGHT shade to brighten up your spaces. It is free from UV and mercury for safe use. The product is made of lightweight material, making it easy to install. | Luminous intensity | 900cd
| 119 | Lighting | LED Lamps | LED Lamps | HARMONY XVM OPTIMUM SUPER BRIGHT LED BULB 230V RED | 2531180 | DL2EDM4SB | SCHNEIDER ELECTRIC | 1670 | https://pim-kvc.soneparsea.com:3443/PictureServer/default.aspx/schneider-DL2EDM4SB_Image1.JPG?A3889C9397807479A2A1C7A8BAA5959DB4AAC6729683627994928898949679A1B1ACB9768081807B | https://pim-kvc.soneparsea.com:3443/PictureServer/default.aspx/schneider-DL2EDM4SB_Datasheet1.pdf?A3889C9397807479A2A1C7A8BAA5959DB4AAC672968362799492889894967495C4A6C7ADB79CA4657EB5B8AB | HARMONY XVM OPTIMUM SUPER BRIGHT LED BULB 230V RED | The LED bulb generates high brightness with low power consumption and long-lasting service life. The bulb diffuses eye-comforting DAYLIGHT shade to brighten up your spaces. It is free from UV and mercury for safe use. The product is made of lightweight material, making it easy to install. | Colour rendering index CRI | 20-39
| 119 | Lighting | LED Lamps | LED Lamps | HARMONY XVM OPTIMUM SUPER BRIGHT LED BULB 230V RED | 2531180 | DL2EDM4SB | SCHNEIDER ELECTRIC | 1670 | https://pim-kvc.soneparsea.com:3443/PictureServer/default.aspx/schneider-DL2EDM4SB_Image1.JPG?A3889C9397807479A2A1C7A8BAA5959DB4AAC6729683627994928898949679A1B1ACB9768081807B | https://pim-kvc.soneparsea.com:3443/PictureServer/default.aspx/schneider-DL2EDM4SB_Datasheet1.pdf?A3889C9397807479A2A1C7A8BAA5959DB4AAC672968362799492889894967495C4A6C7ADB79CA4657EB5B8AB | HARMONY XVM OPTIMUM SUPER BRIGHT LED BULB 230V RED | The LED bulb generates high brightness with low power consumption and long-lasting service life. The bulb diffuses eye-comforting DAYLIGHT shade to brighten up your spaces. It is free from UV and mercury for safe use. The product is made of lightweight material, making it easy to install. | Lamp shape | Other
| 119 | Lighting | LED Lamps | LED Lamps | HARMONY XVM OPTIMUM SUPER BRIGHT LED BULB 230V RED | 2531180 | DL2EDM4SB | SCHNEIDER ELECTRIC | 1670 | https://pim-kvc.soneparsea.com:3443/PictureServer/default.aspx/schneider-DL2EDM4SB_Image1.JPG?A3889C9397807479A2A1C7A8BAA5959DB4AAC6729683627994928898949679A1B1ACB9768081807B | https://pim-kvc.soneparsea.com:3443/PictureServer/default.aspx/schneider-DL2EDM4SB_Datasheet1.pdf?A3889C9397807479A2A1C7A8BAA5959DB4AAC672968362799492889894967495C4A6C7ADB79CA4657EB5B8AB | HARMONY XVM OPTIMUM SUPER BRIGHT LED BULB 230V RED | The LED bulb generates high brightness with low power consumption and long-lasting service life. The bulb diffuses eye-comforting DAYLIGHT shade to brighten up your spaces. It is free from UV and mercury for safe use. The product is made of lightweight material, making it easy to install. | Filament lamp | no
| 119 | Lighting | LED Lamps | LED Lamps | HARMONY XVM OPTIMUM SUPER BRIGHT LED BULB 230V RED | 2531180 | DL2EDM4SB | SCHNEIDER ELECTRIC | 1670 | https://pim-kvc.soneparsea.com:3443/PictureServer/default.aspx/schneider-DL2EDM4SB_Image1.JPG?A3889C9397807479A2A1C7A8BAA5959DB4AAC6729683627994928898949679A1B1ACB9768081807B | https://pim-kvc.soneparsea.com:3443/PictureServer/default.aspx/schneider-DL2EDM4SB_Datasheet1.pdf?A3889C9397807479A2A1C7A8BAA5959DB4AAC672968362799492889894967495C4A6C7ADB79CA4657EB5B8AB | HARMONY XVM OPTIMUM SUPER BRIGHT LED BULB 230V RED | The LED bulb generates high brightness with low power consumption and long-lasting service life. The bulb diffuses eye-comforting DAYLIGHT shade to brighten up your spaces. It is free from UV and mercury for safe use. The product is made of lightweight material, making it easy to install. | Type of glass/cover | Clear
| 119 | Lighting | LED Lamps | LED Lamps | HARMONY XVM OPTIMUM SUPER BRIGHT LED BULB 230V RED | 2531180 | DL2EDM4SB | SCHNEIDER ELECTRIC | 1670 | https://pim-kvc.soneparsea.com:3443/PictureServer/default.aspx/schneider-DL2EDM4SB_Image1.JPG?A3889C9397807479A2A1C7A8BAA5959DB4AAC6729683627994928898949679A1B1ACB9768081807B | https://pim-kvc.soneparsea.com:3443/PictureServer/default.aspx/schneider-DL2EDM4SB_Datasheet1.pdf?A3889C9397807479A2A1C7A8BAA5959DB4AAC672968362799492889894967495C4A6C7ADB79CA4657EB5B8AB | HARMONY XVM OPTIMUM SUPER BRIGHT LED BULB 230V RED | The LED bulb generates high brightness with low power consumption and long-lasting service life. The bulb diffuses eye-comforting DAYLIGHT shade to brighten up your spaces. It is free from UV and mercury for safe use. The product is made of lightweight material, making it easy to install. | Socket | BA15d
| 119 | Lighting | LED Lamps | LED Lamps | HARMONY XVM OPTIMUM SUPER BRIGHT LED BULB 230V RED | 2531180 | DL2EDM4SB | SCHNEIDER ELECTRIC | 1670 | https://pim-kvc.soneparsea.com:3443/PictureServer/default.aspx/schneider-DL2EDM4SB_Image1.JPG?A3889C9397807479A2A1C7A8BAA5959DB4AAC6729683627994928898949679A1B1ACB9768081807B | https://pim-kvc.soneparsea.com:3443/PictureServer/default.aspx/schneider-DL2EDM4SB_Datasheet1.pdf?A3889C9397807479A2A1C7A8BAA5959DB4AAC672968362799492889894967495C4A6C7ADB79CA4657EB5B8AB | HARMONY XVM OPTIMUM SUPER BRIGHT LED BULB 230V RED | The LED bulb generates high brightness with low power consumption and long-lasting service life. The bulb diffuses eye-comforting DAYLIGHT shade to brighten up your spaces. It is free from UV and mercury for safe use. The product is made of lightweight material, making it easy to install. | Colour | Red
| 119 | Lighting | LED Lamps | LED Lamps | HARMONY XVM OPTIMUM SUPER BRIGHT LED BULB 230V RED | 2531180 | DL2EDM4SB | SCHNEIDER ELECTRIC | 1670 | https://pim-kvc.soneparsea.com:3443/PictureServer/default.aspx/schneider-DL2EDM4SB_Image1.JPG?A3889C9397807479A2A1C7A8BAA5959DB4AAC6729683627994928898949679A1B1ACB9768081807B | https://pim-kvc.soneparsea.com:3443/PictureServer/default.aspx/schneider-DL2EDM4SB_Datasheet1.pdf?A3889C9397807479A2A1C7A8BAA5959DB4AAC672968362799492889894967495C4A6C7ADB79CA4657EB5B8AB | HARMONY XVM OPTIMUM SUPER BRIGHT LED BULB 230V RED | The LED bulb generates high brightness with low power consumption and long-lasting service life. The bulb diffuses eye-comforting DAYLIGHT shade to brighten up your spaces. It is free from UV and mercury for safe use. The product is made of lightweight material, making it easy to install. | Colour housing | Grey
| 119 | Lighting | LED Lamps | LED Lamps | HARMONY XVM OPTIMUM SUPER BRIGHT LED BULB 230V RED | 2531180 | DL2EDM4SB | SCHNEIDER ELECTRIC | 1670 | https://pim-kvc.soneparsea.com:3443/PictureServer/default.aspx/schneider-DL2EDM4SB_Image1.JPG?A3889C9397807479A2A1C7A8BAA5959DB4AAC6729683627994928898949679A1B1ACB9768081807B | https://pim-kvc.soneparsea.com:3443/PictureServer/default.aspx/schneider-DL2EDM4SB_Datasheet1.pdf?A3889C9397807479A2A1C7A8BAA5959DB4AAC672968362799492889894967495C4A6C7ADB79CA4657EB5B8AB | HARMONY XVM OPTIMUM SUPER BRIGHT LED BULB 230V RED | The LED bulb generates high brightness with low power consumption and long-lasting service life. The bulb diffuses eye-comforting DAYLIGHT shade to brighten up your spaces. It is free from UV and mercury for safe use. The product is made of lightweight material, making it easy to install. | Dimmable | no
| 119 | Lighting | LED Lamps | LED Lamps | HARMONY XVM OPTIMUM SUPER BRIGHT LED BULB 230V RED | 2531180 | DL2EDM4SB | SCHNEIDER ELECTRIC | 1670 | https://pim-kvc.soneparsea.com:3443/PictureServer/default.aspx/schneider-DL2EDM4SB_Image1.JPG?A3889C9397807479A2A1C7A8BAA5959DB4AAC6729683627994928898949679A1B1ACB9768081807B | https://pim-kvc.soneparsea.com:3443/PictureServer/default.aspx/schneider-DL2EDM4SB_Datasheet1.pdf?A3889C9397807479A2A1C7A8BAA5959DB4AAC672968362799492889894967495C4A6C7ADB79CA4657EB5B8AB | HARMONY XVM OPTIMUM SUPER BRIGHT LED BULB 230V RED | The LED bulb generates high brightness with low power consumption and long-lasting service life. The bulb diffuses eye-comforting DAYLIGHT shade to brighten up your spaces. It is free from UV and mercury for safe use. The product is made of lightweight material, making it easy to install. | Diameter | 0mm
| 119 | Lighting | LED Lamps | LED Lamps | HARMONY XVM OPTIMUM SUPER BRIGHT LED BULB 230V RED | 2531180 | DL2EDM4SB | SCHNEIDER ELECTRIC | 1670 | https://pim-kvc.soneparsea.com:3443/PictureServer/default.aspx/schneider-DL2EDM4SB_Image1.JPG?A3889C9397807479A2A1C7A8BAA5959DB4AAC6729683627994928898949679A1B1ACB9768081807B | https://pim-kvc.soneparsea.com:3443/PictureServer/default.aspx/schneider-DL2EDM4SB_Datasheet1.pdf?A3889C9397807479A2A1C7A8BAA5959DB4AAC672968362799492889894967495C4A6C7ADB79CA4657EB5B8AB | HARMONY XVM OPTIMUM SUPER BRIGHT LED BULB 230V RED | The LED bulb generates high brightness with low power consumption and long-lasting service life. The bulb diffuses eye-comforting DAYLIGHT shade to brighten up your spaces. It is free from UV and mercury for safe use. The product is made of lightweight material, making it easy to install. | Length | 0mm
| 119 | Lighting | LED Lamps | LED Lamps | HARMONY XVM OPTIMUM SUPER BRIGHT LED BULB 230V RED | 2531180 | DL2EDM4SB | SCHNEIDER ELECTRIC | 1670 | https://pim-kvc.soneparsea.com:3443/PictureServer/default.aspx/schneider-DL2EDM4SB_Image1.JPG?A3889C9397807479A2A1C7A8BAA5959DB4AAC6729683627994928898949679A1B1ACB9768081807B | https://pim-kvc.soneparsea.com:3443/PictureServer/default.aspx/schneider-DL2EDM4SB_Datasheet1.pdf?A3889C9397807479A2A1C7A8BAA5959DB4AAC672968362799492889894967495C4A6C7ADB79CA4657EB5B8AB | HARMONY XVM OPTIMUM SUPER BRIGHT LED BULB 230V RED | The LED bulb generates high brightness with low power consumption and long-lasting service life. The bulb diffuses eye-comforting DAYLIGHT shade to brighten up your spaces. It is free from UV and mercury for safe use. The product is made of lightweight material, making it easy to install. | Degree of protection (IP) | Other
| 119 | Lighting | LED Lamps | LED Lamps | HARMONY XVM OPTIMUM SUPER BRIGHT LED BULB 230V RED | 2531180 | DL2EDM4SB | SCHNEIDER ELECTRIC | 1670 | https://pim-kvc.soneparsea.com:3443/PictureServer/default.aspx/schneider-DL2EDM4SB_Image1.JPG?A3889C9397807479A2A1C7A8BAA5959DB4AAC6729683627994928898949679A1B1ACB9768081807B | https://pim-kvc.soneparsea.com:3443/PictureServer/default.aspx/schneider-DL2EDM4SB_Datasheet1.pdf?A3889C9397807479A2A1C7A8BAA5959DB4AAC672968362799492889894967495C4A6C7ADB79CA4657EB5B8AB | HARMONY XVM OPTIMUM SUPER BRIGHT LED BULB 230V RED | The LED bulb generates high brightness with low power consumption and long-lasting service life. The bulb diffuses eye-comforting DAYLIGHT shade to brighten up your spaces. It is free from UV and mercury for safe use. The product is made of lightweight material, making it easy to install. | Lamp designation | Other
| 119 | Lighting | LED Lamps | LED Lamps | HARMONY XVM OPTIMUM SUPER BRIGHT LED BULB 230V RED | 2531180 | DL2EDM4SB | SCHNEIDER ELECTRIC | 1670 | https://pim-kvc.soneparsea.com:3443/PictureServer/default.aspx/schneider-DL2EDM4SB_Image1.JPG?A3889C9397807479A2A1C7A8BAA5959DB4AAC6729683627994928898949679A1B1ACB9768081807B | https://pim-kvc.soneparsea.com:3443/PictureServer/default.aspx/schneider-DL2EDM4SB_Datasheet1.pdf?A3889C9397807479A2A1C7A8BAA5959DB4AAC672968362799492889894967495C4A6C7ADB79CA4657EB5B8AB | HARMONY XVM OPTIMUM SUPER BRIGHT LED BULB 230V RED | The LED bulb generates high brightness with low power consumption and long-lasting service life. The bulb diffuses eye-comforting DAYLIGHT shade to brighten up your spaces. It is free from UV and mercury for safe use. The product is made of lightweight material, making it easy to install. | Energy efficiency class | A++
| 119 | Lighting | LED Lamps | LED Lamps | HARMONY XVM OPTIMUM SUPER BRIGHT LED BULB 230V RED | 2531180 | DL2EDM4SB | SCHNEIDER ELECTRIC | 1670 | https://pim-kvc.soneparsea.com:3443/PictureServer/default.aspx/schneider-DL2EDM4SB_Image1.JPG?A3889C9397807479A2A1C7A8BAA5959DB4AAC6729683627994928898949679A1B1ACB9768081807B | https://pim-kvc.soneparsea.com:3443/PictureServer/default.aspx/schneider-DL2EDM4SB_Datasheet1.pdf?A3889C9397807479A2A1C7A8BAA5959DB4AAC672968362799492889894967495C4A6C7ADB79CA4657EB5B8AB | HARMONY XVM OPTIMUM SUPER BRIGHT LED BULB 230V RED | The LED bulb generates high brightness with low power consumption and long-lasting service life. The bulb diffuses eye-comforting DAYLIGHT shade to brighten up your spaces. It is free from UV and mercury for safe use. The product is made of lightweight material, making it easy to install. | Weighted energy consumption in 1000 hours | 0kWh
| 119 | Lighting | LED Lamps | LED Lamps | HARMONY XVM OPTIMUM SUPER BRIGHT LED BULB 230V RED | 2531180 | DL2EDM4SB | SCHNEIDER ELECTRIC | 1670 | https://pim-kvc.soneparsea.com:3443/PictureServer/default.aspx/schneider-DL2EDM4SB_Image1.JPG?A3889C9397807479A2A1C7A8BAA5959DB4AAC6729683627994928898949679A1B1ACB9768081807B | https://pim-kvc.soneparsea.com:3443/PictureServer/default.aspx/schneider-DL2EDM4SB_Datasheet1.pdf?A3889C9397807479A2A1C7A8BAA5959DB4AAC672968362799492889894967495C4A6C7ADB79CA4657EB5B8AB | HARMONY XVM OPTIMUM SUPER BRIGHT LED BULB 230V RED | The LED bulb generates high brightness with low power consumption and long-lasting service life. The bulb diffuses eye-comforting DAYLIGHT shade to brighten up your spaces. It is free from UV and mercury for safe use. The product is made of lightweight material, making it easy to install. | Average nominal lifespan | 0h
| 119 | Lighting | LED Lamps | LED Lamps | HARMONY XVM OPTIMUM SUPER BRIGHT LED BULB 230V RED | 2531180 | DL2EDM4SB | SCHNEIDER ELECTRIC | 1670 | https://pim-kvc.soneparsea.com:3443/PictureServer/default.aspx/schneider-DL2EDM4SB_Image1.JPG?A3889C9397807479A2A1C7A8BAA5959DB4AAC6729683627994928898949679A1B1ACB9768081807B | https://pim-kvc.soneparsea.com:3443/PictureServer/default.aspx/schneider-DL2EDM4SB_Datasheet1.pdf?A3889C9397807479A2A1C7A8BAA5959DB4AAC672968362799492889894967495C4A6C7ADB79CA4657EB5B8AB | HARMONY XVM OPTIMUM SUPER BRIGHT LED BULB 230V RED | The LED bulb generates high brightness with low power consumption and long-lasting service life. The bulb diffuses eye-comforting DAYLIGHT shade to brighten up your spaces. It is free from UV and mercury for safe use. The product is made of lightweight material, making it easy to install. | With remote control | no
| 120 | Lighting | Fixtures | Ceiling Lights and Wall Lights | SYL-UP2X18W 0.6 EMPTY | 2533977 | LYFDCCGLAK1W018 | FEILO SYLVANIA | 0 | https://pim-kvc.soneparsea.com:3443/PictureServer/default.aspx/sylvania-LYFDCCGLAK1W018_Image1.jpg?968A9D91A18A8980A686B0B8CBA3A695BEAEB5729E90767893889B919382618B80768CA49BA4919BB57682AFC29E | https://pim-kvc.soneparsea.com:3443/PictureServer/default.aspx/SULVANIA-LYFDCCGLAK1W018_Datasheet1.pdf?968A9D91A18A8980A686B098A78386759E8E95729E90767893889B919382618B80768CA49698A495C3ADB9AAC6685EA4B4AB | SYL-UP2X18W 0.6 EMPTY | Fluorescent U-Shape Acrylic Cover type with formed high grade cold-rolled steel sheet by high quality machines. | Suitable for ceiling mounting | yes
| 120 | Lighting | Fixtures | Ceiling Lights and Wall Lights | SYL-UP2X18W 0.6 EMPTY | 2533977 | LYFDCCGLAK1W018 | FEILO SYLVANIA | 0 | https://pim-kvc.soneparsea.com:3443/PictureServer/default.aspx/sylvania-LYFDCCGLAK1W018_Image1.jpg?968A9D91A18A8980A686B0B8CBA3A695BEAEB5729E90767893889B919382618B80768CA49BA4919BB57682AFC29E | https://pim-kvc.soneparsea.com:3443/PictureServer/default.aspx/SULVANIA-LYFDCCGLAK1W018_Datasheet1.pdf?968A9D91A18A8980A686B098A78386759E8E95729E90767893889B919382618B80768CA49698A495C3ADB9AAC6685EA4B4AB | SYL-UP2X18W 0.6 EMPTY | Fluorescent U-Shape Acrylic Cover type with formed high grade cold-rolled steel sheet by high quality machines. | Suitable for surface mounting | yes
| 120 | Lighting | Fixtures | Ceiling Lights and Wall Lights | SYL-UP2X18W 0.6 EMPTY | 2533977 | LYFDCCGLAK1W018 | FEILO SYLVANIA | 0 | https://pim-kvc.soneparsea.com:3443/PictureServer/default.aspx/sylvania-LYFDCCGLAK1W018_Image1.jpg?968A9D91A18A8980A686B0B8CBA3A695BEAEB5729E90767893889B919382618B80768CA49BA4919BB57682AFC29E | https://pim-kvc.soneparsea.com:3443/PictureServer/default.aspx/SULVANIA-LYFDCCGLAK1W018_Datasheet1.pdf?968A9D91A18A8980A686B098A78386759E8E95729E90767893889B919382618B80768CA49698A495C3ADB9AAC6685EA4B4AB | SYL-UP2X18W 0.6 EMPTY | Fluorescent U-Shape Acrylic Cover type with formed high grade cold-rolled steel sheet by high quality machines. | Colour housing | White
| 120 | Lighting | Fixtures | Ceiling Lights and Wall Lights | SYL-UP2X18W 0.6 EMPTY | 2533977 | LYFDCCGLAK1W018 | FEILO SYLVANIA | 0 | https://pim-kvc.soneparsea.com:3443/PictureServer/default.aspx/sylvania-LYFDCCGLAK1W018_Image1.jpg?968A9D91A18A8980A686B0B8CBA3A695BEAEB5729E90767893889B919382618B80768CA49BA4919BB57682AFC29E | https://pim-kvc.soneparsea.com:3443/PictureServer/default.aspx/SULVANIA-LYFDCCGLAK1W018_Datasheet1.pdf?968A9D91A18A8980A686B098A78386759E8E95729E90767893889B919382618B80768CA49698A495C3ADB9AAC6685EA4B4AB | SYL-UP2X18W 0.6 EMPTY | Fluorescent U-Shape Acrylic Cover type with formed high grade cold-rolled steel sheet by high quality machines. | Suitable for lamp power | 18...18W
| 121 | Lighting | Emergency Lights | Emergency Lights - LED | SG SERIES SELF-CONTAINED EMERGENCY LIGHT 220VAC/50HZ 12VDC 9 | 2535626 | SG509-02 | SUNNY | 0 | https://pim-kvc.soneparsea.com:3443/PictureServer/default.aspx/sunny-SG509-02_Image1.jpg?A39AA293AB93A3A9BEB3CD72A57E656489728477B1809D95B7AA8573BCA797 | https://pim-kvc.soneparsea.com:3443/PictureServer/default.aspx/sunny-sg509-02_Datasheet1.pdf?A39AA293AB93A3A9BEB3CD72C59E656489728477B17B91A8B1B8BCAAB7AB6162C0A9BA | SG SERIES SELF-CONTAINED EMERGENCY LIGHT 220VAC/50HZ 12VDC 9W 12V13AH | High power LED bulbs, rated 9 watts, 2 lamp heads for emergency lighting LED lamps have a lifespan of more than 50,000 hours, providing constant light for more than 2.0 hours, automatic battery charge By controlling the voltage and current Constant Voltage&Limit Current System Autotest Automatic self-test every 30 days for 30 minutes. Help the emergency light to continue to shine again. Electricity returns to normal for a period of 5 seconds. The battery protection circuit is completely discharged. Make the battery life longer | Material housing | Steel
| 121 | Lighting | Emergency Lights | Emergency Lights - LED | SG SERIES SELF-CONTAINED EMERGENCY LIGHT 220VAC/50HZ 12VDC 9 | 2535626 | SG509-02 | SUNNY | 0 | https://pim-kvc.soneparsea.com:3443/PictureServer/default.aspx/sunny-SG509-02_Image1.jpg?A39AA293AB93A3A9BEB3CD72A57E656489728477B1809D95B7AA8573BCA797 | https://pim-kvc.soneparsea.com:3443/PictureServer/default.aspx/sunny-sg509-02_Datasheet1.pdf?A39AA293AB93A3A9BEB3CD72C59E656489728477B17B91A8B1B8BCAAB7AB6162C0A9BA | SG SERIES SELF-CONTAINED EMERGENCY LIGHT 220VAC/50HZ 12VDC 9W 12V13AH | High power LED bulbs, rated 9 watts, 2 lamp heads for emergency lighting LED lamps have a lifespan of more than 50,000 hours, providing constant light for more than 2.0 hours, automatic battery charge By controlling the voltage and current Constant Voltage&Limit Current System Autotest Automatic self-test every 30 days for 30 minutes. Help the emergency light to continue to shine again. Electricity returns to normal for a period of 5 seconds. The battery protection circuit is completely discharged. Make the battery life longer | Colour housing | White
| 121 | Lighting | Emergency Lights | Emergency Lights - LED | SG SERIES SELF-CONTAINED EMERGENCY LIGHT 220VAC/50HZ 12VDC 9 | 2535626 | SG509-02 | SUNNY | 0 | https://pim-kvc.soneparsea.com:3443/PictureServer/default.aspx/sunny-SG509-02_Image1.jpg?A39AA293AB93A3A9BEB3CD72A57E656489728477B1809D95B7AA8573BCA797 | https://pim-kvc.soneparsea.com:3443/PictureServer/default.aspx/sunny-sg509-02_Datasheet1.pdf?A39AA293AB93A3A9BEB3CD72C59E656489728477B17B91A8B1B8BCAAB7AB6162C0A9BA | SG SERIES SELF-CONTAINED EMERGENCY LIGHT 220VAC/50HZ 12VDC 9W 12V13AH | High power LED bulbs, rated 9 watts, 2 lamp heads for emergency lighting LED lamps have a lifespan of more than 50,000 hours, providing constant light for more than 2.0 hours, automatic battery charge By controlling the voltage and current Constant Voltage&Limit Current System Autotest Automatic self-test every 30 days for 30 minutes. Help the emergency light to continue to shine again. Electricity returns to normal for a period of 5 seconds. The battery protection circuit is completely discharged. Make the battery life longer | Nominal voltage | 12...12V
| 121 | Lighting | Emergency Lights | Emergency Lights - LED | SG SERIES SELF-CONTAINED EMERGENCY LIGHT 220VAC/50HZ 12VDC 9 | 2535626 | SG509-02 | SUNNY | 0 | https://pim-kvc.soneparsea.com:3443/PictureServer/default.aspx/sunny-SG509-02_Image1.jpg?A39AA293AB93A3A9BEB3CD72A57E656489728477B1809D95B7AA8573BCA797 | https://pim-kvc.soneparsea.com:3443/PictureServer/default.aspx/sunny-sg509-02_Datasheet1.pdf?A39AA293AB93A3A9BEB3CD72C59E656489728477B17B91A8B1B8BCAAB7AB6162C0A9BA | SG SERIES SELF-CONTAINED EMERGENCY LIGHT 220VAC/50HZ 12VDC 9W 12V13AH | High power LED bulbs, rated 9 watts, 2 lamp heads for emergency lighting LED lamps have a lifespan of more than 50,000 hours, providing constant light for more than 2.0 hours, automatic battery charge By controlling the voltage and current Constant Voltage&Limit Current System Autotest Automatic self-test every 30 days for 30 minutes. Help the emergency light to continue to shine again. Electricity returns to normal for a period of 5 seconds. The battery protection circuit is completely discharged. Make the battery life longer | Max. system power | 9W