## CableAndWires (2)
ImportTicket-xlsx-zsx22ii8k1q&Tx | ลำดับ | รายละเอียดสินค้า
|  | ชื่อหมวดหมู่ชั้นที่ 1 | ชื่อหมวดหมู่ชั้นที่ 2 | ชื่อหมวดหมู่ชั้นที่ 3 | ชื่อสินค้า | รหัสสินค้า | MPN | Brand | ราคาสินค้า | Picture | Datasheet | รายละเอียดย่อ | รายละเอียดเต็ม | หัวข้อฟีเจอร์ | รายละเอียดฟีเจอร์
Example > | 0 | Product Category 1 | Product Sub 1 | Product Sub-sec 1 | Example Product | P0001 | N/A | Brand 1 | 100000 | https://soneparthailand.com/th/_content_images/product/A4BF5596-06F7-632A-0C7B-5BEB6E7DB749.jpg | https://www.quotewerks.com/download/printlayouts/Samples/QuotationSample_A.pdf | เอ๋เวิลด์ เปราะบางโลโก้มอนสเตอร์รากหญ้าพูล เชอร์รี่ไฮเปอร์ตรวจสอบรันเวย์ฟลอร์ เซรามิก | สเปกแอ็กชั่น มหภาคเทรดคอร์ปมหาอุปราชาเฉิ่ม แป๋วมาร์เก็ตเดบิตแมนชั่น โกลด์วีซ่าเซอร์วิส เฟิร์มสไปเดอร์ ออร์เดอร์เช็ก ฮันนีมูนแชมป์กระดี๊กระด๊ารีวิวดยุค ฟินิกซ์ตื้บสมาพันธ์ซัพพลายเออร์โรแมนติก หลวงปู่บู๊ฮาลาลแซ็กโซโฟน ป๋าแอสเตอร์แดรี่ภคันทลาพาธ บอกซ์เยนโหลนเมคอัพ รูบิก จูเนียร์ไอติมเคลียร์ฟลุทมอคคา ทอม แฟกซ์รวมมิตรฟอยล์ แซนด์วิชลอร์ดสคริปต์ยากูซ่า สแล็กผ้าห่มรีสอร์ตแดรี่ สเตย์ธรรมา เที่ยงคืนแอปเปิ้ล คำสาปแคมปัสท็อปบูต สัมนาศิลปากรพาร์บ๊วยอมาตยาธิปไตย แจ๊สไงจัมโบ้ดั๊มพ์ วิว เกจิเคลียร์ ว้อดก้ามั้งคอมพ์ แหม็บโยเกิร์ตซัมเมอร์ ป่าไม้นิวละติน เทคโนแครตเวิร์กช็อปฮาราคีรี แคนยอนแกรนด์ โปรเจ็กต์ เต๊ะแบคโฮเหี่ยวย่นละอ่อนคาปูชิโน วันเวย์ ครูเสดแตงโมฟีเวอร์เจ๊คอลเล็กชั่น ดั๊มพ์วิลเลจกับดัก ชัตเตอร์โบว์ ออเดอร์แชมป์ อุปทานมาร์จินฮิบรูโทรโข่ง จูน แดรี่โยโย่ บุ๋น เอ็นเตอร์เทนดีพาร์ทเมนต์ลีเมอร์ สต็อกเซาท์ มายาคติโกเต็กซ์ไวอากร้าลิมูซีน ออร์เดอร์โมเดิร์นวอล์กร็อคไฮไลต์ ซีเนียร์ริกเตอร์สมาพันธ์ เจ๊วาฟเฟิลฟลุกฮิตคัตเอาต์ คูลเลอร์ยากูซ่า ราสเบอร์รีไฟแนนซ์แคนู ยาวี แม่ค้าชีสเซี้ยว อิกัวนาแมมโบ้ ซีเรียสกุมภาพันธ์ ซัพพลายเออร์ฟลุท เป่ายิ้งฉุบโลโก้หลวงพี่ กีวีตุ๊กตุ๊กเซ็กส์อาร์ติสต์ อริยสงฆ์บาบูนไฮไลท์ซาร์ดีน เมเปิลปาสกาลแรงใจ ปาร์ตี้มาร์กเซนเซอร์แคมเปญ เบอร์รีแพทยสภาวาฟเฟิลแบคโฮแมกกาซีน ชีสสังโฆวิน เซ่นไหว้จิ๊กโก๋กฤษณ์บูติคจอหงวน โคโยตีจังโก้บัลลาสต์คอลเล็กชั่น โปรเจ็ครีเสิร์ช แชมเปญ โปรโมเตอร์แกรนด์สตรอว์เบอร์รีแพกเกจ จีดีพีคลาสสิกแทคติค ฮัมซามูไรเคอร์ฟิวแมชชีน เทเลกราฟแอปเปิ้ลวิลล์ แฟรนไชส์ต่อยอดรีสอร์ต ออร์เดอร์ฟอยล์อ่อนด้อยช็อป รันเวย์ชีสแจ็กพอตอาว์มาราธอน ไตรมาสจอหงวน รอยัลตี้เมจิคชัตเตอร์ ชาร์จแมชีนก๋ากั่นเซฟตี้ ง่าวแมคเคอเรล หม่านโถวโยเกิร์ต แช่แข็งอันตรกิริยา แจ็กพ็อตมะกันล็อบบี้ซิมแผดเผา คาร์ดีพาร์ตเมนต์บลูเบอร์รีโคโยตี้เครป ฮันนีมูนเจลรวมมิตรเซี้ยว | Feature Name 1 | This is feature detail.
| 122 | Cables and Wires | Low Voltage Cables | Single Core | H05V-K SIZE 1.0MM2 BROWN | 2302548 | PR9031011403 | PRYSMIAN | 0 | https://pim-kvc.soneparsea.com:3443/PictureServer/default.aspx/PRYSMIAN-PR9031011403_Image1.jpg?A097AD989F807182AC95A69EA58479759E72A4978B67636580768579826A8F7DBDA6BBAA83659AA4B7 | https://pim-kvc.soneparsea.com:3443/PictureServer/default.aspx/prysmian-h05v-k-series_Datasheet1.pdf?A097AD989F807182ACB5C6BEC5A49995BE72BC7587AD5D9F7DB8B9B7BB9CA39394A6C8A6C59F9599C47682B5B69D | H05V-K SIZE 1.0MM2 BROWN | It can be used in covered, dry places, in fixed plants, in distribution panels, on and under plaster as laid in conduit or on insulating support. | Nominal cross section conductor | 1mm²
| 122 | Cables and Wires | Low Voltage Cables | Single Core | H05V-K SIZE 1.0MM2 BROWN | 2302548 | PR9031011403 | PRYSMIAN | 0 | https://pim-kvc.soneparsea.com:3443/PictureServer/default.aspx/PRYSMIAN-PR9031011403_Image1.jpg?A097AD989F807182AC95A69EA58479759E72A4978B67636580768579826A8F7DBDA6BBAA83659AA4B7 | https://pim-kvc.soneparsea.com:3443/PictureServer/default.aspx/prysmian-h05v-k-series_Datasheet1.pdf?A097AD989F807182ACB5C6BEC5A49995BE72BC7587AD5D9F7DB8B9B7BB9CA39394A6C8A6C59F9599C47682B5B69D | H05V-K SIZE 1.0MM2 BROWN | It can be used in covered, dry places, in fixed plants, in distribution panels, on and under plaster as laid in conduit or on insulating support. | Conductor category | Class 5 = flexible
| 122 | Cables and Wires | Low Voltage Cables | Single Core | H05V-K SIZE 1.0MM2 BROWN | 2302548 | PR9031011403 | PRYSMIAN | 0 | https://pim-kvc.soneparsea.com:3443/PictureServer/default.aspx/PRYSMIAN-PR9031011403_Image1.jpg?A097AD989F807182AC95A69EA58479759E72A4978B67636580768579826A8F7DBDA6BBAA83659AA4B7 | https://pim-kvc.soneparsea.com:3443/PictureServer/default.aspx/prysmian-h05v-k-series_Datasheet1.pdf?A097AD989F807182ACB5C6BEC5A49995BE72BC7587AD5D9F7DB8B9B7BB9CA39394A6C8A6C59F9599C47682B5B69D | H05V-K SIZE 1.0MM2 BROWN | It can be used in covered, dry places, in fixed plants, in distribution panels, on and under plaster as laid in conduit or on insulating support. | Number of cores | 1
| 122 | Cables and Wires | Low Voltage Cables | Single Core | H05V-K SIZE 1.0MM2 BROWN | 2302548 | PR9031011403 | PRYSMIAN | 0 | https://pim-kvc.soneparsea.com:3443/PictureServer/default.aspx/PRYSMIAN-PR9031011403_Image1.jpg?A097AD989F807182AC95A69EA58479759E72A4978B67636580768579826A8F7DBDA6BBAA83659AA4B7 | https://pim-kvc.soneparsea.com:3443/PictureServer/default.aspx/prysmian-h05v-k-series_Datasheet1.pdf?A097AD989F807182ACB5C6BEC5A49995BE72BC7587AD5D9F7DB8B9B7BB9CA39394A6C8A6C59F9599C47682B5B69D | H05V-K SIZE 1.0MM2 BROWN | It can be used in covered, dry places, in fixed plants, in distribution panels, on and under plaster as laid in conduit or on insulating support. | Material outer sheath | Polyvinyl chloride (PVC)
| 122 | Cables and Wires | Low Voltage Cables | Single Core | H05V-K SIZE 1.0MM2 BROWN | 2302548 | PR9031011403 | PRYSMIAN | 0 | https://pim-kvc.soneparsea.com:3443/PictureServer/default.aspx/PRYSMIAN-PR9031011403_Image1.jpg?A097AD989F807182AC95A69EA58479759E72A4978B67636580768579826A8F7DBDA6BBAA83659AA4B7 | https://pim-kvc.soneparsea.com:3443/PictureServer/default.aspx/prysmian-h05v-k-series_Datasheet1.pdf?A097AD989F807182ACB5C6BEC5A49995BE72BC7587AD5D9F7DB8B9B7BB9CA39394A6C8A6C59F9599C47682B5B69D | H05V-K SIZE 1.0MM2 BROWN | It can be used in covered, dry places, in fixed plants, in distribution panels, on and under plaster as laid in conduit or on insulating support. | Colour outer sheath | Brown
| 122 | Cables and Wires | Low Voltage Cables | Single Core | H05V-K SIZE 1.0MM2 BROWN | 2302548 | PR9031011403 | PRYSMIAN | 0 | https://pim-kvc.soneparsea.com:3443/PictureServer/default.aspx/PRYSMIAN-PR9031011403_Image1.jpg?A097AD989F807182AC95A69EA58479759E72A4978B67636580768579826A8F7DBDA6BBAA83659AA4B7 | https://pim-kvc.soneparsea.com:3443/PictureServer/default.aspx/prysmian-h05v-k-series_Datasheet1.pdf?A097AD989F807182ACB5C6BEC5A49995BE72BC7587AD5D9F7DB8B9B7BB9CA39394A6C8A6C59F9599C47682B5B69D | H05V-K SIZE 1.0MM2 BROWN | It can be used in covered, dry places, in fixed plants, in distribution panels, on and under plaster as laid in conduit or on insulating support. | Cable geometry | Round
| 122 | Cables and Wires | Low Voltage Cables | Single Core | H05V-K SIZE 1.0MM2 BROWN | 2302548 | PR9031011403 | PRYSMIAN | 0 | https://pim-kvc.soneparsea.com:3443/PictureServer/default.aspx/PRYSMIAN-PR9031011403_Image1.jpg?A097AD989F807182AC95A69EA58479759E72A4978B67636580768579826A8F7DBDA6BBAA83659AA4B7 | https://pim-kvc.soneparsea.com:3443/PictureServer/default.aspx/prysmian-h05v-k-series_Datasheet1.pdf?A097AD989F807182ACB5C6BEC5A49995BE72BC7587AD5D9F7DB8B9B7BB9CA39394A6C8A6C59F9599C47682B5B69D | H05V-K SIZE 1.0MM2 BROWN | It can be used in covered, dry places, in fixed plants, in distribution panels, on and under plaster as laid in conduit or on insulating support. | Nominal voltage U0 | 300V
| 122 | Cables and Wires | Low Voltage Cables | Single Core | H05V-K SIZE 1.0MM2 BROWN | 2302548 | PR9031011403 | PRYSMIAN | 0 | https://pim-kvc.soneparsea.com:3443/PictureServer/default.aspx/PRYSMIAN-PR9031011403_Image1.jpg?A097AD989F807182AC95A69EA58479759E72A4978B67636580768579826A8F7DBDA6BBAA83659AA4B7 | https://pim-kvc.soneparsea.com:3443/PictureServer/default.aspx/prysmian-h05v-k-series_Datasheet1.pdf?A097AD989F807182ACB5C6BEC5A49995BE72BC7587AD5D9F7DB8B9B7BB9CA39394A6C8A6C59F9599C47682B5B69D | H05V-K SIZE 1.0MM2 BROWN | It can be used in covered, dry places, in fixed plants, in distribution panels, on and under plaster as laid in conduit or on insulating support. | Nominal voltage U | 500V
| 122 | Cables and Wires | Low Voltage Cables | Single Core | H05V-K SIZE 1.0MM2 BROWN | 2302548 | PR9031011403 | PRYSMIAN | 0 | https://pim-kvc.soneparsea.com:3443/PictureServer/default.aspx/PRYSMIAN-PR9031011403_Image1.jpg?A097AD989F807182AC95A69EA58479759E72A4978B67636580768579826A8F7DBDA6BBAA83659AA4B7 | https://pim-kvc.soneparsea.com:3443/PictureServer/default.aspx/prysmian-h05v-k-series_Datasheet1.pdf?A097AD989F807182ACB5C6BEC5A49995BE72BC7587AD5D9F7DB8B9B7BB9CA39394A6C8A6C59F9599C47682B5B69D | H05V-K SIZE 1.0MM2 BROWN | It can be used in covered, dry places, in fixed plants, in distribution panels, on and under plaster as laid in conduit or on insulating support. | Shape of conductor | Round
| 123 | Cables and Wires | Low Voltage Cables | Single Core | H05V-K SIZE 1.0MM2 GREY | 2302549 | PR9031011407 | PRYSMIAN | 0 | https://pim-kvc.soneparsea.com:3443/PictureServer/default.aspx/PRYSMIAN-PR9031011407_Image1.jpg?A097AD989F807182AC95A69EA58479759E72A4978B67636580768579826E8F7DBDA6BBAA83659AA4B7 | https://pim-kvc.soneparsea.com:3443/PictureServer/default.aspx/prysmian-h05v-k-series_Datasheet1.pdf?A097AD989F807182ACB5C6BEC5A49995BE72BC7587AD5D9F7DB8B9B7BB9CA39394A6C8A6C59F9599C47682B5B69D | H05V-K SIZE 1.0MM2 GREY | It can be used in covered, dry places, in fixed plants, in distribution panels, on and under plaster as laid in conduit or on insulating support. | Conductor material | Copper
| 123 | Cables and Wires | Low Voltage Cables | Single Core | H05V-K SIZE 1.0MM2 GREY | 2302549 | PR9031011407 | PRYSMIAN | 0 | https://pim-kvc.soneparsea.com:3443/PictureServer/default.aspx/PRYSMIAN-PR9031011407_Image1.jpg?A097AD989F807182AC95A69EA58479759E72A4978B67636580768579826E8F7DBDA6BBAA83659AA4B7 | https://pim-kvc.soneparsea.com:3443/PictureServer/default.aspx/prysmian-h05v-k-series_Datasheet1.pdf?A097AD989F807182ACB5C6BEC5A49995BE72BC7587AD5D9F7DB8B9B7BB9CA39394A6C8A6C59F9599C47682B5B69D | H05V-K SIZE 1.0MM2 GREY | It can be used in covered, dry places, in fixed plants, in distribution panels, on and under plaster as laid in conduit or on insulating support. | Nominal cross section conductor | 1mm²
| 123 | Cables and Wires | Low Voltage Cables | Single Core | H05V-K SIZE 1.0MM2 GREY | 2302549 | PR9031011407 | PRYSMIAN | 0 | https://pim-kvc.soneparsea.com:3443/PictureServer/default.aspx/PRYSMIAN-PR9031011407_Image1.jpg?A097AD989F807182AC95A69EA58479759E72A4978B67636580768579826E8F7DBDA6BBAA83659AA4B7 | https://pim-kvc.soneparsea.com:3443/PictureServer/default.aspx/prysmian-h05v-k-series_Datasheet1.pdf?A097AD989F807182ACB5C6BEC5A49995BE72BC7587AD5D9F7DB8B9B7BB9CA39394A6C8A6C59F9599C47682B5B69D | H05V-K SIZE 1.0MM2 GREY | It can be used in covered, dry places, in fixed plants, in distribution panels, on and under plaster as laid in conduit or on insulating support. | Conductor category | Class 5 = flexible
| 123 | Cables and Wires | Low Voltage Cables | Single Core | H05V-K SIZE 1.0MM2 GREY | 2302549 | PR9031011407 | PRYSMIAN | 0 | https://pim-kvc.soneparsea.com:3443/PictureServer/default.aspx/PRYSMIAN-PR9031011407_Image1.jpg?A097AD989F807182AC95A69EA58479759E72A4978B67636580768579826E8F7DBDA6BBAA83659AA4B7 | https://pim-kvc.soneparsea.com:3443/PictureServer/default.aspx/prysmian-h05v-k-series_Datasheet1.pdf?A097AD989F807182ACB5C6BEC5A49995BE72BC7587AD5D9F7DB8B9B7BB9CA39394A6C8A6C59F9599C47682B5B69D | H05V-K SIZE 1.0MM2 GREY | It can be used in covered, dry places, in fixed plants, in distribution panels, on and under plaster as laid in conduit or on insulating support. | Number of cores | 1
| 123 | Cables and Wires | Low Voltage Cables | Single Core | H05V-K SIZE 1.0MM2 GREY | 2302549 | PR9031011407 | PRYSMIAN | 0 | https://pim-kvc.soneparsea.com:3443/PictureServer/default.aspx/PRYSMIAN-PR9031011407_Image1.jpg?A097AD989F807182AC95A69EA58479759E72A4978B67636580768579826E8F7DBDA6BBAA83659AA4B7 | https://pim-kvc.soneparsea.com:3443/PictureServer/default.aspx/prysmian-h05v-k-series_Datasheet1.pdf?A097AD989F807182ACB5C6BEC5A49995BE72BC7587AD5D9F7DB8B9B7BB9CA39394A6C8A6C59F9599C47682B5B69D | H05V-K SIZE 1.0MM2 GREY | It can be used in covered, dry places, in fixed plants, in distribution panels, on and under plaster as laid in conduit or on insulating support. | Material outer sheath | Polyvinyl chloride (PVC)
| 123 | Cables and Wires | Low Voltage Cables | Single Core | H05V-K SIZE 1.0MM2 GREY | 2302549 | PR9031011407 | PRYSMIAN | 0 | https://pim-kvc.soneparsea.com:3443/PictureServer/default.aspx/PRYSMIAN-PR9031011407_Image1.jpg?A097AD989F807182AC95A69EA58479759E72A4978B67636580768579826E8F7DBDA6BBAA83659AA4B7 | https://pim-kvc.soneparsea.com:3443/PictureServer/default.aspx/prysmian-h05v-k-series_Datasheet1.pdf?A097AD989F807182ACB5C6BEC5A49995BE72BC7587AD5D9F7DB8B9B7BB9CA39394A6C8A6C59F9599C47682B5B69D | H05V-K SIZE 1.0MM2 GREY | It can be used in covered, dry places, in fixed plants, in distribution panels, on and under plaster as laid in conduit or on insulating support. | Colour outer sheath | Grey
| 123 | Cables and Wires | Low Voltage Cables | Single Core | H05V-K SIZE 1.0MM2 GREY | 2302549 | PR9031011407 | PRYSMIAN | 0 | https://pim-kvc.soneparsea.com:3443/PictureServer/default.aspx/PRYSMIAN-PR9031011407_Image1.jpg?A097AD989F807182AC95A69EA58479759E72A4978B67636580768579826E8F7DBDA6BBAA83659AA4B7 | https://pim-kvc.soneparsea.com:3443/PictureServer/default.aspx/prysmian-h05v-k-series_Datasheet1.pdf?A097AD989F807182ACB5C6BEC5A49995BE72BC7587AD5D9F7DB8B9B7BB9CA39394A6C8A6C59F9599C47682B5B69D | H05V-K SIZE 1.0MM2 GREY | It can be used in covered, dry places, in fixed plants, in distribution panels, on and under plaster as laid in conduit or on insulating support. | Cable geometry | Round
| 123 | Cables and Wires | Low Voltage Cables | Single Core | H05V-K SIZE 1.0MM2 GREY | 2302549 | PR9031011407 | PRYSMIAN | 0 | https://pim-kvc.soneparsea.com:3443/PictureServer/default.aspx/PRYSMIAN-PR9031011407_Image1.jpg?A097AD989F807182AC95A69EA58479759E72A4978B67636580768579826E8F7DBDA6BBAA83659AA4B7 | https://pim-kvc.soneparsea.com:3443/PictureServer/default.aspx/prysmian-h05v-k-series_Datasheet1.pdf?A097AD989F807182ACB5C6BEC5A49995BE72BC7587AD5D9F7DB8B9B7BB9CA39394A6C8A6C59F9599C47682B5B69D | H05V-K SIZE 1.0MM2 GREY | It can be used in covered, dry places, in fixed plants, in distribution panels, on and under plaster as laid in conduit or on insulating support. | Nominal voltage U0 | 300V
| 123 | Cables and Wires | Low Voltage Cables | Single Core | H05V-K SIZE 1.0MM2 GREY | 2302549 | PR9031011407 | PRYSMIAN | 0 | https://pim-kvc.soneparsea.com:3443/PictureServer/default.aspx/PRYSMIAN-PR9031011407_Image1.jpg?A097AD989F807182AC95A69EA58479759E72A4978B67636580768579826E8F7DBDA6BBAA83659AA4B7 | https://pim-kvc.soneparsea.com:3443/PictureServer/default.aspx/prysmian-h05v-k-series_Datasheet1.pdf?A097AD989F807182ACB5C6BEC5A49995BE72BC7587AD5D9F7DB8B9B7BB9CA39394A6C8A6C59F9599C47682B5B69D | H05V-K SIZE 1.0MM2 GREY | It can be used in covered, dry places, in fixed plants, in distribution panels, on and under plaster as laid in conduit or on insulating support. | Nominal voltage U | 500V
| 123 | Cables and Wires | Low Voltage Cables | Single Core | H05V-K SIZE 1.0MM2 GREY | 2302549 | PR9031011407 | PRYSMIAN | 0 | https://pim-kvc.soneparsea.com:3443/PictureServer/default.aspx/PRYSMIAN-PR9031011407_Image1.jpg?A097AD989F807182AC95A69EA58479759E72A4978B67636580768579826E8F7DBDA6BBAA83659AA4B7 | https://pim-kvc.soneparsea.com:3443/PictureServer/default.aspx/prysmian-h05v-k-series_Datasheet1.pdf?A097AD989F807182ACB5C6BEC5A49995BE72BC7587AD5D9F7DB8B9B7BB9CA39394A6C8A6C59F9599C47682B5B69D | H05V-K SIZE 1.0MM2 GREY | It can be used in covered, dry places, in fixed plants, in distribution panels, on and under plaster as laid in conduit or on insulating support. | Shape of conductor | Round
| 124 | Cables and Wires | Low Voltage Cables | Single Core | H05V-K SIZE 1.0MM2 RED | 2302550 | PR9031011410 | PRYSMIAN | 0 | https://pim-kvc.soneparsea.com:3443/PictureServer/default.aspx/prysmian-PR9031011410_Image1.jpg?A097AD989F807182ACB5C6BEC5A49995BE72A4978B6763658076857983678F7DBDA6BBAA83659AA4B7 | https://pim-kvc.soneparsea.com:3443/PictureServer/default.aspx/prysmian-h05v-k-series_Datasheet1.pdf?A097AD989F807182ACB5C6BEC5A49995BE72BC7587AD5D9F7DB8B9B7BB9CA39394A6C8A6C59F9599C47682B5B69D | H05V-K SIZE 1.0MM2 RED | PROTODUR® (PVC) insulated wires with solid or stranded copper conductors. These cables are produced according to TS EN 50525-2-31. Used in covered, dry places, in fixed plants, in distribution panels, on and under plaster as laid in conduit or on insulating support. | Conductor material | Copper
| 124 | Cables and Wires | Low Voltage Cables | Single Core | H05V-K SIZE 1.0MM2 RED | 2302550 | PR9031011410 | PRYSMIAN | 0 | https://pim-kvc.soneparsea.com:3443/PictureServer/default.aspx/prysmian-PR9031011410_Image1.jpg?A097AD989F807182ACB5C6BEC5A49995BE72A4978B6763658076857983678F7DBDA6BBAA83659AA4B7 | https://pim-kvc.soneparsea.com:3443/PictureServer/default.aspx/prysmian-h05v-k-series_Datasheet1.pdf?A097AD989F807182ACB5C6BEC5A49995BE72BC7587AD5D9F7DB8B9B7BB9CA39394A6C8A6C59F9599C47682B5B69D | H05V-K SIZE 1.0MM2 RED | PROTODUR® (PVC) insulated wires with solid or stranded copper conductors. These cables are produced according to TS EN 50525-2-31. Used in covered, dry places, in fixed plants, in distribution panels, on and under plaster as laid in conduit or on insulating support. | Nominal cross section conductor | 1mm²
| 124 | Cables and Wires | Low Voltage Cables | Single Core | H05V-K SIZE 1.0MM2 RED | 2302550 | PR9031011410 | PRYSMIAN | 0 | https://pim-kvc.soneparsea.com:3443/PictureServer/default.aspx/prysmian-PR9031011410_Image1.jpg?A097AD989F807182ACB5C6BEC5A49995BE72A4978B6763658076857983678F7DBDA6BBAA83659AA4B7 | https://pim-kvc.soneparsea.com:3443/PictureServer/default.aspx/prysmian-h05v-k-series_Datasheet1.pdf?A097AD989F807182ACB5C6BEC5A49995BE72BC7587AD5D9F7DB8B9B7BB9CA39394A6C8A6C59F9599C47682B5B69D | H05V-K SIZE 1.0MM2 RED | PROTODUR® (PVC) insulated wires with solid or stranded copper conductors. These cables are produced according to TS EN 50525-2-31. Used in covered, dry places, in fixed plants, in distribution panels, on and under plaster as laid in conduit or on insulating support. | Conductor category | Class 5 = flexible
| 124 | Cables and Wires | Low Voltage Cables | Single Core | H05V-K SIZE 1.0MM2 RED | 2302550 | PR9031011410 | PRYSMIAN | 0 | https://pim-kvc.soneparsea.com:3443/PictureServer/default.aspx/prysmian-PR9031011410_Image1.jpg?A097AD989F807182ACB5C6BEC5A49995BE72A4978B6763658076857983678F7DBDA6BBAA83659AA4B7 | https://pim-kvc.soneparsea.com:3443/PictureServer/default.aspx/prysmian-h05v-k-series_Datasheet1.pdf?A097AD989F807182ACB5C6BEC5A49995BE72BC7587AD5D9F7DB8B9B7BB9CA39394A6C8A6C59F9599C47682B5B69D | H05V-K SIZE 1.0MM2 RED | PROTODUR® (PVC) insulated wires with solid or stranded copper conductors. These cables are produced according to TS EN 50525-2-31. Used in covered, dry places, in fixed plants, in distribution panels, on and under plaster as laid in conduit or on insulating support. | Number of cores | 1
| 124 | Cables and Wires | Low Voltage Cables | Single Core | H05V-K SIZE 1.0MM2 RED | 2302550 | PR9031011410 | PRYSMIAN | 0 | https://pim-kvc.soneparsea.com:3443/PictureServer/default.aspx/prysmian-PR9031011410_Image1.jpg?A097AD989F807182ACB5C6BEC5A49995BE72A4978B6763658076857983678F7DBDA6BBAA83659AA4B7 | https://pim-kvc.soneparsea.com:3443/PictureServer/default.aspx/prysmian-h05v-k-series_Datasheet1.pdf?A097AD989F807182ACB5C6BEC5A49995BE72BC7587AD5D9F7DB8B9B7BB9CA39394A6C8A6C59F9599C47682B5B69D | H05V-K SIZE 1.0MM2 RED | PROTODUR® (PVC) insulated wires with solid or stranded copper conductors. These cables are produced according to TS EN 50525-2-31. Used in covered, dry places, in fixed plants, in distribution panels, on and under plaster as laid in conduit or on insulating support. | Material outer sheath | Polyvinyl chloride (PVC)
| 124 | Cables and Wires | Low Voltage Cables | Single Core | H05V-K SIZE 1.0MM2 RED | 2302550 | PR9031011410 | PRYSMIAN | 0 | https://pim-kvc.soneparsea.com:3443/PictureServer/default.aspx/prysmian-PR9031011410_Image1.jpg?A097AD989F807182ACB5C6BEC5A49995BE72A4978B6763658076857983678F7DBDA6BBAA83659AA4B7 | https://pim-kvc.soneparsea.com:3443/PictureServer/default.aspx/prysmian-h05v-k-series_Datasheet1.pdf?A097AD989F807182ACB5C6BEC5A49995BE72BC7587AD5D9F7DB8B9B7BB9CA39394A6C8A6C59F9599C47682B5B69D | H05V-K SIZE 1.0MM2 RED | PROTODUR® (PVC) insulated wires with solid or stranded copper conductors. These cables are produced according to TS EN 50525-2-31. Used in covered, dry places, in fixed plants, in distribution panels, on and under plaster as laid in conduit or on insulating support. | Colour outer sheath | Red
| 124 | Cables and Wires | Low Voltage Cables | Single Core | H05V-K SIZE 1.0MM2 RED | 2302550 | PR9031011410 | PRYSMIAN | 0 | https://pim-kvc.soneparsea.com:3443/PictureServer/default.aspx/prysmian-PR9031011410_Image1.jpg?A097AD989F807182ACB5C6BEC5A49995BE72A4978B6763658076857983678F7DBDA6BBAA83659AA4B7 | https://pim-kvc.soneparsea.com:3443/PictureServer/default.aspx/prysmian-h05v-k-series_Datasheet1.pdf?A097AD989F807182ACB5C6BEC5A49995BE72BC7587AD5D9F7DB8B9B7BB9CA39394A6C8A6C59F9599C47682B5B69D | H05V-K SIZE 1.0MM2 RED | PROTODUR® (PVC) insulated wires with solid or stranded copper conductors. These cables are produced according to TS EN 50525-2-31. Used in covered, dry places, in fixed plants, in distribution panels, on and under plaster as laid in conduit or on insulating support. | Cable geometry | Round
| 124 | Cables and Wires | Low Voltage Cables | Single Core | H05V-K SIZE 1.0MM2 RED | 2302550 | PR9031011410 | PRYSMIAN | 0 | https://pim-kvc.soneparsea.com:3443/PictureServer/default.aspx/prysmian-PR9031011410_Image1.jpg?A097AD989F807182ACB5C6BEC5A49995BE72A4978B6763658076857983678F7DBDA6BBAA83659AA4B7 | https://pim-kvc.soneparsea.com:3443/PictureServer/default.aspx/prysmian-h05v-k-series_Datasheet1.pdf?A097AD989F807182ACB5C6BEC5A49995BE72BC7587AD5D9F7DB8B9B7BB9CA39394A6C8A6C59F9599C47682B5B69D | H05V-K SIZE 1.0MM2 RED | PROTODUR® (PVC) insulated wires with solid or stranded copper conductors. These cables are produced according to TS EN 50525-2-31. Used in covered, dry places, in fixed plants, in distribution panels, on and under plaster as laid in conduit or on insulating support. | Nominal voltage U0 | 300V
| 124 | Cables and Wires | Low Voltage Cables | Single Core | H05V-K SIZE 1.0MM2 RED | 2302550 | PR9031011410 | PRYSMIAN | 0 | https://pim-kvc.soneparsea.com:3443/PictureServer/default.aspx/prysmian-PR9031011410_Image1.jpg?A097AD989F807182ACB5C6BEC5A49995BE72A4978B6763658076857983678F7DBDA6BBAA83659AA4B7 | https://pim-kvc.soneparsea.com:3443/PictureServer/default.aspx/prysmian-h05v-k-series_Datasheet1.pdf?A097AD989F807182ACB5C6BEC5A49995BE72BC7587AD5D9F7DB8B9B7BB9CA39394A6C8A6C59F9599C47682B5B69D | H05V-K SIZE 1.0MM2 RED | PROTODUR® (PVC) insulated wires with solid or stranded copper conductors. These cables are produced according to TS EN 50525-2-31. Used in covered, dry places, in fixed plants, in distribution panels, on and under plaster as laid in conduit or on insulating support. | Nominal voltage U | 500V
| 124 | Cables and Wires | Low Voltage Cables | Single Core | H05V-K SIZE 1.0MM2 RED | 2302550 | PR9031011410 | PRYSMIAN | 0 | https://pim-kvc.soneparsea.com:3443/PictureServer/default.aspx/prysmian-PR9031011410_Image1.jpg?A097AD989F807182ACB5C6BEC5A49995BE72A4978B6763658076857983678F7DBDA6BBAA83659AA4B7 | https://pim-kvc.soneparsea.com:3443/PictureServer/default.aspx/prysmian-h05v-k-series_Datasheet1.pdf?A097AD989F807182ACB5C6BEC5A49995BE72BC7587AD5D9F7DB8B9B7BB9CA39394A6C8A6C59F9599C47682B5B69D | H05V-K SIZE 1.0MM2 RED | PROTODUR® (PVC) insulated wires with solid or stranded copper conductors. These cables are produced according to TS EN 50525-2-31. Used in covered, dry places, in fixed plants, in distribution panels, on and under plaster as laid in conduit or on insulating support. | Shape of conductor | Round
| 125 | Cables and Wires | Low Voltage Cables | Single Core | H05V-K SIZE 1.0MM2 WHITE | 2302551 | PR9031011414 | PRYSMIAN | 0 | https://pim-kvc.soneparsea.com:3443/PictureServer/default.aspx/PRYSMIAN-PR9031011414_Image1.jpg?A097AD989F807182AC95A69EA58479759E72A4978B67636580768579836B8F7DBDA6BBAA83659AA4B7 | https://pim-kvc.soneparsea.com:3443/PictureServer/default.aspx/prysmian-h05v-k-series_Datasheet1.pdf?A097AD989F807182ACB5C6BEC5A49995BE72BC7587AD5D9F7DB8B9B7BB9CA39394A6C8A6C59F9599C47682B5B69D | H05V-K SIZE 1.0MM2 WHITE | It can be used in covered, dry places, in fixed plants, in distribution panels, on and under plaster as laid in conduit or on insulating support. | Conductor material | Copper
| 125 | Cables and Wires | Low Voltage Cables | Single Core | H05V-K SIZE 1.0MM2 WHITE | 2302551 | PR9031011414 | PRYSMIAN | 0 | https://pim-kvc.soneparsea.com:3443/PictureServer/default.aspx/PRYSMIAN-PR9031011414_Image1.jpg?A097AD989F807182AC95A69EA58479759E72A4978B67636580768579836B8F7DBDA6BBAA83659AA4B7 | https://pim-kvc.soneparsea.com:3443/PictureServer/default.aspx/prysmian-h05v-k-series_Datasheet1.pdf?A097AD989F807182ACB5C6BEC5A49995BE72BC7587AD5D9F7DB8B9B7BB9CA39394A6C8A6C59F9599C47682B5B69D | H05V-K SIZE 1.0MM2 WHITE | It can be used in covered, dry places, in fixed plants, in distribution panels, on and under plaster as laid in conduit or on insulating support. | Nominal cross section conductor | 1mm²
| 125 | Cables and Wires | Low Voltage Cables | Single Core | H05V-K SIZE 1.0MM2 WHITE | 2302551 | PR9031011414 | PRYSMIAN | 0 | https://pim-kvc.soneparsea.com:3443/PictureServer/default.aspx/PRYSMIAN-PR9031011414_Image1.jpg?A097AD989F807182AC95A69EA58479759E72A4978B67636580768579836B8F7DBDA6BBAA83659AA4B7 | https://pim-kvc.soneparsea.com:3443/PictureServer/default.aspx/prysmian-h05v-k-series_Datasheet1.pdf?A097AD989F807182ACB5C6BEC5A49995BE72BC7587AD5D9F7DB8B9B7BB9CA39394A6C8A6C59F9599C47682B5B69D | H05V-K SIZE 1.0MM2 WHITE | It can be used in covered, dry places, in fixed plants, in distribution panels, on and under plaster as laid in conduit or on insulating support. | Conductor category | Class 5 = flexible
| 125 | Cables and Wires | Low Voltage Cables | Single Core | H05V-K SIZE 1.0MM2 WHITE | 2302551 | PR9031011414 | PRYSMIAN | 0 | https://pim-kvc.soneparsea.com:3443/PictureServer/default.aspx/PRYSMIAN-PR9031011414_Image1.jpg?A097AD989F807182AC95A69EA58479759E72A4978B67636580768579836B8F7DBDA6BBAA83659AA4B7 | https://pim-kvc.soneparsea.com:3443/PictureServer/default.aspx/prysmian-h05v-k-series_Datasheet1.pdf?A097AD989F807182ACB5C6BEC5A49995BE72BC7587AD5D9F7DB8B9B7BB9CA39394A6C8A6C59F9599C47682B5B69D | H05V-K SIZE 1.0MM2 WHITE | It can be used in covered, dry places, in fixed plants, in distribution panels, on and under plaster as laid in conduit or on insulating support. | Number of cores | 1
| 125 | Cables and Wires | Low Voltage Cables | Single Core | H05V-K SIZE 1.0MM2 WHITE | 2302551 | PR9031011414 | PRYSMIAN | 0 | https://pim-kvc.soneparsea.com:3443/PictureServer/default.aspx/PRYSMIAN-PR9031011414_Image1.jpg?A097AD989F807182AC95A69EA58479759E72A4978B67636580768579836B8F7DBDA6BBAA83659AA4B7 | https://pim-kvc.soneparsea.com:3443/PictureServer/default.aspx/prysmian-h05v-k-series_Datasheet1.pdf?A097AD989F807182ACB5C6BEC5A49995BE72BC7587AD5D9F7DB8B9B7BB9CA39394A6C8A6C59F9599C47682B5B69D | H05V-K SIZE 1.0MM2 WHITE | It can be used in covered, dry places, in fixed plants, in distribution panels, on and under plaster as laid in conduit or on insulating support. | Material outer sheath | Polyvinyl chloride (PVC)
| 125 | Cables and Wires | Low Voltage Cables | Single Core | H05V-K SIZE 1.0MM2 WHITE | 2302551 | PR9031011414 | PRYSMIAN | 0 | https://pim-kvc.soneparsea.com:3443/PictureServer/default.aspx/PRYSMIAN-PR9031011414_Image1.jpg?A097AD989F807182AC95A69EA58479759E72A4978B67636580768579836B8F7DBDA6BBAA83659AA4B7 | https://pim-kvc.soneparsea.com:3443/PictureServer/default.aspx/prysmian-h05v-k-series_Datasheet1.pdf?A097AD989F807182ACB5C6BEC5A49995BE72BC7587AD5D9F7DB8B9B7BB9CA39394A6C8A6C59F9599C47682B5B69D | H05V-K SIZE 1.0MM2 WHITE | It can be used in covered, dry places, in fixed plants, in distribution panels, on and under plaster as laid in conduit or on insulating support. | Colour outer sheath | White
| 125 | Cables and Wires | Low Voltage Cables | Single Core | H05V-K SIZE 1.0MM2 WHITE | 2302551 | PR9031011414 | PRYSMIAN | 0 | https://pim-kvc.soneparsea.com:3443/PictureServer/default.aspx/PRYSMIAN-PR9031011414_Image1.jpg?A097AD989F807182AC95A69EA58479759E72A4978B67636580768579836B8F7DBDA6BBAA83659AA4B7 | https://pim-kvc.soneparsea.com:3443/PictureServer/default.aspx/prysmian-h05v-k-series_Datasheet1.pdf?A097AD989F807182ACB5C6BEC5A49995BE72BC7587AD5D9F7DB8B9B7BB9CA39394A6C8A6C59F9599C47682B5B69D | H05V-K SIZE 1.0MM2 WHITE | It can be used in covered, dry places, in fixed plants, in distribution panels, on and under plaster as laid in conduit or on insulating support. | Cable geometry | Round
| 125 | Cables and Wires | Low Voltage Cables | Single Core | H05V-K SIZE 1.0MM2 WHITE | 2302551 | PR9031011414 | PRYSMIAN | 0 | https://pim-kvc.soneparsea.com:3443/PictureServer/default.aspx/PRYSMIAN-PR9031011414_Image1.jpg?A097AD989F807182AC95A69EA58479759E72A4978B67636580768579836B8F7DBDA6BBAA83659AA4B7 | https://pim-kvc.soneparsea.com:3443/PictureServer/default.aspx/prysmian-h05v-k-series_Datasheet1.pdf?A097AD989F807182ACB5C6BEC5A49995BE72BC7587AD5D9F7DB8B9B7BB9CA39394A6C8A6C59F9599C47682B5B69D | H05V-K SIZE 1.0MM2 WHITE | It can be used in covered, dry places, in fixed plants, in distribution panels, on and under plaster as laid in conduit or on insulating support. | Nominal voltage U0 | 300V
| 125 | Cables and Wires | Low Voltage Cables | Single Core | H05V-K SIZE 1.0MM2 WHITE | 2302551 | PR9031011414 | PRYSMIAN | 0 | https://pim-kvc.soneparsea.com:3443/PictureServer/default.aspx/PRYSMIAN-PR9031011414_Image1.jpg?A097AD989F807182AC95A69EA58479759E72A4978B67636580768579836B8F7DBDA6BBAA83659AA4B7 | https://pim-kvc.soneparsea.com:3443/PictureServer/default.aspx/prysmian-h05v-k-series_Datasheet1.pdf?A097AD989F807182ACB5C6BEC5A49995BE72BC7587AD5D9F7DB8B9B7BB9CA39394A6C8A6C59F9599C47682B5B69D | H05V-K SIZE 1.0MM2 WHITE | It can be used in covered, dry places, in fixed plants, in distribution panels, on and under plaster as laid in conduit or on insulating support. | Nominal voltage U | 500V
| 125 | Cables and Wires | Low Voltage Cables | Single Core | H05V-K SIZE 1.0MM2 WHITE | 2302551 | PR9031011414 | PRYSMIAN | 0 | https://pim-kvc.soneparsea.com:3443/PictureServer/default.aspx/PRYSMIAN-PR9031011414_Image1.jpg?A097AD989F807182AC95A69EA58479759E72A4978B67636580768579836B8F7DBDA6BBAA83659AA4B7 | https://pim-kvc.soneparsea.com:3443/PictureServer/default.aspx/prysmian-h05v-k-series_Datasheet1.pdf?A097AD989F807182ACB5C6BEC5A49995BE72BC7587AD5D9F7DB8B9B7BB9CA39394A6C8A6C59F9599C47682B5B69D | H05V-K SIZE 1.0MM2 WHITE | It can be used in covered, dry places, in fixed plants, in distribution panels, on and under plaster as laid in conduit or on insulating support. | Shape of conductor | Round
| 126 | Cables and Wires | Low Voltage Cables | Single Core | H05V-K SIZE 1.0MM2 YELLOW | 2302552 | PR9031011415 | PRYSMIAN | 0 | https://pim-kvc.soneparsea.com:3443/PictureServer/default.aspx/PRYSMIAN-PR9031011415_Image1.jpg?A097AD989F807182AC95A69EA58479759E72A4978B67636580768579836C8F7DBDA6BBAA83659AA4B7 | https://pim-kvc.soneparsea.com:3443/PictureServer/default.aspx/prysmian-h05v-k-series_Datasheet1.pdf?A097AD989F807182ACB5C6BEC5A49995BE72BC7587AD5D9F7DB8B9B7BB9CA39394A6C8A6C59F9599C47682B5B69D | H05V-K SIZE 1.0MM2 YELLOW | It can be used in covered, dry places, in fixed plants, in distribution panels, on and under plaster as laid in conduit or on insulating support. | Conductor material | Copper
| 126 | Cables and Wires | Low Voltage Cables | Single Core | H05V-K SIZE 1.0MM2 YELLOW | 2302552 | PR9031011415 | PRYSMIAN | 0 | https://pim-kvc.soneparsea.com:3443/PictureServer/default.aspx/PRYSMIAN-PR9031011415_Image1.jpg?A097AD989F807182AC95A69EA58479759E72A4978B67636580768579836C8F7DBDA6BBAA83659AA4B7 | https://pim-kvc.soneparsea.com:3443/PictureServer/default.aspx/prysmian-h05v-k-series_Datasheet1.pdf?A097AD989F807182ACB5C6BEC5A49995BE72BC7587AD5D9F7DB8B9B7BB9CA39394A6C8A6C59F9599C47682B5B69D | H05V-K SIZE 1.0MM2 YELLOW | It can be used in covered, dry places, in fixed plants, in distribution panels, on and under plaster as laid in conduit or on insulating support. | Nominal cross section conductor | 1mm²
| 126 | Cables and Wires | Low Voltage Cables | Single Core | H05V-K SIZE 1.0MM2 YELLOW | 2302552 | PR9031011415 | PRYSMIAN | 0 | https://pim-kvc.soneparsea.com:3443/PictureServer/default.aspx/PRYSMIAN-PR9031011415_Image1.jpg?A097AD989F807182AC95A69EA58479759E72A4978B67636580768579836C8F7DBDA6BBAA83659AA4B7 | https://pim-kvc.soneparsea.com:3443/PictureServer/default.aspx/prysmian-h05v-k-series_Datasheet1.pdf?A097AD989F807182ACB5C6BEC5A49995BE72BC7587AD5D9F7DB8B9B7BB9CA39394A6C8A6C59F9599C47682B5B69D | H05V-K SIZE 1.0MM2 YELLOW | It can be used in covered, dry places, in fixed plants, in distribution panels, on and under plaster as laid in conduit or on insulating support. | Conductor category | Class 5 = flexible
| 126 | Cables and Wires | Low Voltage Cables | Single Core | H05V-K SIZE 1.0MM2 YELLOW | 2302552 | PR9031011415 | PRYSMIAN | 0 | https://pim-kvc.soneparsea.com:3443/PictureServer/default.aspx/PRYSMIAN-PR9031011415_Image1.jpg?A097AD989F807182AC95A69EA58479759E72A4978B67636580768579836C8F7DBDA6BBAA83659AA4B7 | https://pim-kvc.soneparsea.com:3443/PictureServer/default.aspx/prysmian-h05v-k-series_Datasheet1.pdf?A097AD989F807182ACB5C6BEC5A49995BE72BC7587AD5D9F7DB8B9B7BB9CA39394A6C8A6C59F9599C47682B5B69D | H05V-K SIZE 1.0MM2 YELLOW | It can be used in covered, dry places, in fixed plants, in distribution panels, on and under plaster as laid in conduit or on insulating support. | Number of cores | 1
| 126 | Cables and Wires | Low Voltage Cables | Single Core | H05V-K SIZE 1.0MM2 YELLOW | 2302552 | PR9031011415 | PRYSMIAN | 0 | https://pim-kvc.soneparsea.com:3443/PictureServer/default.aspx/PRYSMIAN-PR9031011415_Image1.jpg?A097AD989F807182AC95A69EA58479759E72A4978B67636580768579836C8F7DBDA6BBAA83659AA4B7 | https://pim-kvc.soneparsea.com:3443/PictureServer/default.aspx/prysmian-h05v-k-series_Datasheet1.pdf?A097AD989F807182ACB5C6BEC5A49995BE72BC7587AD5D9F7DB8B9B7BB9CA39394A6C8A6C59F9599C47682B5B69D | H05V-K SIZE 1.0MM2 YELLOW | It can be used in covered, dry places, in fixed plants, in distribution panels, on and under plaster as laid in conduit or on insulating support. | Material outer sheath | Polyvinyl chloride (PVC)
| 126 | Cables and Wires | Low Voltage Cables | Single Core | H05V-K SIZE 1.0MM2 YELLOW | 2302552 | PR9031011415 | PRYSMIAN | 0 | https://pim-kvc.soneparsea.com:3443/PictureServer/default.aspx/PRYSMIAN-PR9031011415_Image1.jpg?A097AD989F807182AC95A69EA58479759E72A4978B67636580768579836C8F7DBDA6BBAA83659AA4B7 | https://pim-kvc.soneparsea.com:3443/PictureServer/default.aspx/prysmian-h05v-k-series_Datasheet1.pdf?A097AD989F807182ACB5C6BEC5A49995BE72BC7587AD5D9F7DB8B9B7BB9CA39394A6C8A6C59F9599C47682B5B69D | H05V-K SIZE 1.0MM2 YELLOW | It can be used in covered, dry places, in fixed plants, in distribution panels, on and under plaster as laid in conduit or on insulating support. | Colour outer sheath | Yellow
| 126 | Cables and Wires | Low Voltage Cables | Single Core | H05V-K SIZE 1.0MM2 YELLOW | 2302552 | PR9031011415 | PRYSMIAN | 0 | https://pim-kvc.soneparsea.com:3443/PictureServer/default.aspx/PRYSMIAN-PR9031011415_Image1.jpg?A097AD989F807182AC95A69EA58479759E72A4978B67636580768579836C8F7DBDA6BBAA83659AA4B7 | https://pim-kvc.soneparsea.com:3443/PictureServer/default.aspx/prysmian-h05v-k-series_Datasheet1.pdf?A097AD989F807182ACB5C6BEC5A49995BE72BC7587AD5D9F7DB8B9B7BB9CA39394A6C8A6C59F9599C47682B5B69D | H05V-K SIZE 1.0MM2 YELLOW | It can be used in covered, dry places, in fixed plants, in distribution panels, on and under plaster as laid in conduit or on insulating support. | Cable geometry | Round
| 126 | Cables and Wires | Low Voltage Cables | Single Core | H05V-K SIZE 1.0MM2 YELLOW | 2302552 | PR9031011415 | PRYSMIAN | 0 | https://pim-kvc.soneparsea.com:3443/PictureServer/default.aspx/PRYSMIAN-PR9031011415_Image1.jpg?A097AD989F807182AC95A69EA58479759E72A4978B67636580768579836C8F7DBDA6BBAA83659AA4B7 | https://pim-kvc.soneparsea.com:3443/PictureServer/default.aspx/prysmian-h05v-k-series_Datasheet1.pdf?A097AD989F807182ACB5C6BEC5A49995BE72BC7587AD5D9F7DB8B9B7BB9CA39394A6C8A6C59F9599C47682B5B69D | H05V-K SIZE 1.0MM2 YELLOW | It can be used in covered, dry places, in fixed plants, in distribution panels, on and under plaster as laid in conduit or on insulating support. | Nominal voltage U0 | 300V
| 126 | Cables and Wires | Low Voltage Cables | Single Core | H05V-K SIZE 1.0MM2 YELLOW | 2302552 | PR9031011415 | PRYSMIAN | 0 | https://pim-kvc.soneparsea.com:3443/PictureServer/default.aspx/PRYSMIAN-PR9031011415_Image1.jpg?A097AD989F807182AC95A69EA58479759E72A4978B67636580768579836C8F7DBDA6BBAA83659AA4B7 | https://pim-kvc.soneparsea.com:3443/PictureServer/default.aspx/prysmian-h05v-k-series_Datasheet1.pdf?A097AD989F807182ACB5C6BEC5A49995BE72BC7587AD5D9F7DB8B9B7BB9CA39394A6C8A6C59F9599C47682B5B69D | H05V-K SIZE 1.0MM2 YELLOW | It can be used in covered, dry places, in fixed plants, in distribution panels, on and under plaster as laid in conduit or on insulating support. | Nominal voltage U | 500V
| 126 | Cables and Wires | Low Voltage Cables | Single Core | H05V-K SIZE 1.0MM2 YELLOW | 2302552 | PR9031011415 | PRYSMIAN | 0 | https://pim-kvc.soneparsea.com:3443/PictureServer/default.aspx/PRYSMIAN-PR9031011415_Image1.jpg?A097AD989F807182AC95A69EA58479759E72A4978B67636580768579836C8F7DBDA6BBAA83659AA4B7 | https://pim-kvc.soneparsea.com:3443/PictureServer/default.aspx/prysmian-h05v-k-series_Datasheet1.pdf?A097AD989F807182ACB5C6BEC5A49995BE72BC7587AD5D9F7DB8B9B7BB9CA39394A6C8A6C59F9599C47682B5B69D | H05V-K SIZE 1.0MM2 YELLOW | It can be used in covered, dry places, in fixed plants, in distribution panels, on and under plaster as laid in conduit or on insulating support. | Shape of conductor | Round
| 127 | Cables and Wires | Low Voltage Cables | Single Core | H07V-K FLEXIBLE CABLE 1.5MM² BLACK | 2302553 | PR9051011601 | PRYSMIAN | 0 | https://pim-kvc.soneparsea.com:3443/PictureServer/default.aspx/prysmian-pr9051011601_Image1.jpg?A097AD989F807182ACB5C6BEC5A49995BE72C4B78B6765658076857B82688F7DBDA6BBAA83659AA4B7 | https://pim-kvc.soneparsea.com:3443/PictureServer/default.aspx/prysmian-pr9051011601_Datasheet1.pdf?A097AD989F807182ACB5C6BEC5A49995BE72C4B78B6765658076857B82688F78B1B9B5B8BA9C95A88173C4A9B8 | H07V-K FLEXIBLE CABLE 1.5MM² BLACK | Used in control panels and electrical equipments, on and under plaster as laid in conduit. When this cable is used in fixed installations with mechanically protected switchgear and control panels, the rated voltage is 600/1000 V. | Conductor material | Copper
| 127 | Cables and Wires | Low Voltage Cables | Single Core | H07V-K FLEXIBLE CABLE 1.5MM² BLACK | 2302553 | PR9051011601 | PRYSMIAN | 0 | https://pim-kvc.soneparsea.com:3443/PictureServer/default.aspx/prysmian-pr9051011601_Image1.jpg?A097AD989F807182ACB5C6BEC5A49995BE72C4B78B6765658076857B82688F7DBDA6BBAA83659AA4B7 | https://pim-kvc.soneparsea.com:3443/PictureServer/default.aspx/prysmian-pr9051011601_Datasheet1.pdf?A097AD989F807182ACB5C6BEC5A49995BE72C4B78B6765658076857B82688F78B1B9B5B8BA9C95A88173C4A9B8 | H07V-K FLEXIBLE CABLE 1.5MM² BLACK | Used in control panels and electrical equipments, on and under plaster as laid in conduit. When this cable is used in fixed installations with mechanically protected switchgear and control panels, the rated voltage is 600/1000 V. | Nominal cross section conductor | 1.5mm²
| 127 | Cables and Wires | Low Voltage Cables | Single Core | H07V-K FLEXIBLE CABLE 1.5MM² BLACK | 2302553 | PR9051011601 | PRYSMIAN | 0 | https://pim-kvc.soneparsea.com:3443/PictureServer/default.aspx/prysmian-pr9051011601_Image1.jpg?A097AD989F807182ACB5C6BEC5A49995BE72C4B78B6765658076857B82688F7DBDA6BBAA83659AA4B7 | https://pim-kvc.soneparsea.com:3443/PictureServer/default.aspx/prysmian-pr9051011601_Datasheet1.pdf?A097AD989F807182ACB5C6BEC5A49995BE72C4B78B6765658076857B82688F78B1B9B5B8BA9C95A88173C4A9B8 | H07V-K FLEXIBLE CABLE 1.5MM² BLACK | Used in control panels and electrical equipments, on and under plaster as laid in conduit. When this cable is used in fixed installations with mechanically protected switchgear and control panels, the rated voltage is 600/1000 V. | Conductor category | Class 5 = flexible
| 127 | Cables and Wires | Low Voltage Cables | Single Core | H07V-K FLEXIBLE CABLE 1.5MM² BLACK | 2302553 | PR9051011601 | PRYSMIAN | 0 | https://pim-kvc.soneparsea.com:3443/PictureServer/default.aspx/prysmian-pr9051011601_Image1.jpg?A097AD989F807182ACB5C6BEC5A49995BE72C4B78B6765658076857B82688F7DBDA6BBAA83659AA4B7 | https://pim-kvc.soneparsea.com:3443/PictureServer/default.aspx/prysmian-pr9051011601_Datasheet1.pdf?A097AD989F807182ACB5C6BEC5A49995BE72C4B78B6765658076857B82688F78B1B9B5B8BA9C95A88173C4A9B8 | H07V-K FLEXIBLE CABLE 1.5MM² BLACK | Used in control panels and electrical equipments, on and under plaster as laid in conduit. When this cable is used in fixed installations with mechanically protected switchgear and control panels, the rated voltage is 600/1000 V. | Number of cores | 1
| 127 | Cables and Wires | Low Voltage Cables | Single Core | H07V-K FLEXIBLE CABLE 1.5MM² BLACK | 2302553 | PR9051011601 | PRYSMIAN | 0 | https://pim-kvc.soneparsea.com:3443/PictureServer/default.aspx/prysmian-pr9051011601_Image1.jpg?A097AD989F807182ACB5C6BEC5A49995BE72C4B78B6765658076857B82688F7DBDA6BBAA83659AA4B7 | https://pim-kvc.soneparsea.com:3443/PictureServer/default.aspx/prysmian-pr9051011601_Datasheet1.pdf?A097AD989F807182ACB5C6BEC5A49995BE72C4B78B6765658076857B82688F78B1B9B5B8BA9C95A88173C4A9B8 | H07V-K FLEXIBLE CABLE 1.5MM² BLACK | Used in control panels and electrical equipments, on and under plaster as laid in conduit. When this cable is used in fixed installations with mechanically protected switchgear and control panels, the rated voltage is 600/1000 V. | Material outer sheath | Polyvinyl chloride (PVC)
| 127 | Cables and Wires | Low Voltage Cables | Single Core | H07V-K FLEXIBLE CABLE 1.5MM² BLACK | 2302553 | PR9051011601 | PRYSMIAN | 0 | https://pim-kvc.soneparsea.com:3443/PictureServer/default.aspx/prysmian-pr9051011601_Image1.jpg?A097AD989F807182ACB5C6BEC5A49995BE72C4B78B6765658076857B82688F7DBDA6BBAA83659AA4B7 | https://pim-kvc.soneparsea.com:3443/PictureServer/default.aspx/prysmian-pr9051011601_Datasheet1.pdf?A097AD989F807182ACB5C6BEC5A49995BE72C4B78B6765658076857B82688F78B1B9B5B8BA9C95A88173C4A9B8 | H07V-K FLEXIBLE CABLE 1.5MM² BLACK | Used in control panels and electrical equipments, on and under plaster as laid in conduit. When this cable is used in fixed installations with mechanically protected switchgear and control panels, the rated voltage is 600/1000 V. | Colour outer sheath | Black
| 127 | Cables and Wires | Low Voltage Cables | Single Core | H07V-K FLEXIBLE CABLE 1.5MM² BLACK | 2302553 | PR9051011601 | PRYSMIAN | 0 | https://pim-kvc.soneparsea.com:3443/PictureServer/default.aspx/prysmian-pr9051011601_Image1.jpg?A097AD989F807182ACB5C6BEC5A49995BE72C4B78B6765658076857B82688F7DBDA6BBAA83659AA4B7 | https://pim-kvc.soneparsea.com:3443/PictureServer/default.aspx/prysmian-pr9051011601_Datasheet1.pdf?A097AD989F807182ACB5C6BEC5A49995BE72C4B78B6765658076857B82688F78B1B9B5B8BA9C95A88173C4A9B8 | H07V-K FLEXIBLE CABLE 1.5MM² BLACK | Used in control panels and electrical equipments, on and under plaster as laid in conduit. When this cable is used in fixed installations with mechanically protected switchgear and control panels, the rated voltage is 600/1000 V. | Cable geometry | Round
| 127 | Cables and Wires | Low Voltage Cables | Single Core | H07V-K FLEXIBLE CABLE 1.5MM² BLACK | 2302553 | PR9051011601 | PRYSMIAN | 0 | https://pim-kvc.soneparsea.com:3443/PictureServer/default.aspx/prysmian-pr9051011601_Image1.jpg?A097AD989F807182ACB5C6BEC5A49995BE72C4B78B6765658076857B82688F7DBDA6BBAA83659AA4B7 | https://pim-kvc.soneparsea.com:3443/PictureServer/default.aspx/prysmian-pr9051011601_Datasheet1.pdf?A097AD989F807182ACB5C6BEC5A49995BE72C4B78B6765658076857B82688F78B1B9B5B8BA9C95A88173C4A9B8 | H07V-K FLEXIBLE CABLE 1.5MM² BLACK | Used in control panels and electrical equipments, on and under plaster as laid in conduit. When this cable is used in fixed installations with mechanically protected switchgear and control panels, the rated voltage is 600/1000 V. | Nominal voltage U0 | 450V
| 127 | Cables and Wires | Low Voltage Cables | Single Core | H07V-K FLEXIBLE CABLE 1.5MM² BLACK | 2302553 | PR9051011601 | PRYSMIAN | 0 | https://pim-kvc.soneparsea.com:3443/PictureServer/default.aspx/prysmian-pr9051011601_Image1.jpg?A097AD989F807182ACB5C6BEC5A49995BE72C4B78B6765658076857B82688F7DBDA6BBAA83659AA4B7 | https://pim-kvc.soneparsea.com:3443/PictureServer/default.aspx/prysmian-pr9051011601_Datasheet1.pdf?A097AD989F807182ACB5C6BEC5A49995BE72C4B78B6765658076857B82688F78B1B9B5B8BA9C95A88173C4A9B8 | H07V-K FLEXIBLE CABLE 1.5MM² BLACK | Used in control panels and electrical equipments, on and under plaster as laid in conduit. When this cable is used in fixed installations with mechanically protected switchgear and control panels, the rated voltage is 600/1000 V. | Nominal voltage U | 750V
| 127 | Cables and Wires | Low Voltage Cables | Single Core | H07V-K FLEXIBLE CABLE 1.5MM² BLACK | 2302553 | PR9051011601 | PRYSMIAN | 0 | https://pim-kvc.soneparsea.com:3443/PictureServer/default.aspx/prysmian-pr9051011601_Image1.jpg?A097AD989F807182ACB5C6BEC5A49995BE72C4B78B6765658076857B82688F7DBDA6BBAA83659AA4B7 | https://pim-kvc.soneparsea.com:3443/PictureServer/default.aspx/prysmian-pr9051011601_Datasheet1.pdf?A097AD989F807182ACB5C6BEC5A49995BE72C4B78B6765658076857B82688F78B1B9B5B8BA9C95A88173C4A9B8 | H07V-K FLEXIBLE CABLE 1.5MM² BLACK | Used in control panels and electrical equipments, on and under plaster as laid in conduit. When this cable is used in fixed installations with mechanically protected switchgear and control panels, the rated voltage is 600/1000 V. | Shape of conductor | Round
| 128 | Cables and Wires | Low Voltage Cables | Single Core | H07V-K FLEXIBLE CABLE 1.5MM² LIGHT BLUE | 2302554 | PR9051011602 | PRYSMIAN | 0 | https://pim-kvc.soneparsea.com:3443/PictureServer/default.aspx/PRYSMIAN-PR9051011602_Image1.jpg?A097AD989F807182AC95A69EA58479759E72A4978B6765658076857B82698F7DBDA6BBAA83659AA4B7 | https://pim-kvc.soneparsea.com:3443/PictureServer/default.aspx/prysmian-h07v-k-series_Datasheet1.pdf?A097AD989F807182ACB5C6BEC5A49995BE72BC7589AD5D9F7DB8B9B7BB9CA39394A6C8A6C59F9599C47682B5B69D | H07V-K FLEXIBLE CABLE 1.5MM² LIGHT BLUE | Used in control panels and electrical equipments, on and under plaster as laid in conduit. When this cable is used in fixed installations with mechanically protected switchgear and control panels, the rated voltage is 600/1000 V. | Conductor material | Copper
| 128 | Cables and Wires | Low Voltage Cables | Single Core | H07V-K FLEXIBLE CABLE 1.5MM² LIGHT BLUE | 2302554 | PR9051011602 | PRYSMIAN | 0 | https://pim-kvc.soneparsea.com:3443/PictureServer/default.aspx/PRYSMIAN-PR9051011602_Image1.jpg?A097AD989F807182AC95A69EA58479759E72A4978B6765658076857B82698F7DBDA6BBAA83659AA4B7 | https://pim-kvc.soneparsea.com:3443/PictureServer/default.aspx/prysmian-h07v-k-series_Datasheet1.pdf?A097AD989F807182ACB5C6BEC5A49995BE72BC7589AD5D9F7DB8B9B7BB9CA39394A6C8A6C59F9599C47682B5B69D | H07V-K FLEXIBLE CABLE 1.5MM² LIGHT BLUE | Used in control panels and electrical equipments, on and under plaster as laid in conduit. When this cable is used in fixed installations with mechanically protected switchgear and control panels, the rated voltage is 600/1000 V. | Nominal cross section conductor | 1.5mm²
| 128 | Cables and Wires | Low Voltage Cables | Single Core | H07V-K FLEXIBLE CABLE 1.5MM² LIGHT BLUE | 2302554 | PR9051011602 | PRYSMIAN | 0 | https://pim-kvc.soneparsea.com:3443/PictureServer/default.aspx/PRYSMIAN-PR9051011602_Image1.jpg?A097AD989F807182AC95A69EA58479759E72A4978B6765658076857B82698F7DBDA6BBAA83659AA4B7 | https://pim-kvc.soneparsea.com:3443/PictureServer/default.aspx/prysmian-h07v-k-series_Datasheet1.pdf?A097AD989F807182ACB5C6BEC5A49995BE72BC7589AD5D9F7DB8B9B7BB9CA39394A6C8A6C59F9599C47682B5B69D | H07V-K FLEXIBLE CABLE 1.5MM² LIGHT BLUE | Used in control panels and electrical equipments, on and under plaster as laid in conduit. When this cable is used in fixed installations with mechanically protected switchgear and control panels, the rated voltage is 600/1000 V. | Conductor category | Class 5 = flexible
| 128 | Cables and Wires | Low Voltage Cables | Single Core | H07V-K FLEXIBLE CABLE 1.5MM² LIGHT BLUE | 2302554 | PR9051011602 | PRYSMIAN | 0 | https://pim-kvc.soneparsea.com:3443/PictureServer/default.aspx/PRYSMIAN-PR9051011602_Image1.jpg?A097AD989F807182AC95A69EA58479759E72A4978B6765658076857B82698F7DBDA6BBAA83659AA4B7 | https://pim-kvc.soneparsea.com:3443/PictureServer/default.aspx/prysmian-h07v-k-series_Datasheet1.pdf?A097AD989F807182ACB5C6BEC5A49995BE72BC7589AD5D9F7DB8B9B7BB9CA39394A6C8A6C59F9599C47682B5B69D | H07V-K FLEXIBLE CABLE 1.5MM² LIGHT BLUE | Used in control panels and electrical equipments, on and under plaster as laid in conduit. When this cable is used in fixed installations with mechanically protected switchgear and control panels, the rated voltage is 600/1000 V. | Number of cores | 1
| 128 | Cables and Wires | Low Voltage Cables | Single Core | H07V-K FLEXIBLE CABLE 1.5MM² LIGHT BLUE | 2302554 | PR9051011602 | PRYSMIAN | 0 | https://pim-kvc.soneparsea.com:3443/PictureServer/default.aspx/PRYSMIAN-PR9051011602_Image1.jpg?A097AD989F807182AC95A69EA58479759E72A4978B6765658076857B82698F7DBDA6BBAA83659AA4B7 | https://pim-kvc.soneparsea.com:3443/PictureServer/default.aspx/prysmian-h07v-k-series_Datasheet1.pdf?A097AD989F807182ACB5C6BEC5A49995BE72BC7589AD5D9F7DB8B9B7BB9CA39394A6C8A6C59F9599C47682B5B69D | H07V-K FLEXIBLE CABLE 1.5MM² LIGHT BLUE | Used in control panels and electrical equipments, on and under plaster as laid in conduit. When this cable is used in fixed installations with mechanically protected switchgear and control panels, the rated voltage is 600/1000 V. | Material outer sheath | Polyvinyl chloride (PVC)
| 128 | Cables and Wires | Low Voltage Cables | Single Core | H07V-K FLEXIBLE CABLE 1.5MM² LIGHT BLUE | 2302554 | PR9051011602 | PRYSMIAN | 0 | https://pim-kvc.soneparsea.com:3443/PictureServer/default.aspx/PRYSMIAN-PR9051011602_Image1.jpg?A097AD989F807182AC95A69EA58479759E72A4978B6765658076857B82698F7DBDA6BBAA83659AA4B7 | https://pim-kvc.soneparsea.com:3443/PictureServer/default.aspx/prysmian-h07v-k-series_Datasheet1.pdf?A097AD989F807182ACB5C6BEC5A49995BE72BC7589AD5D9F7DB8B9B7BB9CA39394A6C8A6C59F9599C47682B5B69D | H07V-K FLEXIBLE CABLE 1.5MM² LIGHT BLUE | Used in control panels and electrical equipments, on and under plaster as laid in conduit. When this cable is used in fixed installations with mechanically protected switchgear and control panels, the rated voltage is 600/1000 V. | Colour outer sheath | Blue
| 128 | Cables and Wires | Low Voltage Cables | Single Core | H07V-K FLEXIBLE CABLE 1.5MM² LIGHT BLUE | 2302554 | PR9051011602 | PRYSMIAN | 0 | https://pim-kvc.soneparsea.com:3443/PictureServer/default.aspx/PRYSMIAN-PR9051011602_Image1.jpg?A097AD989F807182AC95A69EA58479759E72A4978B6765658076857B82698F7DBDA6BBAA83659AA4B7 | https://pim-kvc.soneparsea.com:3443/PictureServer/default.aspx/prysmian-h07v-k-series_Datasheet1.pdf?A097AD989F807182ACB5C6BEC5A49995BE72BC7589AD5D9F7DB8B9B7BB9CA39394A6C8A6C59F9599C47682B5B69D | H07V-K FLEXIBLE CABLE 1.5MM² LIGHT BLUE | Used in control panels and electrical equipments, on and under plaster as laid in conduit. When this cable is used in fixed installations with mechanically protected switchgear and control panels, the rated voltage is 600/1000 V. | Cable geometry | Round
| 128 | Cables and Wires | Low Voltage Cables | Single Core | H07V-K FLEXIBLE CABLE 1.5MM² LIGHT BLUE | 2302554 | PR9051011602 | PRYSMIAN | 0 | https://pim-kvc.soneparsea.com:3443/PictureServer/default.aspx/PRYSMIAN-PR9051011602_Image1.jpg?A097AD989F807182AC95A69EA58479759E72A4978B6765658076857B82698F7DBDA6BBAA83659AA4B7 | https://pim-kvc.soneparsea.com:3443/PictureServer/default.aspx/prysmian-h07v-k-series_Datasheet1.pdf?A097AD989F807182ACB5C6BEC5A49995BE72BC7589AD5D9F7DB8B9B7BB9CA39394A6C8A6C59F9599C47682B5B69D | H07V-K FLEXIBLE CABLE 1.5MM² LIGHT BLUE | Used in control panels and electrical equipments, on and under plaster as laid in conduit. When this cable is used in fixed installations with mechanically protected switchgear and control panels, the rated voltage is 600/1000 V. | Nominal voltage U0 | 450V
| 128 | Cables and Wires | Low Voltage Cables | Single Core | H07V-K FLEXIBLE CABLE 1.5MM² LIGHT BLUE | 2302554 | PR9051011602 | PRYSMIAN | 0 | https://pim-kvc.soneparsea.com:3443/PictureServer/default.aspx/PRYSMIAN-PR9051011602_Image1.jpg?A097AD989F807182AC95A69EA58479759E72A4978B6765658076857B82698F7DBDA6BBAA83659AA4B7 | https://pim-kvc.soneparsea.com:3443/PictureServer/default.aspx/prysmian-h07v-k-series_Datasheet1.pdf?A097AD989F807182ACB5C6BEC5A49995BE72BC7589AD5D9F7DB8B9B7BB9CA39394A6C8A6C59F9599C47682B5B69D | H07V-K FLEXIBLE CABLE 1.5MM² LIGHT BLUE | Used in control panels and electrical equipments, on and under plaster as laid in conduit. When this cable is used in fixed installations with mechanically protected switchgear and control panels, the rated voltage is 600/1000 V. | Nominal voltage U | 750V
| 128 | Cables and Wires | Low Voltage Cables | Single Core | H07V-K FLEXIBLE CABLE 1.5MM² LIGHT BLUE | 2302554 | PR9051011602 | PRYSMIAN | 0 | https://pim-kvc.soneparsea.com:3443/PictureServer/default.aspx/PRYSMIAN-PR9051011602_Image1.jpg?A097AD989F807182AC95A69EA58479759E72A4978B6765658076857B82698F7DBDA6BBAA83659AA4B7 | https://pim-kvc.soneparsea.com:3443/PictureServer/default.aspx/prysmian-h07v-k-series_Datasheet1.pdf?A097AD989F807182ACB5C6BEC5A49995BE72BC7589AD5D9F7DB8B9B7BB9CA39394A6C8A6C59F9599C47682B5B69D | H07V-K FLEXIBLE CABLE 1.5MM² LIGHT BLUE | Used in control panels and electrical equipments, on and under plaster as laid in conduit. When this cable is used in fixed installations with mechanically protected switchgear and control panels, the rated voltage is 600/1000 V. | Shape of conductor | Round
| 129 | Cables and Wires | Low Voltage Cables | Single Core | H07V-K FLEXIBLE CABLE 1.5MM² BROWN | 2302555 | PR9051011603 | PRYSMIAN | 0 | https://pim-kvc.soneparsea.com:3443/PictureServer/default.aspx/PRYSMIAN-PR9051011603_Image1.jpg?A097AD989F807182AC95A69EA58479759E72A4978B6765658076857B826A8F7DBDA6BBAA83659AA4B7 | https://pim-kvc.soneparsea.com:3443/PictureServer/default.aspx/prysmian-h07v-k-series_Datasheet1.pdf?A097AD989F807182ACB5C6BEC5A49995BE72BC7589AD5D9F7DB8B9B7BB9CA39394A6C8A6C59F9599C47682B5B69D | H07V-K FLEXIBLE CABLE 1.5MM² BROWN | Used in control panels and electrical equipments, on and under plaster as laid in conduit. When this cable is used in fixed installations with mechanically protected switchgear and control panels, the rated voltage is 600/1000 V. | Conductor material | Copper
| 129 | Cables and Wires | Low Voltage Cables | Single Core | H07V-K FLEXIBLE CABLE 1.5MM² BROWN | 2302555 | PR9051011603 | PRYSMIAN | 0 | https://pim-kvc.soneparsea.com:3443/PictureServer/default.aspx/PRYSMIAN-PR9051011603_Image1.jpg?A097AD989F807182AC95A69EA58479759E72A4978B6765658076857B826A8F7DBDA6BBAA83659AA4B7 | https://pim-kvc.soneparsea.com:3443/PictureServer/default.aspx/prysmian-h07v-k-series_Datasheet1.pdf?A097AD989F807182ACB5C6BEC5A49995BE72BC7589AD5D9F7DB8B9B7BB9CA39394A6C8A6C59F9599C47682B5B69D | H07V-K FLEXIBLE CABLE 1.5MM² BROWN | Used in control panels and electrical equipments, on and under plaster as laid in conduit. When this cable is used in fixed installations with mechanically protected switchgear and control panels, the rated voltage is 600/1000 V. | Nominal cross section conductor | 1.5mm²
| 129 | Cables and Wires | Low Voltage Cables | Single Core | H07V-K FLEXIBLE CABLE 1.5MM² BROWN | 2302555 | PR9051011603 | PRYSMIAN | 0 | https://pim-kvc.soneparsea.com:3443/PictureServer/default.aspx/PRYSMIAN-PR9051011603_Image1.jpg?A097AD989F807182AC95A69EA58479759E72A4978B6765658076857B826A8F7DBDA6BBAA83659AA4B7 | https://pim-kvc.soneparsea.com:3443/PictureServer/default.aspx/prysmian-h07v-k-series_Datasheet1.pdf?A097AD989F807182ACB5C6BEC5A49995BE72BC7589AD5D9F7DB8B9B7BB9CA39394A6C8A6C59F9599C47682B5B69D | H07V-K FLEXIBLE CABLE 1.5MM² BROWN | Used in control panels and electrical equipments, on and under plaster as laid in conduit. When this cable is used in fixed installations with mechanically protected switchgear and control panels, the rated voltage is 600/1000 V. | Conductor category | Class 5 = flexible
| 129 | Cables and Wires | Low Voltage Cables | Single Core | H07V-K FLEXIBLE CABLE 1.5MM² BROWN | 2302555 | PR9051011603 | PRYSMIAN | 0 | https://pim-kvc.soneparsea.com:3443/PictureServer/default.aspx/PRYSMIAN-PR9051011603_Image1.jpg?A097AD989F807182AC95A69EA58479759E72A4978B6765658076857B826A8F7DBDA6BBAA83659AA4B7 | https://pim-kvc.soneparsea.com:3443/PictureServer/default.aspx/prysmian-h07v-k-series_Datasheet1.pdf?A097AD989F807182ACB5C6BEC5A49995BE72BC7589AD5D9F7DB8B9B7BB9CA39394A6C8A6C59F9599C47682B5B69D | H07V-K FLEXIBLE CABLE 1.5MM² BROWN | Used in control panels and electrical equipments, on and under plaster as laid in conduit. When this cable is used in fixed installations with mechanically protected switchgear and control panels, the rated voltage is 600/1000 V. | Number of cores | 1
| 129 | Cables and Wires | Low Voltage Cables | Single Core | H07V-K FLEXIBLE CABLE 1.5MM² BROWN | 2302555 | PR9051011603 | PRYSMIAN | 0 | https://pim-kvc.soneparsea.com:3443/PictureServer/default.aspx/PRYSMIAN-PR9051011603_Image1.jpg?A097AD989F807182AC95A69EA58479759E72A4978B6765658076857B826A8F7DBDA6BBAA83659AA4B7 | https://pim-kvc.soneparsea.com:3443/PictureServer/default.aspx/prysmian-h07v-k-series_Datasheet1.pdf?A097AD989F807182ACB5C6BEC5A49995BE72BC7589AD5D9F7DB8B9B7BB9CA39394A6C8A6C59F9599C47682B5B69D | H07V-K FLEXIBLE CABLE 1.5MM² BROWN | Used in control panels and electrical equipments, on and under plaster as laid in conduit. When this cable is used in fixed installations with mechanically protected switchgear and control panels, the rated voltage is 600/1000 V. | Material outer sheath | Polyvinyl chloride (PVC)
| 129 | Cables and Wires | Low Voltage Cables | Single Core | H07V-K FLEXIBLE CABLE 1.5MM² BROWN | 2302555 | PR9051011603 | PRYSMIAN | 0 | https://pim-kvc.soneparsea.com:3443/PictureServer/default.aspx/PRYSMIAN-PR9051011603_Image1.jpg?A097AD989F807182AC95A69EA58479759E72A4978B6765658076857B826A8F7DBDA6BBAA83659AA4B7 | https://pim-kvc.soneparsea.com:3443/PictureServer/default.aspx/prysmian-h07v-k-series_Datasheet1.pdf?A097AD989F807182ACB5C6BEC5A49995BE72BC7589AD5D9F7DB8B9B7BB9CA39394A6C8A6C59F9599C47682B5B69D | H07V-K FLEXIBLE CABLE 1.5MM² BROWN | Used in control panels and electrical equipments, on and under plaster as laid in conduit. When this cable is used in fixed installations with mechanically protected switchgear and control panels, the rated voltage is 600/1000 V. | Colour outer sheath | Brown
| 129 | Cables and Wires | Low Voltage Cables | Single Core | H07V-K FLEXIBLE CABLE 1.5MM² BROWN | 2302555 | PR9051011603 | PRYSMIAN | 0 | https://pim-kvc.soneparsea.com:3443/PictureServer/default.aspx/PRYSMIAN-PR9051011603_Image1.jpg?A097AD989F807182AC95A69EA58479759E72A4978B6765658076857B826A8F7DBDA6BBAA83659AA4B7 | https://pim-kvc.soneparsea.com:3443/PictureServer/default.aspx/prysmian-h07v-k-series_Datasheet1.pdf?A097AD989F807182ACB5C6BEC5A49995BE72BC7589AD5D9F7DB8B9B7BB9CA39394A6C8A6C59F9599C47682B5B69D | H07V-K FLEXIBLE CABLE 1.5MM² BROWN | Used in control panels and electrical equipments, on and under plaster as laid in conduit. When this cable is used in fixed installations with mechanically protected switchgear and control panels, the rated voltage is 600/1000 V. | Cable geometry | Round
| 129 | Cables and Wires | Low Voltage Cables | Single Core | H07V-K FLEXIBLE CABLE 1.5MM² BROWN | 2302555 | PR9051011603 | PRYSMIAN | 0 | https://pim-kvc.soneparsea.com:3443/PictureServer/default.aspx/PRYSMIAN-PR9051011603_Image1.jpg?A097AD989F807182AC95A69EA58479759E72A4978B6765658076857B826A8F7DBDA6BBAA83659AA4B7 | https://pim-kvc.soneparsea.com:3443/PictureServer/default.aspx/prysmian-h07v-k-series_Datasheet1.pdf?A097AD989F807182ACB5C6BEC5A49995BE72BC7589AD5D9F7DB8B9B7BB9CA39394A6C8A6C59F9599C47682B5B69D | H07V-K FLEXIBLE CABLE 1.5MM² BROWN | Used in control panels and electrical equipments, on and under plaster as laid in conduit. When this cable is used in fixed installations with mechanically protected switchgear and control panels, the rated voltage is 600/1000 V. | Nominal voltage U0 | 450V
| 129 | Cables and Wires | Low Voltage Cables | Single Core | H07V-K FLEXIBLE CABLE 1.5MM² BROWN | 2302555 | PR9051011603 | PRYSMIAN | 0 | https://pim-kvc.soneparsea.com:3443/PictureServer/default.aspx/PRYSMIAN-PR9051011603_Image1.jpg?A097AD989F807182AC95A69EA58479759E72A4978B6765658076857B826A8F7DBDA6BBAA83659AA4B7 | https://pim-kvc.soneparsea.com:3443/PictureServer/default.aspx/prysmian-h07v-k-series_Datasheet1.pdf?A097AD989F807182ACB5C6BEC5A49995BE72BC7589AD5D9F7DB8B9B7BB9CA39394A6C8A6C59F9599C47682B5B69D | H07V-K FLEXIBLE CABLE 1.5MM² BROWN | Used in control panels and electrical equipments, on and under plaster as laid in conduit. When this cable is used in fixed installations with mechanically protected switchgear and control panels, the rated voltage is 600/1000 V. | Nominal voltage U | 750V
| 129 | Cables and Wires | Low Voltage Cables | Single Core | H07V-K FLEXIBLE CABLE 1.5MM² BROWN | 2302555 | PR9051011603 | PRYSMIAN | 0 | https://pim-kvc.soneparsea.com:3443/PictureServer/default.aspx/PRYSMIAN-PR9051011603_Image1.jpg?A097AD989F807182AC95A69EA58479759E72A4978B6765658076857B826A8F7DBDA6BBAA83659AA4B7 | https://pim-kvc.soneparsea.com:3443/PictureServer/default.aspx/prysmian-h07v-k-series_Datasheet1.pdf?A097AD989F807182ACB5C6BEC5A49995BE72BC7589AD5D9F7DB8B9B7BB9CA39394A6C8A6C59F9599C47682B5B69D | H07V-K FLEXIBLE CABLE 1.5MM² BROWN | Used in control panels and electrical equipments, on and under plaster as laid in conduit. When this cable is used in fixed installations with mechanically protected switchgear and control panels, the rated voltage is 600/1000 V. | Shape of conductor | Round
| 130 | Cables and Wires | Low Voltage Cables | Single Core | H07V-K FLEXIBLE CABLE 1.5MM² GREY | 2302556 | PR9051011607 | PRYSMIAN | 0 | https://pim-kvc.soneparsea.com:3443/PictureServer/default.aspx/PRYSMIAN-PR9051011607_Image1.jpg?A097AD989F807182AC95A69EA58479759E72A4978B6765658076857B826E8F7DBDA6BBAA83659AA4B7 | https://pim-kvc.soneparsea.com:3443/PictureServer/default.aspx/prysmian-h07v-k-series_Datasheet1.pdf?A097AD989F807182ACB5C6BEC5A49995BE72BC7589AD5D9F7DB8B9B7BB9CA39394A6C8A6C59F9599C47682B5B69D | H07V-K FLEXIBLE CABLE 1.5MM² GREY | Used in control panels and electrical equipments, on and under plaster as laid in conduit. When this cable is used in fixed installations with mechanically protected switchgear and control panels, the rated voltage is 600/1000 V. | Conductor material | Copper
| 130 | Cables and Wires | Low Voltage Cables | Single Core | H07V-K FLEXIBLE CABLE 1.5MM² GREY | 2302556 | PR9051011607 | PRYSMIAN | 0 | https://pim-kvc.soneparsea.com:3443/PictureServer/default.aspx/PRYSMIAN-PR9051011607_Image1.jpg?A097AD989F807182AC95A69EA58479759E72A4978B6765658076857B826E8F7DBDA6BBAA83659AA4B7 | https://pim-kvc.soneparsea.com:3443/PictureServer/default.aspx/prysmian-h07v-k-series_Datasheet1.pdf?A097AD989F807182ACB5C6BEC5A49995BE72BC7589AD5D9F7DB8B9B7BB9CA39394A6C8A6C59F9599C47682B5B69D | H07V-K FLEXIBLE CABLE 1.5MM² GREY | Used in control panels and electrical equipments, on and under plaster as laid in conduit. When this cable is used in fixed installations with mechanically protected switchgear and control panels, the rated voltage is 600/1000 V. | Nominal cross section conductor | 1.5mm²
| 130 | Cables and Wires | Low Voltage Cables | Single Core | H07V-K FLEXIBLE CABLE 1.5MM² GREY | 2302556 | PR9051011607 | PRYSMIAN | 0 | https://pim-kvc.soneparsea.com:3443/PictureServer/default.aspx/PRYSMIAN-PR9051011607_Image1.jpg?A097AD989F807182AC95A69EA58479759E72A4978B6765658076857B826E8F7DBDA6BBAA83659AA4B7 | https://pim-kvc.soneparsea.com:3443/PictureServer/default.aspx/prysmian-h07v-k-series_Datasheet1.pdf?A097AD989F807182ACB5C6BEC5A49995BE72BC7589AD5D9F7DB8B9B7BB9CA39394A6C8A6C59F9599C47682B5B69D | H07V-K FLEXIBLE CABLE 1.5MM² GREY | Used in control panels and electrical equipments, on and under plaster as laid in conduit. When this cable is used in fixed installations with mechanically protected switchgear and control panels, the rated voltage is 600/1000 V. | Conductor category | Class 5 = flexible
| 130 | Cables and Wires | Low Voltage Cables | Single Core | H07V-K FLEXIBLE CABLE 1.5MM² GREY | 2302556 | PR9051011607 | PRYSMIAN | 0 | https://pim-kvc.soneparsea.com:3443/PictureServer/default.aspx/PRYSMIAN-PR9051011607_Image1.jpg?A097AD989F807182AC95A69EA58479759E72A4978B6765658076857B826E8F7DBDA6BBAA83659AA4B7 | https://pim-kvc.soneparsea.com:3443/PictureServer/default.aspx/prysmian-h07v-k-series_Datasheet1.pdf?A097AD989F807182ACB5C6BEC5A49995BE72BC7589AD5D9F7DB8B9B7BB9CA39394A6C8A6C59F9599C47682B5B69D | H07V-K FLEXIBLE CABLE 1.5MM² GREY | Used in control panels and electrical equipments, on and under plaster as laid in conduit. When this cable is used in fixed installations with mechanically protected switchgear and control panels, the rated voltage is 600/1000 V. | Number of cores | 1
| 130 | Cables and Wires | Low Voltage Cables | Single Core | H07V-K FLEXIBLE CABLE 1.5MM² GREY | 2302556 | PR9051011607 | PRYSMIAN | 0 | https://pim-kvc.soneparsea.com:3443/PictureServer/default.aspx/PRYSMIAN-PR9051011607_Image1.jpg?A097AD989F807182AC95A69EA58479759E72A4978B6765658076857B826E8F7DBDA6BBAA83659AA4B7 | https://pim-kvc.soneparsea.com:3443/PictureServer/default.aspx/prysmian-h07v-k-series_Datasheet1.pdf?A097AD989F807182ACB5C6BEC5A49995BE72BC7589AD5D9F7DB8B9B7BB9CA39394A6C8A6C59F9599C47682B5B69D | H07V-K FLEXIBLE CABLE 1.5MM² GREY | Used in control panels and electrical equipments, on and under plaster as laid in conduit. When this cable is used in fixed installations with mechanically protected switchgear and control panels, the rated voltage is 600/1000 V. | Material outer sheath | Polyvinyl chloride (PVC)
| 130 | Cables and Wires | Low Voltage Cables | Single Core | H07V-K FLEXIBLE CABLE 1.5MM² GREY | 2302556 | PR9051011607 | PRYSMIAN | 0 | https://pim-kvc.soneparsea.com:3443/PictureServer/default.aspx/PRYSMIAN-PR9051011607_Image1.jpg?A097AD989F807182AC95A69EA58479759E72A4978B6765658076857B826E8F7DBDA6BBAA83659AA4B7 | https://pim-kvc.soneparsea.com:3443/PictureServer/default.aspx/prysmian-h07v-k-series_Datasheet1.pdf?A097AD989F807182ACB5C6BEC5A49995BE72BC7589AD5D9F7DB8B9B7BB9CA39394A6C8A6C59F9599C47682B5B69D | H07V-K FLEXIBLE CABLE 1.5MM² GREY | Used in control panels and electrical equipments, on and under plaster as laid in conduit. When this cable is used in fixed installations with mechanically protected switchgear and control panels, the rated voltage is 600/1000 V. | Colour outer sheath | Grey
| 130 | Cables and Wires | Low Voltage Cables | Single Core | H07V-K FLEXIBLE CABLE 1.5MM² GREY | 2302556 | PR9051011607 | PRYSMIAN | 0 | https://pim-kvc.soneparsea.com:3443/PictureServer/default.aspx/PRYSMIAN-PR9051011607_Image1.jpg?A097AD989F807182AC95A69EA58479759E72A4978B6765658076857B826E8F7DBDA6BBAA83659AA4B7 | https://pim-kvc.soneparsea.com:3443/PictureServer/default.aspx/prysmian-h07v-k-series_Datasheet1.pdf?A097AD989F807182ACB5C6BEC5A49995BE72BC7589AD5D9F7DB8B9B7BB9CA39394A6C8A6C59F9599C47682B5B69D | H07V-K FLEXIBLE CABLE 1.5MM² GREY | Used in control panels and electrical equipments, on and under plaster as laid in conduit. When this cable is used in fixed installations with mechanically protected switchgear and control panels, the rated voltage is 600/1000 V. | Cable geometry | Round
| 130 | Cables and Wires | Low Voltage Cables | Single Core | H07V-K FLEXIBLE CABLE 1.5MM² GREY | 2302556 | PR9051011607 | PRYSMIAN | 0 | https://pim-kvc.soneparsea.com:3443/PictureServer/default.aspx/PRYSMIAN-PR9051011607_Image1.jpg?A097AD989F807182AC95A69EA58479759E72A4978B6765658076857B826E8F7DBDA6BBAA83659AA4B7 | https://pim-kvc.soneparsea.com:3443/PictureServer/default.aspx/prysmian-h07v-k-series_Datasheet1.pdf?A097AD989F807182ACB5C6BEC5A49995BE72BC7589AD5D9F7DB8B9B7BB9CA39394A6C8A6C59F9599C47682B5B69D | H07V-K FLEXIBLE CABLE 1.5MM² GREY | Used in control panels and electrical equipments, on and under plaster as laid in conduit. When this cable is used in fixed installations with mechanically protected switchgear and control panels, the rated voltage is 600/1000 V. | Nominal voltage U0 | 450V
| 130 | Cables and Wires | Low Voltage Cables | Single Core | H07V-K FLEXIBLE CABLE 1.5MM² GREY | 2302556 | PR9051011607 | PRYSMIAN | 0 | https://pim-kvc.soneparsea.com:3443/PictureServer/default.aspx/PRYSMIAN-PR9051011607_Image1.jpg?A097AD989F807182AC95A69EA58479759E72A4978B6765658076857B826E8F7DBDA6BBAA83659AA4B7 | https://pim-kvc.soneparsea.com:3443/PictureServer/default.aspx/prysmian-h07v-k-series_Datasheet1.pdf?A097AD989F807182ACB5C6BEC5A49995BE72BC7589AD5D9F7DB8B9B7BB9CA39394A6C8A6C59F9599C47682B5B69D | H07V-K FLEXIBLE CABLE 1.5MM² GREY | Used in control panels and electrical equipments, on and under plaster as laid in conduit. When this cable is used in fixed installations with mechanically protected switchgear and control panels, the rated voltage is 600/1000 V. | Nominal voltage U | 750V
| 130 | Cables and Wires | Low Voltage Cables | Single Core | H07V-K FLEXIBLE CABLE 1.5MM² GREY | 2302556 | PR9051011607 | PRYSMIAN | 0 | https://pim-kvc.soneparsea.com:3443/PictureServer/default.aspx/PRYSMIAN-PR9051011607_Image1.jpg?A097AD989F807182AC95A69EA58479759E72A4978B6765658076857B826E8F7DBDA6BBAA83659AA4B7 | https://pim-kvc.soneparsea.com:3443/PictureServer/default.aspx/prysmian-h07v-k-series_Datasheet1.pdf?A097AD989F807182ACB5C6BEC5A49995BE72BC7589AD5D9F7DB8B9B7BB9CA39394A6C8A6C59F9599C47682B5B69D | H07V-K FLEXIBLE CABLE 1.5MM² GREY | Used in control panels and electrical equipments, on and under plaster as laid in conduit. When this cable is used in fixed installations with mechanically protected switchgear and control panels, the rated voltage is 600/1000 V. | Shape of conductor | Round
| 131 | Cables and Wires | Low Voltage Cables | Single Core | H07V-K FLEXIBLE CABLE 1.5MM² RED | 2302557 | PR9051011610 | PRYSMIAN | 0 | https://pim-kvc.soneparsea.com:3443/PictureServer/default.aspx/PRYSMIAN-PR9051011610_Image1.jpg?A097AD989F807182AC95A69EA58479759E72A4978B6765658076857B83678F7DBDA6BBAA83659AA4B7 | https://pim-kvc.soneparsea.com:3443/PictureServer/default.aspx/prysmian-h07v-k-series_Datasheet1.pdf?A097AD989F807182ACB5C6BEC5A49995BE72BC7589AD5D9F7DB8B9B7BB9CA39394A6C8A6C59F9599C47682B5B69D | H07V-K FLEXIBLE CABLE 1.5MM² RED | Used in control panels and electrical equipments, on and under plaster as laid in conduit. When this cable is used in fixed installations with mechanically protected switchgear and control panels, the rated voltage is 600/1000 V. | Conductor material | Copper
| 131 | Cables and Wires | Low Voltage Cables | Single Core | H07V-K FLEXIBLE CABLE 1.5MM² RED | 2302557 | PR9051011610 | PRYSMIAN | 0 | https://pim-kvc.soneparsea.com:3443/PictureServer/default.aspx/PRYSMIAN-PR9051011610_Image1.jpg?A097AD989F807182AC95A69EA58479759E72A4978B6765658076857B83678F7DBDA6BBAA83659AA4B7 | https://pim-kvc.soneparsea.com:3443/PictureServer/default.aspx/prysmian-h07v-k-series_Datasheet1.pdf?A097AD989F807182ACB5C6BEC5A49995BE72BC7589AD5D9F7DB8B9B7BB9CA39394A6C8A6C59F9599C47682B5B69D | H07V-K FLEXIBLE CABLE 1.5MM² RED | Used in control panels and electrical equipments, on and under plaster as laid in conduit. When this cable is used in fixed installations with mechanically protected switchgear and control panels, the rated voltage is 600/1000 V. | Nominal cross section conductor | 1.5mm²
| 131 | Cables and Wires | Low Voltage Cables | Single Core | H07V-K FLEXIBLE CABLE 1.5MM² RED | 2302557 | PR9051011610 | PRYSMIAN | 0 | https://pim-kvc.soneparsea.com:3443/PictureServer/default.aspx/PRYSMIAN-PR9051011610_Image1.jpg?A097AD989F807182AC95A69EA58479759E72A4978B6765658076857B83678F7DBDA6BBAA83659AA4B7 | https://pim-kvc.soneparsea.com:3443/PictureServer/default.aspx/prysmian-h07v-k-series_Datasheet1.pdf?A097AD989F807182ACB5C6BEC5A49995BE72BC7589AD5D9F7DB8B9B7BB9CA39394A6C8A6C59F9599C47682B5B69D | H07V-K FLEXIBLE CABLE 1.5MM² RED | Used in control panels and electrical equipments, on and under plaster as laid in conduit. When this cable is used in fixed installations with mechanically protected switchgear and control panels, the rated voltage is 600/1000 V. | Conductor category | Class 5 = flexible
| 131 | Cables and Wires | Low Voltage Cables | Single Core | H07V-K FLEXIBLE CABLE 1.5MM² RED | 2302557 | PR9051011610 | PRYSMIAN | 0 | https://pim-kvc.soneparsea.com:3443/PictureServer/default.aspx/PRYSMIAN-PR9051011610_Image1.jpg?A097AD989F807182AC95A69EA58479759E72A4978B6765658076857B83678F7DBDA6BBAA83659AA4B7 | https://pim-kvc.soneparsea.com:3443/PictureServer/default.aspx/prysmian-h07v-k-series_Datasheet1.pdf?A097AD989F807182ACB5C6BEC5A49995BE72BC7589AD5D9F7DB8B9B7BB9CA39394A6C8A6C59F9599C47682B5B69D | H07V-K FLEXIBLE CABLE 1.5MM² RED | Used in control panels and electrical equipments, on and under plaster as laid in conduit. When this cable is used in fixed installations with mechanically protected switchgear and control panels, the rated voltage is 600/1000 V. | Number of cores | 1
| 131 | Cables and Wires | Low Voltage Cables | Single Core | H07V-K FLEXIBLE CABLE 1.5MM² RED | 2302557 | PR9051011610 | PRYSMIAN | 0 | https://pim-kvc.soneparsea.com:3443/PictureServer/default.aspx/PRYSMIAN-PR9051011610_Image1.jpg?A097AD989F807182AC95A69EA58479759E72A4978B6765658076857B83678F7DBDA6BBAA83659AA4B7 | https://pim-kvc.soneparsea.com:3443/PictureServer/default.aspx/prysmian-h07v-k-series_Datasheet1.pdf?A097AD989F807182ACB5C6BEC5A49995BE72BC7589AD5D9F7DB8B9B7BB9CA39394A6C8A6C59F9599C47682B5B69D | H07V-K FLEXIBLE CABLE 1.5MM² RED | Used in control panels and electrical equipments, on and under plaster as laid in conduit. When this cable is used in fixed installations with mechanically protected switchgear and control panels, the rated voltage is 600/1000 V. | Material outer sheath | Polyvinyl chloride (PVC)
| 131 | Cables and Wires | Low Voltage Cables | Single Core | H07V-K FLEXIBLE CABLE 1.5MM² RED | 2302557 | PR9051011610 | PRYSMIAN | 0 | https://pim-kvc.soneparsea.com:3443/PictureServer/default.aspx/PRYSMIAN-PR9051011610_Image1.jpg?A097AD989F807182AC95A69EA58479759E72A4978B6765658076857B83678F7DBDA6BBAA83659AA4B7 | https://pim-kvc.soneparsea.com:3443/PictureServer/default.aspx/prysmian-h07v-k-series_Datasheet1.pdf?A097AD989F807182ACB5C6BEC5A49995BE72BC7589AD5D9F7DB8B9B7BB9CA39394A6C8A6C59F9599C47682B5B69D | H07V-K FLEXIBLE CABLE 1.5MM² RED | Used in control panels and electrical equipments, on and under plaster as laid in conduit. When this cable is used in fixed installations with mechanically protected switchgear and control panels, the rated voltage is 600/1000 V. | Colour outer sheath | Red
| 131 | Cables and Wires | Low Voltage Cables | Single Core | H07V-K FLEXIBLE CABLE 1.5MM² RED | 2302557 | PR9051011610 | PRYSMIAN | 0 | https://pim-kvc.soneparsea.com:3443/PictureServer/default.aspx/PRYSMIAN-PR9051011610_Image1.jpg?A097AD989F807182AC95A69EA58479759E72A4978B6765658076857B83678F7DBDA6BBAA83659AA4B7 | https://pim-kvc.soneparsea.com:3443/PictureServer/default.aspx/prysmian-h07v-k-series_Datasheet1.pdf?A097AD989F807182ACB5C6BEC5A49995BE72BC7589AD5D9F7DB8B9B7BB9CA39394A6C8A6C59F9599C47682B5B69D | H07V-K FLEXIBLE CABLE 1.5MM² RED | Used in control panels and electrical equipments, on and under plaster as laid in conduit. When this cable is used in fixed installations with mechanically protected switchgear and control panels, the rated voltage is 600/1000 V. | Cable geometry | Round
| 131 | Cables and Wires | Low Voltage Cables | Single Core | H07V-K FLEXIBLE CABLE 1.5MM² RED | 2302557 | PR9051011610 | PRYSMIAN | 0 | https://pim-kvc.soneparsea.com:3443/PictureServer/default.aspx/PRYSMIAN-PR9051011610_Image1.jpg?A097AD989F807182AC95A69EA58479759E72A4978B6765658076857B83678F7DBDA6BBAA83659AA4B7 | https://pim-kvc.soneparsea.com:3443/PictureServer/default.aspx/prysmian-h07v-k-series_Datasheet1.pdf?A097AD989F807182ACB5C6BEC5A49995BE72BC7589AD5D9F7DB8B9B7BB9CA39394A6C8A6C59F9599C47682B5B69D | H07V-K FLEXIBLE CABLE 1.5MM² RED | Used in control panels and electrical equipments, on and under plaster as laid in conduit. When this cable is used in fixed installations with mechanically protected switchgear and control panels, the rated voltage is 600/1000 V. | Nominal voltage U0 | 450V
| 131 | Cables and Wires | Low Voltage Cables | Single Core | H07V-K FLEXIBLE CABLE 1.5MM² RED | 2302557 | PR9051011610 | PRYSMIAN | 0 | https://pim-kvc.soneparsea.com:3443/PictureServer/default.aspx/PRYSMIAN-PR9051011610_Image1.jpg?A097AD989F807182AC95A69EA58479759E72A4978B6765658076857B83678F7DBDA6BBAA83659AA4B7 | https://pim-kvc.soneparsea.com:3443/PictureServer/default.aspx/prysmian-h07v-k-series_Datasheet1.pdf?A097AD989F807182ACB5C6BEC5A49995BE72BC7589AD5D9F7DB8B9B7BB9CA39394A6C8A6C59F9599C47682B5B69D | H07V-K FLEXIBLE CABLE 1.5MM² RED | Used in control panels and electrical equipments, on and under plaster as laid in conduit. When this cable is used in fixed installations with mechanically protected switchgear and control panels, the rated voltage is 600/1000 V. | Nominal voltage U | 750V
| 131 | Cables and Wires | Low Voltage Cables | Single Core | H07V-K FLEXIBLE CABLE 1.5MM² RED | 2302557 | PR9051011610 | PRYSMIAN | 0 | https://pim-kvc.soneparsea.com:3443/PictureServer/default.aspx/PRYSMIAN-PR9051011610_Image1.jpg?A097AD989F807182AC95A69EA58479759E72A4978B6765658076857B83678F7DBDA6BBAA83659AA4B7 | https://pim-kvc.soneparsea.com:3443/PictureServer/default.aspx/prysmian-h07v-k-series_Datasheet1.pdf?A097AD989F807182ACB5C6BEC5A49995BE72BC7589AD5D9F7DB8B9B7BB9CA39394A6C8A6C59F9599C47682B5B69D | H07V-K FLEXIBLE CABLE 1.5MM² RED | Used in control panels and electrical equipments, on and under plaster as laid in conduit. When this cable is used in fixed installations with mechanically protected switchgear and control panels, the rated voltage is 600/1000 V. | Shape of conductor | Round
| 132 | Cables and Wires | Low Voltage Cables | Single Core | H07V-K FLEXIBLE CABLE 1.5MM² WHITE | 2302558 | PR9051011614 | PRYSMIAN | 0 | https://pim-kvc.soneparsea.com:3443/PictureServer/default.aspx/PRYSMIAN-PR9051011614_Image1.jpg?A097AD989F807182AC95A69EA58479759E72A4978B6765658076857B836B8F7DBDA6BBAA83659AA4B7 | https://pim-kvc.soneparsea.com:3443/PictureServer/default.aspx/prysmian-h07v-k-series_Datasheet1.pdf?A097AD989F807182ACB5C6BEC5A49995BE72BC7589AD5D9F7DB8B9B7BB9CA39394A6C8A6C59F9599C47682B5B69D | H07V-K FLEXIBLE CABLE 1.5MM² WHITE | Used in control panels and electrical equipments, on and under plaster as laid in conduit. When this cable is used in fixed installations with mechanically protected switchgear and control panels, the rated voltage is 600/1000 V. | Conductor material | Copper
| 132 | Cables and Wires | Low Voltage Cables | Single Core | H07V-K FLEXIBLE CABLE 1.5MM² WHITE | 2302558 | PR9051011614 | PRYSMIAN | 0 | https://pim-kvc.soneparsea.com:3443/PictureServer/default.aspx/PRYSMIAN-PR9051011614_Image1.jpg?A097AD989F807182AC95A69EA58479759E72A4978B6765658076857B836B8F7DBDA6BBAA83659AA4B7 | https://pim-kvc.soneparsea.com:3443/PictureServer/default.aspx/prysmian-h07v-k-series_Datasheet1.pdf?A097AD989F807182ACB5C6BEC5A49995BE72BC7589AD5D9F7DB8B9B7BB9CA39394A6C8A6C59F9599C47682B5B69D | H07V-K FLEXIBLE CABLE 1.5MM² WHITE | Used in control panels and electrical equipments, on and under plaster as laid in conduit. When this cable is used in fixed installations with mechanically protected switchgear and control panels, the rated voltage is 600/1000 V. | Nominal cross section conductor | 1.5mm²
| 132 | Cables and Wires | Low Voltage Cables | Single Core | H07V-K FLEXIBLE CABLE 1.5MM² WHITE | 2302558 | PR9051011614 | PRYSMIAN | 0 | https://pim-kvc.soneparsea.com:3443/PictureServer/default.aspx/PRYSMIAN-PR9051011614_Image1.jpg?A097AD989F807182AC95A69EA58479759E72A4978B6765658076857B836B8F7DBDA6BBAA83659AA4B7 | https://pim-kvc.soneparsea.com:3443/PictureServer/default.aspx/prysmian-h07v-k-series_Datasheet1.pdf?A097AD989F807182ACB5C6BEC5A49995BE72BC7589AD5D9F7DB8B9B7BB9CA39394A6C8A6C59F9599C47682B5B69D | H07V-K FLEXIBLE CABLE 1.5MM² WHITE | Used in control panels and electrical equipments, on and under plaster as laid in conduit. When this cable is used in fixed installations with mechanically protected switchgear and control panels, the rated voltage is 600/1000 V. | Conductor category | Class 5 = flexible
| 132 | Cables and Wires | Low Voltage Cables | Single Core | H07V-K FLEXIBLE CABLE 1.5MM² WHITE | 2302558 | PR9051011614 | PRYSMIAN | 0 | https://pim-kvc.soneparsea.com:3443/PictureServer/default.aspx/PRYSMIAN-PR9051011614_Image1.jpg?A097AD989F807182AC95A69EA58479759E72A4978B6765658076857B836B8F7DBDA6BBAA83659AA4B7 | https://pim-kvc.soneparsea.com:3443/PictureServer/default.aspx/prysmian-h07v-k-series_Datasheet1.pdf?A097AD989F807182ACB5C6BEC5A49995BE72BC7589AD5D9F7DB8B9B7BB9CA39394A6C8A6C59F9599C47682B5B69D | H07V-K FLEXIBLE CABLE 1.5MM² WHITE | Used in control panels and electrical equipments, on and under plaster as laid in conduit. When this cable is used in fixed installations with mechanically protected switchgear and control panels, the rated voltage is 600/1000 V. | Number of cores | 1
| 132 | Cables and Wires | Low Voltage Cables | Single Core | H07V-K FLEXIBLE CABLE 1.5MM² WHITE | 2302558 | PR9051011614 | PRYSMIAN | 0 | https://pim-kvc.soneparsea.com:3443/PictureServer/default.aspx/PRYSMIAN-PR9051011614_Image1.jpg?A097AD989F807182AC95A69EA58479759E72A4978B6765658076857B836B8F7DBDA6BBAA83659AA4B7 | https://pim-kvc.soneparsea.com:3443/PictureServer/default.aspx/prysmian-h07v-k-series_Datasheet1.pdf?A097AD989F807182ACB5C6BEC5A49995BE72BC7589AD5D9F7DB8B9B7BB9CA39394A6C8A6C59F9599C47682B5B69D | H07V-K FLEXIBLE CABLE 1.5MM² WHITE | Used in control panels and electrical equipments, on and under plaster as laid in conduit. When this cable is used in fixed installations with mechanically protected switchgear and control panels, the rated voltage is 600/1000 V. | Material outer sheath | Polyvinyl chloride (PVC)
| 132 | Cables and Wires | Low Voltage Cables | Single Core | H07V-K FLEXIBLE CABLE 1.5MM² WHITE | 2302558 | PR9051011614 | PRYSMIAN | 0 | https://pim-kvc.soneparsea.com:3443/PictureServer/default.aspx/PRYSMIAN-PR9051011614_Image1.jpg?A097AD989F807182AC95A69EA58479759E72A4978B6765658076857B836B8F7DBDA6BBAA83659AA4B7 | https://pim-kvc.soneparsea.com:3443/PictureServer/default.aspx/prysmian-h07v-k-series_Datasheet1.pdf?A097AD989F807182ACB5C6BEC5A49995BE72BC7589AD5D9F7DB8B9B7BB9CA39394A6C8A6C59F9599C47682B5B69D | H07V-K FLEXIBLE CABLE 1.5MM² WHITE | Used in control panels and electrical equipments, on and under plaster as laid in conduit. When this cable is used in fixed installations with mechanically protected switchgear and control panels, the rated voltage is 600/1000 V. | Colour outer sheath | White
| 132 | Cables and Wires | Low Voltage Cables | Single Core | H07V-K FLEXIBLE CABLE 1.5MM² WHITE | 2302558 | PR9051011614 | PRYSMIAN | 0 | https://pim-kvc.soneparsea.com:3443/PictureServer/default.aspx/PRYSMIAN-PR9051011614_Image1.jpg?A097AD989F807182AC95A69EA58479759E72A4978B6765658076857B836B8F7DBDA6BBAA83659AA4B7 | https://pim-kvc.soneparsea.com:3443/PictureServer/default.aspx/prysmian-h07v-k-series_Datasheet1.pdf?A097AD989F807182ACB5C6BEC5A49995BE72BC7589AD5D9F7DB8B9B7BB9CA39394A6C8A6C59F9599C47682B5B69D | H07V-K FLEXIBLE CABLE 1.5MM² WHITE | Used in control panels and electrical equipments, on and under plaster as laid in conduit. When this cable is used in fixed installations with mechanically protected switchgear and control panels, the rated voltage is 600/1000 V. | Cable geometry | Round
| 132 | Cables and Wires | Low Voltage Cables | Single Core | H07V-K FLEXIBLE CABLE 1.5MM² WHITE | 2302558 | PR9051011614 | PRYSMIAN | 0 | https://pim-kvc.soneparsea.com:3443/PictureServer/default.aspx/PRYSMIAN-PR9051011614_Image1.jpg?A097AD989F807182AC95A69EA58479759E72A4978B6765658076857B836B8F7DBDA6BBAA83659AA4B7 | https://pim-kvc.soneparsea.com:3443/PictureServer/default.aspx/prysmian-h07v-k-series_Datasheet1.pdf?A097AD989F807182ACB5C6BEC5A49995BE72BC7589AD5D9F7DB8B9B7BB9CA39394A6C8A6C59F9599C47682B5B69D | H07V-K FLEXIBLE CABLE 1.5MM² WHITE | Used in control panels and electrical equipments, on and under plaster as laid in conduit. When this cable is used in fixed installations with mechanically protected switchgear and control panels, the rated voltage is 600/1000 V. | Nominal voltage U0 | 450V
| 132 | Cables and Wires | Low Voltage Cables | Single Core | H07V-K FLEXIBLE CABLE 1.5MM² WHITE | 2302558 | PR9051011614 | PRYSMIAN | 0 | https://pim-kvc.soneparsea.com:3443/PictureServer/default.aspx/PRYSMIAN-PR9051011614_Image1.jpg?A097AD989F807182AC95A69EA58479759E72A4978B6765658076857B836B8F7DBDA6BBAA83659AA4B7 | https://pim-kvc.soneparsea.com:3443/PictureServer/default.aspx/prysmian-h07v-k-series_Datasheet1.pdf?A097AD989F807182ACB5C6BEC5A49995BE72BC7589AD5D9F7DB8B9B7BB9CA39394A6C8A6C59F9599C47682B5B69D | H07V-K FLEXIBLE CABLE 1.5MM² WHITE | Used in control panels and electrical equipments, on and under plaster as laid in conduit. When this cable is used in fixed installations with mechanically protected switchgear and control panels, the rated voltage is 600/1000 V. | Nominal voltage U | 750V
| 132 | Cables and Wires | Low Voltage Cables | Single Core | H07V-K FLEXIBLE CABLE 1.5MM² WHITE | 2302558 | PR9051011614 | PRYSMIAN | 0 | https://pim-kvc.soneparsea.com:3443/PictureServer/default.aspx/PRYSMIAN-PR9051011614_Image1.jpg?A097AD989F807182AC95A69EA58479759E72A4978B6765658076857B836B8F7DBDA6BBAA83659AA4B7 | https://pim-kvc.soneparsea.com:3443/PictureServer/default.aspx/prysmian-h07v-k-series_Datasheet1.pdf?A097AD989F807182ACB5C6BEC5A49995BE72BC7589AD5D9F7DB8B9B7BB9CA39394A6C8A6C59F9599C47682B5B69D | H07V-K FLEXIBLE CABLE 1.5MM² WHITE | Used in control panels and electrical equipments, on and under plaster as laid in conduit. When this cable is used in fixed installations with mechanically protected switchgear and control panels, the rated voltage is 600/1000 V. | Shape of conductor | Round
| 133 | Cables and Wires | Low Voltage Cables | Single Core | H07V-K FLEXIBLE CABLE 1.5MM² YELLOW | 2302559 | PR9051011615 | PRYSMIAN | 0 | https://pim-kvc.soneparsea.com:3443/PictureServer/default.aspx/PRYSMIAN-PR9051011615_Image1.jpg?A097AD989F807182AC95A69EA58479759E72A4978B6765658076857B836C8F7DBDA6BBAA83659AA4B7 | https://pim-kvc.soneparsea.com:3443/PictureServer/default.aspx/prysmian-h07v-k-series_Datasheet1.pdf?A097AD989F807182ACB5C6BEC5A49995BE72BC7589AD5D9F7DB8B9B7BB9CA39394A6C8A6C59F9599C47682B5B69D | H07V-K FLEXIBLE CABLE 1.5MM² YELLOW | Used in control panels and electrical equipments, on and under plaster as laid in conduit. When this cable is used in fixed installations with mechanically protected switchgear and control panels, the rated voltage is 600/1000 V. | Conductor material | Copper
| 133 | Cables and Wires | Low Voltage Cables | Single Core | H07V-K FLEXIBLE CABLE 1.5MM² YELLOW | 2302559 | PR9051011615 | PRYSMIAN | 0 | https://pim-kvc.soneparsea.com:3443/PictureServer/default.aspx/PRYSMIAN-PR9051011615_Image1.jpg?A097AD989F807182AC95A69EA58479759E72A4978B6765658076857B836C8F7DBDA6BBAA83659AA4B7 | https://pim-kvc.soneparsea.com:3443/PictureServer/default.aspx/prysmian-h07v-k-series_Datasheet1.pdf?A097AD989F807182ACB5C6BEC5A49995BE72BC7589AD5D9F7DB8B9B7BB9CA39394A6C8A6C59F9599C47682B5B69D | H07V-K FLEXIBLE CABLE 1.5MM² YELLOW | Used in control panels and electrical equipments, on and under plaster as laid in conduit. When this cable is used in fixed installations with mechanically protected switchgear and control panels, the rated voltage is 600/1000 V. | Nominal cross section conductor | 1.5mm²
| 133 | Cables and Wires | Low Voltage Cables | Single Core | H07V-K FLEXIBLE CABLE 1.5MM² YELLOW | 2302559 | PR9051011615 | PRYSMIAN | 0 | https://pim-kvc.soneparsea.com:3443/PictureServer/default.aspx/PRYSMIAN-PR9051011615_Image1.jpg?A097AD989F807182AC95A69EA58479759E72A4978B6765658076857B836C8F7DBDA6BBAA83659AA4B7 | https://pim-kvc.soneparsea.com:3443/PictureServer/default.aspx/prysmian-h07v-k-series_Datasheet1.pdf?A097AD989F807182ACB5C6BEC5A49995BE72BC7589AD5D9F7DB8B9B7BB9CA39394A6C8A6C59F9599C47682B5B69D | H07V-K FLEXIBLE CABLE 1.5MM² YELLOW | Used in control panels and electrical equipments, on and under plaster as laid in conduit. When this cable is used in fixed installations with mechanically protected switchgear and control panels, the rated voltage is 600/1000 V. | Conductor category | Class 5 = flexible
| 133 | Cables and Wires | Low Voltage Cables | Single Core | H07V-K FLEXIBLE CABLE 1.5MM² YELLOW | 2302559 | PR9051011615 | PRYSMIAN | 0 | https://pim-kvc.soneparsea.com:3443/PictureServer/default.aspx/PRYSMIAN-PR9051011615_Image1.jpg?A097AD989F807182AC95A69EA58479759E72A4978B6765658076857B836C8F7DBDA6BBAA83659AA4B7 | https://pim-kvc.soneparsea.com:3443/PictureServer/default.aspx/prysmian-h07v-k-series_Datasheet1.pdf?A097AD989F807182ACB5C6BEC5A49995BE72BC7589AD5D9F7DB8B9B7BB9CA39394A6C8A6C59F9599C47682B5B69D | H07V-K FLEXIBLE CABLE 1.5MM² YELLOW | Used in control panels and electrical equipments, on and under plaster as laid in conduit. When this cable is used in fixed installations with mechanically protected switchgear and control panels, the rated voltage is 600/1000 V. | Number of cores | 1
| 133 | Cables and Wires | Low Voltage Cables | Single Core | H07V-K FLEXIBLE CABLE 1.5MM² YELLOW | 2302559 | PR9051011615 | PRYSMIAN | 0 | https://pim-kvc.soneparsea.com:3443/PictureServer/default.aspx/PRYSMIAN-PR9051011615_Image1.jpg?A097AD989F807182AC95A69EA58479759E72A4978B6765658076857B836C8F7DBDA6BBAA83659AA4B7 | https://pim-kvc.soneparsea.com:3443/PictureServer/default.aspx/prysmian-h07v-k-series_Datasheet1.pdf?A097AD989F807182ACB5C6BEC5A49995BE72BC7589AD5D9F7DB8B9B7BB9CA39394A6C8A6C59F9599C47682B5B69D | H07V-K FLEXIBLE CABLE 1.5MM² YELLOW | Used in control panels and electrical equipments, on and under plaster as laid in conduit. When this cable is used in fixed installations with mechanically protected switchgear and control panels, the rated voltage is 600/1000 V. | Material outer sheath | Polyvinyl chloride (PVC)
| 133 | Cables and Wires | Low Voltage Cables | Single Core | H07V-K FLEXIBLE CABLE 1.5MM² YELLOW | 2302559 | PR9051011615 | PRYSMIAN | 0 | https://pim-kvc.soneparsea.com:3443/PictureServer/default.aspx/PRYSMIAN-PR9051011615_Image1.jpg?A097AD989F807182AC95A69EA58479759E72A4978B6765658076857B836C8F7DBDA6BBAA83659AA4B7 | https://pim-kvc.soneparsea.com:3443/PictureServer/default.aspx/prysmian-h07v-k-series_Datasheet1.pdf?A097AD989F807182ACB5C6BEC5A49995BE72BC7589AD5D9F7DB8B9B7BB9CA39394A6C8A6C59F9599C47682B5B69D | H07V-K FLEXIBLE CABLE 1.5MM² YELLOW | Used in control panels and electrical equipments, on and under plaster as laid in conduit. When this cable is used in fixed installations with mechanically protected switchgear and control panels, the rated voltage is 600/1000 V. | Colour outer sheath | Yellow
| 133 | Cables and Wires | Low Voltage Cables | Single Core | H07V-K FLEXIBLE CABLE 1.5MM² YELLOW | 2302559 | PR9051011615 | PRYSMIAN | 0 | https://pim-kvc.soneparsea.com:3443/PictureServer/default.aspx/PRYSMIAN-PR9051011615_Image1.jpg?A097AD989F807182AC95A69EA58479759E72A4978B6765658076857B836C8F7DBDA6BBAA83659AA4B7 | https://pim-kvc.soneparsea.com:3443/PictureServer/default.aspx/prysmian-h07v-k-series_Datasheet1.pdf?A097AD989F807182ACB5C6BEC5A49995BE72BC7589AD5D9F7DB8B9B7BB9CA39394A6C8A6C59F9599C47682B5B69D | H07V-K FLEXIBLE CABLE 1.5MM² YELLOW | Used in control panels and electrical equipments, on and under plaster as laid in conduit. When this cable is used in fixed installations with mechanically protected switchgear and control panels, the rated voltage is 600/1000 V. | Cable geometry | Round
| 133 | Cables and Wires | Low Voltage Cables | Single Core | H07V-K FLEXIBLE CABLE 1.5MM² YELLOW | 2302559 | PR9051011615 | PRYSMIAN | 0 | https://pim-kvc.soneparsea.com:3443/PictureServer/default.aspx/PRYSMIAN-PR9051011615_Image1.jpg?A097AD989F807182AC95A69EA58479759E72A4978B6765658076857B836C8F7DBDA6BBAA83659AA4B7 | https://pim-kvc.soneparsea.com:3443/PictureServer/default.aspx/prysmian-h07v-k-series_Datasheet1.pdf?A097AD989F807182ACB5C6BEC5A49995BE72BC7589AD5D9F7DB8B9B7BB9CA39394A6C8A6C59F9599C47682B5B69D | H07V-K FLEXIBLE CABLE 1.5MM² YELLOW | Used in control panels and electrical equipments, on and under plaster as laid in conduit. When this cable is used in fixed installations with mechanically protected switchgear and control panels, the rated voltage is 600/1000 V. | Nominal voltage U0 | 450V
| 133 | Cables and Wires | Low Voltage Cables | Single Core | H07V-K FLEXIBLE CABLE 1.5MM² YELLOW | 2302559 | PR9051011615 | PRYSMIAN | 0 | https://pim-kvc.soneparsea.com:3443/PictureServer/default.aspx/PRYSMIAN-PR9051011615_Image1.jpg?A097AD989F807182AC95A69EA58479759E72A4978B6765658076857B836C8F7DBDA6BBAA83659AA4B7 | https://pim-kvc.soneparsea.com:3443/PictureServer/default.aspx/prysmian-h07v-k-series_Datasheet1.pdf?A097AD989F807182ACB5C6BEC5A49995BE72BC7589AD5D9F7DB8B9B7BB9CA39394A6C8A6C59F9599C47682B5B69D | H07V-K FLEXIBLE CABLE 1.5MM² YELLOW | Used in control panels and electrical equipments, on and under plaster as laid in conduit. When this cable is used in fixed installations with mechanically protected switchgear and control panels, the rated voltage is 600/1000 V. | Nominal voltage U | 750V
| 133 | Cables and Wires | Low Voltage Cables | Single Core | H07V-K FLEXIBLE CABLE 1.5MM² YELLOW | 2302559 | PR9051011615 | PRYSMIAN | 0 | https://pim-kvc.soneparsea.com:3443/PictureServer/default.aspx/PRYSMIAN-PR9051011615_Image1.jpg?A097AD989F807182AC95A69EA58479759E72A4978B6765658076857B836C8F7DBDA6BBAA83659AA4B7 | https://pim-kvc.soneparsea.com:3443/PictureServer/default.aspx/prysmian-h07v-k-series_Datasheet1.pdf?A097AD989F807182ACB5C6BEC5A49995BE72BC7589AD5D9F7DB8B9B7BB9CA39394A6C8A6C59F9599C47682B5B69D | H07V-K FLEXIBLE CABLE 1.5MM² YELLOW | Used in control panels and electrical equipments, on and under plaster as laid in conduit. When this cable is used in fixed installations with mechanically protected switchgear and control panels, the rated voltage is 600/1000 V. | Shape of conductor | Round
| 134 | Cables and Wires | Low Voltage Cables | Single Core | H07V-K FLEXIBLE CABLE 2.5MM² BLACK | 2302560 | PR9051011701 | PRYSMIAN | 0 | https://pim-kvc.soneparsea.com:3443/PictureServer/default.aspx/PRYSMIAN-PR9051011701_Image1.jpg?A097AD989F807182AC95A69EA58479759E72A4978B6765658076857C82688F7DBDA6BBAA83659AA4B7 | https://pim-kvc.soneparsea.com:3443/PictureServer/default.aspx/prysmian-h07v-k-series_Datasheet1.pdf?A097AD989F807182ACB5C6BEC5A49995BE72BC7589AD5D9F7DB8B9B7BB9CA39394A6C8A6C59F9599C47682B5B69D | H07V-K FLEXIBLE CABLE 2.5MM² BLACK | Used in control panels and electrical equipments, on and under plaster as laid in conduit. When this cable is used in fixed installations with mechanically protected switchgear and control panels, the rated voltage is 600/1000 V. | Conductor material | Copper
| 134 | Cables and Wires | Low Voltage Cables | Single Core | H07V-K FLEXIBLE CABLE 2.5MM² BLACK | 2302560 | PR9051011701 | PRYSMIAN | 0 | https://pim-kvc.soneparsea.com:3443/PictureServer/default.aspx/PRYSMIAN-PR9051011701_Image1.jpg?A097AD989F807182AC95A69EA58479759E72A4978B6765658076857C82688F7DBDA6BBAA83659AA4B7 | https://pim-kvc.soneparsea.com:3443/PictureServer/default.aspx/prysmian-h07v-k-series_Datasheet1.pdf?A097AD989F807182ACB5C6BEC5A49995BE72BC7589AD5D9F7DB8B9B7BB9CA39394A6C8A6C59F9599C47682B5B69D | H07V-K FLEXIBLE CABLE 2.5MM² BLACK | Used in control panels and electrical equipments, on and under plaster as laid in conduit. When this cable is used in fixed installations with mechanically protected switchgear and control panels, the rated voltage is 600/1000 V. | Nominal cross section conductor | 2.5mm²
| 134 | Cables and Wires | Low Voltage Cables | Single Core | H07V-K FLEXIBLE CABLE 2.5MM² BLACK | 2302560 | PR9051011701 | PRYSMIAN | 0 | https://pim-kvc.soneparsea.com:3443/PictureServer/default.aspx/PRYSMIAN-PR9051011701_Image1.jpg?A097AD989F807182AC95A69EA58479759E72A4978B6765658076857C82688F7DBDA6BBAA83659AA4B7 | https://pim-kvc.soneparsea.com:3443/PictureServer/default.aspx/prysmian-h07v-k-series_Datasheet1.pdf?A097AD989F807182ACB5C6BEC5A49995BE72BC7589AD5D9F7DB8B9B7BB9CA39394A6C8A6C59F9599C47682B5B69D | H07V-K FLEXIBLE CABLE 2.5MM² BLACK | Used in control panels and electrical equipments, on and under plaster as laid in conduit. When this cable is used in fixed installations with mechanically protected switchgear and control panels, the rated voltage is 600/1000 V. | Conductor category | Class 5 = flexible
| 134 | Cables and Wires | Low Voltage Cables | Single Core | H07V-K FLEXIBLE CABLE 2.5MM² BLACK | 2302560 | PR9051011701 | PRYSMIAN | 0 | https://pim-kvc.soneparsea.com:3443/PictureServer/default.aspx/PRYSMIAN-PR9051011701_Image1.jpg?A097AD989F807182AC95A69EA58479759E72A4978B6765658076857C82688F7DBDA6BBAA83659AA4B7 | https://pim-kvc.soneparsea.com:3443/PictureServer/default.aspx/prysmian-h07v-k-series_Datasheet1.pdf?A097AD989F807182ACB5C6BEC5A49995BE72BC7589AD5D9F7DB8B9B7BB9CA39394A6C8A6C59F9599C47682B5B69D | H07V-K FLEXIBLE CABLE 2.5MM² BLACK | Used in control panels and electrical equipments, on and under plaster as laid in conduit. When this cable is used in fixed installations with mechanically protected switchgear and control panels, the rated voltage is 600/1000 V. | Number of cores | 1
| 134 | Cables and Wires | Low Voltage Cables | Single Core | H07V-K FLEXIBLE CABLE 2.5MM² BLACK | 2302560 | PR9051011701 | PRYSMIAN | 0 | https://pim-kvc.soneparsea.com:3443/PictureServer/default.aspx/PRYSMIAN-PR9051011701_Image1.jpg?A097AD989F807182AC95A69EA58479759E72A4978B6765658076857C82688F7DBDA6BBAA83659AA4B7 | https://pim-kvc.soneparsea.com:3443/PictureServer/default.aspx/prysmian-h07v-k-series_Datasheet1.pdf?A097AD989F807182ACB5C6BEC5A49995BE72BC7589AD5D9F7DB8B9B7BB9CA39394A6C8A6C59F9599C47682B5B69D | H07V-K FLEXIBLE CABLE 2.5MM² BLACK | Used in control panels and electrical equipments, on and under plaster as laid in conduit. When this cable is used in fixed installations with mechanically protected switchgear and control panels, the rated voltage is 600/1000 V. | Material outer sheath | Polyvinyl chloride (PVC)
| 134 | Cables and Wires | Low Voltage Cables | Single Core | H07V-K FLEXIBLE CABLE 2.5MM² BLACK | 2302560 | PR9051011701 | PRYSMIAN | 0 | https://pim-kvc.soneparsea.com:3443/PictureServer/default.aspx/PRYSMIAN-PR9051011701_Image1.jpg?A097AD989F807182AC95A69EA58479759E72A4978B6765658076857C82688F7DBDA6BBAA83659AA4B7 | https://pim-kvc.soneparsea.com:3443/PictureServer/default.aspx/prysmian-h07v-k-series_Datasheet1.pdf?A097AD989F807182ACB5C6BEC5A49995BE72BC7589AD5D9F7DB8B9B7BB9CA39394A6C8A6C59F9599C47682B5B69D | H07V-K FLEXIBLE CABLE 2.5MM² BLACK | Used in control panels and electrical equipments, on and under plaster as laid in conduit. When this cable is used in fixed installations with mechanically protected switchgear and control panels, the rated voltage is 600/1000 V. | Colour outer sheath | Black
| 134 | Cables and Wires | Low Voltage Cables | Single Core | H07V-K FLEXIBLE CABLE 2.5MM² BLACK | 2302560 | PR9051011701 | PRYSMIAN | 0 | https://pim-kvc.soneparsea.com:3443/PictureServer/default.aspx/PRYSMIAN-PR9051011701_Image1.jpg?A097AD989F807182AC95A69EA58479759E72A4978B6765658076857C82688F7DBDA6BBAA83659AA4B7 | https://pim-kvc.soneparsea.com:3443/PictureServer/default.aspx/prysmian-h07v-k-series_Datasheet1.pdf?A097AD989F807182ACB5C6BEC5A49995BE72BC7589AD5D9F7DB8B9B7BB9CA39394A6C8A6C59F9599C47682B5B69D | H07V-K FLEXIBLE CABLE 2.5MM² BLACK | Used in control panels and electrical equipments, on and under plaster as laid in conduit. When this cable is used in fixed installations with mechanically protected switchgear and control panels, the rated voltage is 600/1000 V. | Cable geometry | Round
| 134 | Cables and Wires | Low Voltage Cables | Single Core | H07V-K FLEXIBLE CABLE 2.5MM² BLACK | 2302560 | PR9051011701 | PRYSMIAN | 0 | https://pim-kvc.soneparsea.com:3443/PictureServer/default.aspx/PRYSMIAN-PR9051011701_Image1.jpg?A097AD989F807182AC95A69EA58479759E72A4978B6765658076857C82688F7DBDA6BBAA83659AA4B7 | https://pim-kvc.soneparsea.com:3443/PictureServer/default.aspx/prysmian-h07v-k-series_Datasheet1.pdf?A097AD989F807182ACB5C6BEC5A49995BE72BC7589AD5D9F7DB8B9B7BB9CA39394A6C8A6C59F9599C47682B5B69D | H07V-K FLEXIBLE CABLE 2.5MM² BLACK | Used in control panels and electrical equipments, on and under plaster as laid in conduit. When this cable is used in fixed installations with mechanically protected switchgear and control panels, the rated voltage is 600/1000 V. | Nominal voltage U0 | 450V
| 134 | Cables and Wires | Low Voltage Cables | Single Core | H07V-K FLEXIBLE CABLE 2.5MM² BLACK | 2302560 | PR9051011701 | PRYSMIAN | 0 | https://pim-kvc.soneparsea.com:3443/PictureServer/default.aspx/PRYSMIAN-PR9051011701_Image1.jpg?A097AD989F807182AC95A69EA58479759E72A4978B6765658076857C82688F7DBDA6BBAA83659AA4B7 | https://pim-kvc.soneparsea.com:3443/PictureServer/default.aspx/prysmian-h07v-k-series_Datasheet1.pdf?A097AD989F807182ACB5C6BEC5A49995BE72BC7589AD5D9F7DB8B9B7BB9CA39394A6C8A6C59F9599C47682B5B69D | H07V-K FLEXIBLE CABLE 2.5MM² BLACK | Used in control panels and electrical equipments, on and under plaster as laid in conduit. When this cable is used in fixed installations with mechanically protected switchgear and control panels, the rated voltage is 600/1000 V. | Nominal voltage U | 750V
| 134 | Cables and Wires | Low Voltage Cables | Single Core | H07V-K FLEXIBLE CABLE 2.5MM² BLACK | 2302560 | PR9051011701 | PRYSMIAN | 0 | https://pim-kvc.soneparsea.com:3443/PictureServer/default.aspx/PRYSMIAN-PR9051011701_Image1.jpg?A097AD989F807182AC95A69EA58479759E72A4978B6765658076857C82688F7DBDA6BBAA83659AA4B7 | https://pim-kvc.soneparsea.com:3443/PictureServer/default.aspx/prysmian-h07v-k-series_Datasheet1.pdf?A097AD989F807182ACB5C6BEC5A49995BE72BC7589AD5D9F7DB8B9B7BB9CA39394A6C8A6C59F9599C47682B5B69D | H07V-K FLEXIBLE CABLE 2.5MM² BLACK | Used in control panels and electrical equipments, on and under plaster as laid in conduit. When this cable is used in fixed installations with mechanically protected switchgear and control panels, the rated voltage is 600/1000 V. | Shape of conductor | Round
| 135 | Cables and Wires | Low Voltage Cables | Single Core | H07V-K FLEXIBLE CABLE 2.5MM² LIGHT BLUE | 2302561 | PR9051011702 | PRYSMIAN | 0 | https://pim-kvc.soneparsea.com:3443/PictureServer/default.aspx/PRYSMIAN-PR9051011702_Image1.jpg?A097AD989F807182AC95A69EA58479759E72A4978B6765658076857C82698F7DBDA6BBAA83659AA4B7 | https://pim-kvc.soneparsea.com:3443/PictureServer/default.aspx/prysmian-h07v-k-series_Datasheet1.pdf?A097AD989F807182ACB5C6BEC5A49995BE72BC7589AD5D9F7DB8B9B7BB9CA39394A6C8A6C59F9599C47682B5B69D | H07V-K FLEXIBLE CABLE 2.5MM² LIGHT BLUE | Used in control panels and electrical equipments, on and under plaster as laid in conduit. When this cable is used in fixed installations with mechanically protected switchgear and control panels, the rated voltage is 600/1000 V. | Conductor material | Copper
| 135 | Cables and Wires | Low Voltage Cables | Single Core | H07V-K FLEXIBLE CABLE 2.5MM² LIGHT BLUE | 2302561 | PR9051011702 | PRYSMIAN | 0 | https://pim-kvc.soneparsea.com:3443/PictureServer/default.aspx/PRYSMIAN-PR9051011702_Image1.jpg?A097AD989F807182AC95A69EA58479759E72A4978B6765658076857C82698F7DBDA6BBAA83659AA4B7 | https://pim-kvc.soneparsea.com:3443/PictureServer/default.aspx/prysmian-h07v-k-series_Datasheet1.pdf?A097AD989F807182ACB5C6BEC5A49995BE72BC7589AD5D9F7DB8B9B7BB9CA39394A6C8A6C59F9599C47682B5B69D | H07V-K FLEXIBLE CABLE 2.5MM² LIGHT BLUE | Used in control panels and electrical equipments, on and under plaster as laid in conduit. When this cable is used in fixed installations with mechanically protected switchgear and control panels, the rated voltage is 600/1000 V. | Nominal cross section conductor | 2.5mm²
| 135 | Cables and Wires | Low Voltage Cables | Single Core | H07V-K FLEXIBLE CABLE 2.5MM² LIGHT BLUE | 2302561 | PR9051011702 | PRYSMIAN | 0 | https://pim-kvc.soneparsea.com:3443/PictureServer/default.aspx/PRYSMIAN-PR9051011702_Image1.jpg?A097AD989F807182AC95A69EA58479759E72A4978B6765658076857C82698F7DBDA6BBAA83659AA4B7 | https://pim-kvc.soneparsea.com:3443/PictureServer/default.aspx/prysmian-h07v-k-series_Datasheet1.pdf?A097AD989F807182ACB5C6BEC5A49995BE72BC7589AD5D9F7DB8B9B7BB9CA39394A6C8A6C59F9599C47682B5B69D | H07V-K FLEXIBLE CABLE 2.5MM² LIGHT BLUE | Used in control panels and electrical equipments, on and under plaster as laid in conduit. When this cable is used in fixed installations with mechanically protected switchgear and control panels, the rated voltage is 600/1000 V. | Conductor category | Class 5 = flexible
| 135 | Cables and Wires | Low Voltage Cables | Single Core | H07V-K FLEXIBLE CABLE 2.5MM² LIGHT BLUE | 2302561 | PR9051011702 | PRYSMIAN | 0 | https://pim-kvc.soneparsea.com:3443/PictureServer/default.aspx/PRYSMIAN-PR9051011702_Image1.jpg?A097AD989F807182AC95A69EA58479759E72A4978B6765658076857C82698F7DBDA6BBAA83659AA4B7 | https://pim-kvc.soneparsea.com:3443/PictureServer/default.aspx/prysmian-h07v-k-series_Datasheet1.pdf?A097AD989F807182ACB5C6BEC5A49995BE72BC7589AD5D9F7DB8B9B7BB9CA39394A6C8A6C59F9599C47682B5B69D | H07V-K FLEXIBLE CABLE 2.5MM² LIGHT BLUE | Used in control panels and electrical equipments, on and under plaster as laid in conduit. When this cable is used in fixed installations with mechanically protected switchgear and control panels, the rated voltage is 600/1000 V. | Number of cores | 1
| 135 | Cables and Wires | Low Voltage Cables | Single Core | H07V-K FLEXIBLE CABLE 2.5MM² LIGHT BLUE | 2302561 | PR9051011702 | PRYSMIAN | 0 | https://pim-kvc.soneparsea.com:3443/PictureServer/default.aspx/PRYSMIAN-PR9051011702_Image1.jpg?A097AD989F807182AC95A69EA58479759E72A4978B6765658076857C82698F7DBDA6BBAA83659AA4B7 | https://pim-kvc.soneparsea.com:3443/PictureServer/default.aspx/prysmian-h07v-k-series_Datasheet1.pdf?A097AD989F807182ACB5C6BEC5A49995BE72BC7589AD5D9F7DB8B9B7BB9CA39394A6C8A6C59F9599C47682B5B69D | H07V-K FLEXIBLE CABLE 2.5MM² LIGHT BLUE | Used in control panels and electrical equipments, on and under plaster as laid in conduit. When this cable is used in fixed installations with mechanically protected switchgear and control panels, the rated voltage is 600/1000 V. | Material outer sheath | Polyvinyl chloride (PVC)
| 135 | Cables and Wires | Low Voltage Cables | Single Core | H07V-K FLEXIBLE CABLE 2.5MM² LIGHT BLUE | 2302561 | PR9051011702 | PRYSMIAN | 0 | https://pim-kvc.soneparsea.com:3443/PictureServer/default.aspx/PRYSMIAN-PR9051011702_Image1.jpg?A097AD989F807182AC95A69EA58479759E72A4978B6765658076857C82698F7DBDA6BBAA83659AA4B7 | https://pim-kvc.soneparsea.com:3443/PictureServer/default.aspx/prysmian-h07v-k-series_Datasheet1.pdf?A097AD989F807182ACB5C6BEC5A49995BE72BC7589AD5D9F7DB8B9B7BB9CA39394A6C8A6C59F9599C47682B5B69D | H07V-K FLEXIBLE CABLE 2.5MM² LIGHT BLUE | Used in control panels and electrical equipments, on and under plaster as laid in conduit. When this cable is used in fixed installations with mechanically protected switchgear and control panels, the rated voltage is 600/1000 V. | Colour outer sheath | Blue
| 135 | Cables and Wires | Low Voltage Cables | Single Core | H07V-K FLEXIBLE CABLE 2.5MM² LIGHT BLUE | 2302561 | PR9051011702 | PRYSMIAN | 0 | https://pim-kvc.soneparsea.com:3443/PictureServer/default.aspx/PRYSMIAN-PR9051011702_Image1.jpg?A097AD989F807182AC95A69EA58479759E72A4978B6765658076857C82698F7DBDA6BBAA83659AA4B7 | https://pim-kvc.soneparsea.com:3443/PictureServer/default.aspx/prysmian-h07v-k-series_Datasheet1.pdf?A097AD989F807182ACB5C6BEC5A49995BE72BC7589AD5D9F7DB8B9B7BB9CA39394A6C8A6C59F9599C47682B5B69D | H07V-K FLEXIBLE CABLE 2.5MM² LIGHT BLUE | Used in control panels and electrical equipments, on and under plaster as laid in conduit. When this cable is used in fixed installations with mechanically protected switchgear and control panels, the rated voltage is 600/1000 V. | Cable geometry | Round
| 135 | Cables and Wires | Low Voltage Cables | Single Core | H07V-K FLEXIBLE CABLE 2.5MM² LIGHT BLUE | 2302561 | PR9051011702 | PRYSMIAN | 0 | https://pim-kvc.soneparsea.com:3443/PictureServer/default.aspx/PRYSMIAN-PR9051011702_Image1.jpg?A097AD989F807182AC95A69EA58479759E72A4978B6765658076857C82698F7DBDA6BBAA83659AA4B7 | https://pim-kvc.soneparsea.com:3443/PictureServer/default.aspx/prysmian-h07v-k-series_Datasheet1.pdf?A097AD989F807182ACB5C6BEC5A49995BE72BC7589AD5D9F7DB8B9B7BB9CA39394A6C8A6C59F9599C47682B5B69D | H07V-K FLEXIBLE CABLE 2.5MM² LIGHT BLUE | Used in control panels and electrical equipments, on and under plaster as laid in conduit. When this cable is used in fixed installations with mechanically protected switchgear and control panels, the rated voltage is 600/1000 V. | Nominal voltage U0 | 450V
| 135 | Cables and Wires | Low Voltage Cables | Single Core | H07V-K FLEXIBLE CABLE 2.5MM² LIGHT BLUE | 2302561 | PR9051011702 | PRYSMIAN | 0 | https://pim-kvc.soneparsea.com:3443/PictureServer/default.aspx/PRYSMIAN-PR9051011702_Image1.jpg?A097AD989F807182AC95A69EA58479759E72A4978B6765658076857C82698F7DBDA6BBAA83659AA4B7 | https://pim-kvc.soneparsea.com:3443/PictureServer/default.aspx/prysmian-h07v-k-series_Datasheet1.pdf?A097AD989F807182ACB5C6BEC5A49995BE72BC7589AD5D9F7DB8B9B7BB9CA39394A6C8A6C59F9599C47682B5B69D | H07V-K FLEXIBLE CABLE 2.5MM² LIGHT BLUE | Used in control panels and electrical equipments, on and under plaster as laid in conduit. When this cable is used in fixed installations with mechanically protected switchgear and control panels, the rated voltage is 600/1000 V. | Nominal voltage U | 750V
| 135 | Cables and Wires | Low Voltage Cables | Single Core | H07V-K FLEXIBLE CABLE 2.5MM² LIGHT BLUE | 2302561 | PR9051011702 | PRYSMIAN | 0 | https://pim-kvc.soneparsea.com:3443/PictureServer/default.aspx/PRYSMIAN-PR9051011702_Image1.jpg?A097AD989F807182AC95A69EA58479759E72A4978B6765658076857C82698F7DBDA6BBAA83659AA4B7 | https://pim-kvc.soneparsea.com:3443/PictureServer/default.aspx/prysmian-h07v-k-series_Datasheet1.pdf?A097AD989F807182ACB5C6BEC5A49995BE72BC7589AD5D9F7DB8B9B7BB9CA39394A6C8A6C59F9599C47682B5B69D | H07V-K FLEXIBLE CABLE 2.5MM² LIGHT BLUE | Used in control panels and electrical equipments, on and under plaster as laid in conduit. When this cable is used in fixed installations with mechanically protected switchgear and control panels, the rated voltage is 600/1000 V. | Shape of conductor | Round
| 136 | Cables and Wires | Low Voltage Cables | Single Core | H07V-K FLEXIBLE CABLE 2.5MM² BROWN | 2302562 | PR9051011703 | PRYSMIAN | 0 | https://pim-kvc.soneparsea.com:3443/PictureServer/default.aspx/PRYSMIAN-PR9051011703_Image1.jpg?A097AD989F807182AC95A69EA58479759E72A4978B6765658076857C826A8F7DBDA6BBAA83659AA4B7 | https://pim-kvc.soneparsea.com:3443/PictureServer/default.aspx/prysmian-h07v-k-series_Datasheet1.pdf?A097AD989F807182ACB5C6BEC5A49995BE72BC7589AD5D9F7DB8B9B7BB9CA39394A6C8A6C59F9599C47682B5B69D | H07V-K FLEXIBLE CABLE 2.5MM² BROWN | Used in control panels and electrical equipments, on and under plaster as laid in conduit. When this cable is used in fixed installations with mechanically protected switchgear and control panels, the rated voltage is 600/1000 V. | Conductor material | Copper
| 136 | Cables and Wires | Low Voltage Cables | Single Core | H07V-K FLEXIBLE CABLE 2.5MM² BROWN | 2302562 | PR9051011703 | PRYSMIAN | 0 | https://pim-kvc.soneparsea.com:3443/PictureServer/default.aspx/PRYSMIAN-PR9051011703_Image1.jpg?A097AD989F807182AC95A69EA58479759E72A4978B6765658076857C826A8F7DBDA6BBAA83659AA4B7 | https://pim-kvc.soneparsea.com:3443/PictureServer/default.aspx/prysmian-h07v-k-series_Datasheet1.pdf?A097AD989F807182ACB5C6BEC5A49995BE72BC7589AD5D9F7DB8B9B7BB9CA39394A6C8A6C59F9599C47682B5B69D | H07V-K FLEXIBLE CABLE 2.5MM² BROWN | Used in control panels and electrical equipments, on and under plaster as laid in conduit. When this cable is used in fixed installations with mechanically protected switchgear and control panels, the rated voltage is 600/1000 V. | Nominal cross section conductor | 2.5mm²
| 136 | Cables and Wires | Low Voltage Cables | Single Core | H07V-K FLEXIBLE CABLE 2.5MM² BROWN | 2302562 | PR9051011703 | PRYSMIAN | 0 | https://pim-kvc.soneparsea.com:3443/PictureServer/default.aspx/PRYSMIAN-PR9051011703_Image1.jpg?A097AD989F807182AC95A69EA58479759E72A4978B6765658076857C826A8F7DBDA6BBAA83659AA4B7 | https://pim-kvc.soneparsea.com:3443/PictureServer/default.aspx/prysmian-h07v-k-series_Datasheet1.pdf?A097AD989F807182ACB5C6BEC5A49995BE72BC7589AD5D9F7DB8B9B7BB9CA39394A6C8A6C59F9599C47682B5B69D | H07V-K FLEXIBLE CABLE 2.5MM² BROWN | Used in control panels and electrical equipments, on and under plaster as laid in conduit. When this cable is used in fixed installations with mechanically protected switchgear and control panels, the rated voltage is 600/1000 V. | Conductor category | Class 5 = flexible
| 136 | Cables and Wires | Low Voltage Cables | Single Core | H07V-K FLEXIBLE CABLE 2.5MM² BROWN | 2302562 | PR9051011703 | PRYSMIAN | 0 | https://pim-kvc.soneparsea.com:3443/PictureServer/default.aspx/PRYSMIAN-PR9051011703_Image1.jpg?A097AD989F807182AC95A69EA58479759E72A4978B6765658076857C826A8F7DBDA6BBAA83659AA4B7 | https://pim-kvc.soneparsea.com:3443/PictureServer/default.aspx/prysmian-h07v-k-series_Datasheet1.pdf?A097AD989F807182ACB5C6BEC5A49995BE72BC7589AD5D9F7DB8B9B7BB9CA39394A6C8A6C59F9599C47682B5B69D | H07V-K FLEXIBLE CABLE 2.5MM² BROWN | Used in control panels and electrical equipments, on and under plaster as laid in conduit. When this cable is used in fixed installations with mechanically protected switchgear and control panels, the rated voltage is 600/1000 V. | Number of cores | 1
| 136 | Cables and Wires | Low Voltage Cables | Single Core | H07V-K FLEXIBLE CABLE 2.5MM² BROWN | 2302562 | PR9051011703 | PRYSMIAN | 0 | https://pim-kvc.soneparsea.com:3443/PictureServer/default.aspx/PRYSMIAN-PR9051011703_Image1.jpg?A097AD989F807182AC95A69EA58479759E72A4978B6765658076857C826A8F7DBDA6BBAA83659AA4B7 | https://pim-kvc.soneparsea.com:3443/PictureServer/default.aspx/prysmian-h07v-k-series_Datasheet1.pdf?A097AD989F807182ACB5C6BEC5A49995BE72BC7589AD5D9F7DB8B9B7BB9CA39394A6C8A6C59F9599C47682B5B69D | H07V-K FLEXIBLE CABLE 2.5MM² BROWN | Used in control panels and electrical equipments, on and under plaster as laid in conduit. When this cable is used in fixed installations with mechanically protected switchgear and control panels, the rated voltage is 600/1000 V. | Material outer sheath | Polyvinyl chloride (PVC)
| 136 | Cables and Wires | Low Voltage Cables | Single Core | H07V-K FLEXIBLE CABLE 2.5MM² BROWN | 2302562 | PR9051011703 | PRYSMIAN | 0 | https://pim-kvc.soneparsea.com:3443/PictureServer/default.aspx/PRYSMIAN-PR9051011703_Image1.jpg?A097AD989F807182AC95A69EA58479759E72A4978B6765658076857C826A8F7DBDA6BBAA83659AA4B7 | https://pim-kvc.soneparsea.com:3443/PictureServer/default.aspx/prysmian-h07v-k-series_Datasheet1.pdf?A097AD989F807182ACB5C6BEC5A49995BE72BC7589AD5D9F7DB8B9B7BB9CA39394A6C8A6C59F9599C47682B5B69D | H07V-K FLEXIBLE CABLE 2.5MM² BROWN | Used in control panels and electrical equipments, on and under plaster as laid in conduit. When this cable is used in fixed installations with mechanically protected switchgear and control panels, the rated voltage is 600/1000 V. | Colour outer sheath | Brown
| 136 | Cables and Wires | Low Voltage Cables | Single Core | H07V-K FLEXIBLE CABLE 2.5MM² BROWN | 2302562 | PR9051011703 | PRYSMIAN | 0 | https://pim-kvc.soneparsea.com:3443/PictureServer/default.aspx/PRYSMIAN-PR9051011703_Image1.jpg?A097AD989F807182AC95A69EA58479759E72A4978B6765658076857C826A8F7DBDA6BBAA83659AA4B7 | https://pim-kvc.soneparsea.com:3443/PictureServer/default.aspx/prysmian-h07v-k-series_Datasheet1.pdf?A097AD989F807182ACB5C6BEC5A49995BE72BC7589AD5D9F7DB8B9B7BB9CA39394A6C8A6C59F9599C47682B5B69D | H07V-K FLEXIBLE CABLE 2.5MM² BROWN | Used in control panels and electrical equipments, on and under plaster as laid in conduit. When this cable is used in fixed installations with mechanically protected switchgear and control panels, the rated voltage is 600/1000 V. | Cable geometry | Round
| 136 | Cables and Wires | Low Voltage Cables | Single Core | H07V-K FLEXIBLE CABLE 2.5MM² BROWN | 2302562 | PR9051011703 | PRYSMIAN | 0 | https://pim-kvc.soneparsea.com:3443/PictureServer/default.aspx/PRYSMIAN-PR9051011703_Image1.jpg?A097AD989F807182AC95A69EA58479759E72A4978B6765658076857C826A8F7DBDA6BBAA83659AA4B7 | https://pim-kvc.soneparsea.com:3443/PictureServer/default.aspx/prysmian-h07v-k-series_Datasheet1.pdf?A097AD989F807182ACB5C6BEC5A49995BE72BC7589AD5D9F7DB8B9B7BB9CA39394A6C8A6C59F9599C47682B5B69D | H07V-K FLEXIBLE CABLE 2.5MM² BROWN | Used in control panels and electrical equipments, on and under plaster as laid in conduit. When this cable is used in fixed installations with mechanically protected switchgear and control panels, the rated voltage is 600/1000 V. | Nominal voltage U0 | 450V
| 136 | Cables and Wires | Low Voltage Cables | Single Core | H07V-K FLEXIBLE CABLE 2.5MM² BROWN | 2302562 | PR9051011703 | PRYSMIAN | 0 | https://pim-kvc.soneparsea.com:3443/PictureServer/default.aspx/PRYSMIAN-PR9051011703_Image1.jpg?A097AD989F807182AC95A69EA58479759E72A4978B6765658076857C826A8F7DBDA6BBAA83659AA4B7 | https://pim-kvc.soneparsea.com:3443/PictureServer/default.aspx/prysmian-h07v-k-series_Datasheet1.pdf?A097AD989F807182ACB5C6BEC5A49995BE72BC7589AD5D9F7DB8B9B7BB9CA39394A6C8A6C59F9599C47682B5B69D | H07V-K FLEXIBLE CABLE 2.5MM² BROWN | Used in control panels and electrical equipments, on and under plaster as laid in conduit. When this cable is used in fixed installations with mechanically protected switchgear and control panels, the rated voltage is 600/1000 V. | Nominal voltage U | 750V
| 136 | Cables and Wires | Low Voltage Cables | Single Core | H07V-K FLEXIBLE CABLE 2.5MM² BROWN | 2302562 | PR9051011703 | PRYSMIAN | 0 | https://pim-kvc.soneparsea.com:3443/PictureServer/default.aspx/PRYSMIAN-PR9051011703_Image1.jpg?A097AD989F807182AC95A69EA58479759E72A4978B6765658076857C826A8F7DBDA6BBAA83659AA4B7 | https://pim-kvc.soneparsea.com:3443/PictureServer/default.aspx/prysmian-h07v-k-series_Datasheet1.pdf?A097AD989F807182ACB5C6BEC5A49995BE72BC7589AD5D9F7DB8B9B7BB9CA39394A6C8A6C59F9599C47682B5B69D | H07V-K FLEXIBLE CABLE 2.5MM² BROWN | Used in control panels and electrical equipments, on and under plaster as laid in conduit. When this cable is used in fixed installations with mechanically protected switchgear and control panels, the rated voltage is 600/1000 V. | Shape of conductor | Round
| 137 | Cables and Wires | Low Voltage Cables | Single Core | H07V-K FLEXIBLE CABLE 2.5MM² GREEN/YELLOW | 2302563 | PR9051011706 | PRYSMIAN | 0 | https://pim-kvc.soneparsea.com:3443/PictureServer/default.aspx/PRYSMIAN-PR9051011706_Image1.jpg?A097AD989F807182AC95A69EA58479759E72A4978B6765658076857C826D8F7DBDA6BBAA83659AA4B7 | https://pim-kvc.soneparsea.com:3443/PictureServer/default.aspx/prysmian-h07v-k-series_Datasheet1.pdf?A097AD989F807182ACB5C6BEC5A49995BE72BC7589AD5D9F7DB8B9B7BB9CA39394A6C8A6C59F9599C47682B5B69D | H07V-K FLEXIBLE CABLE 2.5MM² GREEN/YELLOW | Used in control panels and electrical equipments, on and under plaster as laid in conduit. When this cable is used in fixed installations with mechanically protected switchgear and control panels, the rated voltage is 600/1000 V. | Conductor material | Copper
| 137 | Cables and Wires | Low Voltage Cables | Single Core | H07V-K FLEXIBLE CABLE 2.5MM² GREEN/YELLOW | 2302563 | PR9051011706 | PRYSMIAN | 0 | https://pim-kvc.soneparsea.com:3443/PictureServer/default.aspx/PRYSMIAN-PR9051011706_Image1.jpg?A097AD989F807182AC95A69EA58479759E72A4978B6765658076857C826D8F7DBDA6BBAA83659AA4B7 | https://pim-kvc.soneparsea.com:3443/PictureServer/default.aspx/prysmian-h07v-k-series_Datasheet1.pdf?A097AD989F807182ACB5C6BEC5A49995BE72BC7589AD5D9F7DB8B9B7BB9CA39394A6C8A6C59F9599C47682B5B69D | H07V-K FLEXIBLE CABLE 2.5MM² GREEN/YELLOW | Used in control panels and electrical equipments, on and under plaster as laid in conduit. When this cable is used in fixed installations with mechanically protected switchgear and control panels, the rated voltage is 600/1000 V. | Nominal cross section conductor | 2.5mm²
| 137 | Cables and Wires | Low Voltage Cables | Single Core | H07V-K FLEXIBLE CABLE 2.5MM² GREEN/YELLOW | 2302563 | PR9051011706 | PRYSMIAN | 0 | https://pim-kvc.soneparsea.com:3443/PictureServer/default.aspx/PRYSMIAN-PR9051011706_Image1.jpg?A097AD989F807182AC95A69EA58479759E72A4978B6765658076857C826D8F7DBDA6BBAA83659AA4B7 | https://pim-kvc.soneparsea.com:3443/PictureServer/default.aspx/prysmian-h07v-k-series_Datasheet1.pdf?A097AD989F807182ACB5C6BEC5A49995BE72BC7589AD5D9F7DB8B9B7BB9CA39394A6C8A6C59F9599C47682B5B69D | H07V-K FLEXIBLE CABLE 2.5MM² GREEN/YELLOW | Used in control panels and electrical equipments, on and under plaster as laid in conduit. When this cable is used in fixed installations with mechanically protected switchgear and control panels, the rated voltage is 600/1000 V. | Conductor category | Class 5 = flexible
| 137 | Cables and Wires | Low Voltage Cables | Single Core | H07V-K FLEXIBLE CABLE 2.5MM² GREEN/YELLOW | 2302563 | PR9051011706 | PRYSMIAN | 0 | https://pim-kvc.soneparsea.com:3443/PictureServer/default.aspx/PRYSMIAN-PR9051011706_Image1.jpg?A097AD989F807182AC95A69EA58479759E72A4978B6765658076857C826D8F7DBDA6BBAA83659AA4B7 | https://pim-kvc.soneparsea.com:3443/PictureServer/default.aspx/prysmian-h07v-k-series_Datasheet1.pdf?A097AD989F807182ACB5C6BEC5A49995BE72BC7589AD5D9F7DB8B9B7BB9CA39394A6C8A6C59F9599C47682B5B69D | H07V-K FLEXIBLE CABLE 2.5MM² GREEN/YELLOW | Used in control panels and electrical equipments, on and under plaster as laid in conduit. When this cable is used in fixed installations with mechanically protected switchgear and control panels, the rated voltage is 600/1000 V. | Number of cores | 1
| 137 | Cables and Wires | Low Voltage Cables | Single Core | H07V-K FLEXIBLE CABLE 2.5MM² GREEN/YELLOW | 2302563 | PR9051011706 | PRYSMIAN | 0 | https://pim-kvc.soneparsea.com:3443/PictureServer/default.aspx/PRYSMIAN-PR9051011706_Image1.jpg?A097AD989F807182AC95A69EA58479759E72A4978B6765658076857C826D8F7DBDA6BBAA83659AA4B7 | https://pim-kvc.soneparsea.com:3443/PictureServer/default.aspx/prysmian-h07v-k-series_Datasheet1.pdf?A097AD989F807182ACB5C6BEC5A49995BE72BC7589AD5D9F7DB8B9B7BB9CA39394A6C8A6C59F9599C47682B5B69D | H07V-K FLEXIBLE CABLE 2.5MM² GREEN/YELLOW | Used in control panels and electrical equipments, on and under plaster as laid in conduit. When this cable is used in fixed installations with mechanically protected switchgear and control panels, the rated voltage is 600/1000 V. | Material outer sheath | Polyvinyl chloride (PVC)
| 137 | Cables and Wires | Low Voltage Cables | Single Core | H07V-K FLEXIBLE CABLE 2.5MM² GREEN/YELLOW | 2302563 | PR9051011706 | PRYSMIAN | 0 | https://pim-kvc.soneparsea.com:3443/PictureServer/default.aspx/PRYSMIAN-PR9051011706_Image1.jpg?A097AD989F807182AC95A69EA58479759E72A4978B6765658076857C826D8F7DBDA6BBAA83659AA4B7 | https://pim-kvc.soneparsea.com:3443/PictureServer/default.aspx/prysmian-h07v-k-series_Datasheet1.pdf?A097AD989F807182ACB5C6BEC5A49995BE72BC7589AD5D9F7DB8B9B7BB9CA39394A6C8A6C59F9599C47682B5B69D | H07V-K FLEXIBLE CABLE 2.5MM² GREEN/YELLOW | Used in control panels and electrical equipments, on and under plaster as laid in conduit. When this cable is used in fixed installations with mechanically protected switchgear and control panels, the rated voltage is 600/1000 V. | Colour outer sheath | Multi-coloured
| 137 | Cables and Wires | Low Voltage Cables | Single Core | H07V-K FLEXIBLE CABLE 2.5MM² GREEN/YELLOW | 2302563 | PR9051011706 | PRYSMIAN | 0 | https://pim-kvc.soneparsea.com:3443/PictureServer/default.aspx/PRYSMIAN-PR9051011706_Image1.jpg?A097AD989F807182AC95A69EA58479759E72A4978B6765658076857C826D8F7DBDA6BBAA83659AA4B7 | https://pim-kvc.soneparsea.com:3443/PictureServer/default.aspx/prysmian-h07v-k-series_Datasheet1.pdf?A097AD989F807182ACB5C6BEC5A49995BE72BC7589AD5D9F7DB8B9B7BB9CA39394A6C8A6C59F9599C47682B5B69D | H07V-K FLEXIBLE CABLE 2.5MM² GREEN/YELLOW | Used in control panels and electrical equipments, on and under plaster as laid in conduit. When this cable is used in fixed installations with mechanically protected switchgear and control panels, the rated voltage is 600/1000 V. | Cable geometry | Round
| 137 | Cables and Wires | Low Voltage Cables | Single Core | H07V-K FLEXIBLE CABLE 2.5MM² GREEN/YELLOW | 2302563 | PR9051011706 | PRYSMIAN | 0 | https://pim-kvc.soneparsea.com:3443/PictureServer/default.aspx/PRYSMIAN-PR9051011706_Image1.jpg?A097AD989F807182AC95A69EA58479759E72A4978B6765658076857C826D8F7DBDA6BBAA83659AA4B7 | https://pim-kvc.soneparsea.com:3443/PictureServer/default.aspx/prysmian-h07v-k-series_Datasheet1.pdf?A097AD989F807182ACB5C6BEC5A49995BE72BC7589AD5D9F7DB8B9B7BB9CA39394A6C8A6C59F9599C47682B5B69D | H07V-K FLEXIBLE CABLE 2.5MM² GREEN/YELLOW | Used in control panels and electrical equipments, on and under plaster as laid in conduit. When this cable is used in fixed installations with mechanically protected switchgear and control panels, the rated voltage is 600/1000 V. | Nominal voltage U0 | 450V
| 137 | Cables and Wires | Low Voltage Cables | Single Core | H07V-K FLEXIBLE CABLE 2.5MM² GREEN/YELLOW | 2302563 | PR9051011706 | PRYSMIAN | 0 | https://pim-kvc.soneparsea.com:3443/PictureServer/default.aspx/PRYSMIAN-PR9051011706_Image1.jpg?A097AD989F807182AC95A69EA58479759E72A4978B6765658076857C826D8F7DBDA6BBAA83659AA4B7 | https://pim-kvc.soneparsea.com:3443/PictureServer/default.aspx/prysmian-h07v-k-series_Datasheet1.pdf?A097AD989F807182ACB5C6BEC5A49995BE72BC7589AD5D9F7DB8B9B7BB9CA39394A6C8A6C59F9599C47682B5B69D | H07V-K FLEXIBLE CABLE 2.5MM² GREEN/YELLOW | Used in control panels and electrical equipments, on and under plaster as laid in conduit. When this cable is used in fixed installations with mechanically protected switchgear and control panels, the rated voltage is 600/1000 V. | Nominal voltage U | 750V
| 137 | Cables and Wires | Low Voltage Cables | Single Core | H07V-K FLEXIBLE CABLE 2.5MM² GREEN/YELLOW | 2302563 | PR9051011706 | PRYSMIAN | 0 | https://pim-kvc.soneparsea.com:3443/PictureServer/default.aspx/PRYSMIAN-PR9051011706_Image1.jpg?A097AD989F807182AC95A69EA58479759E72A4978B6765658076857C826D8F7DBDA6BBAA83659AA4B7 | https://pim-kvc.soneparsea.com:3443/PictureServer/default.aspx/prysmian-h07v-k-series_Datasheet1.pdf?A097AD989F807182ACB5C6BEC5A49995BE72BC7589AD5D9F7DB8B9B7BB9CA39394A6C8A6C59F9599C47682B5B69D | H07V-K FLEXIBLE CABLE 2.5MM² GREEN/YELLOW | Used in control panels and electrical equipments, on and under plaster as laid in conduit. When this cable is used in fixed installations with mechanically protected switchgear and control panels, the rated voltage is 600/1000 V. | Shape of conductor | Round
| 138 | Cables and Wires | Low Voltage Cables | Single Core | H07V-K FLEXIBLE CABLE 2.5MM² GREY | 2302564 | PR9051011707 | PRYSMIAN | 0 | https://pim-kvc.soneparsea.com:3443/PictureServer/default.aspx/PRYSMIAN-PR9051011707_Image1.jpg?A097AD989F807182AC95A69EA58479759E72A4978B6765658076857C826E8F7DBDA6BBAA83659AA4B7 | https://pim-kvc.soneparsea.com:3443/PictureServer/default.aspx/prysmian-h07v-k-series_Datasheet1.pdf?A097AD989F807182ACB5C6BEC5A49995BE72BC7589AD5D9F7DB8B9B7BB9CA39394A6C8A6C59F9599C47682B5B69D | H07V-K FLEXIBLE CABLE 2.5MM² GREY | Used in control panels and electrical equipments, on and under plaster as laid in conduit. When this cable is used in fixed installations with mechanically protected switchgear and control panels, the rated voltage is 600/1000 V. | Conductor material | Copper
| 138 | Cables and Wires | Low Voltage Cables | Single Core | H07V-K FLEXIBLE CABLE 2.5MM² GREY | 2302564 | PR9051011707 | PRYSMIAN | 0 | https://pim-kvc.soneparsea.com:3443/PictureServer/default.aspx/PRYSMIAN-PR9051011707_Image1.jpg?A097AD989F807182AC95A69EA58479759E72A4978B6765658076857C826E8F7DBDA6BBAA83659AA4B7 | https://pim-kvc.soneparsea.com:3443/PictureServer/default.aspx/prysmian-h07v-k-series_Datasheet1.pdf?A097AD989F807182ACB5C6BEC5A49995BE72BC7589AD5D9F7DB8B9B7BB9CA39394A6C8A6C59F9599C47682B5B69D | H07V-K FLEXIBLE CABLE 2.5MM² GREY | Used in control panels and electrical equipments, on and under plaster as laid in conduit. When this cable is used in fixed installations with mechanically protected switchgear and control panels, the rated voltage is 600/1000 V. | Nominal cross section conductor | 2.5mm²
| 138 | Cables and Wires | Low Voltage Cables | Single Core | H07V-K FLEXIBLE CABLE 2.5MM² GREY | 2302564 | PR9051011707 | PRYSMIAN | 0 | https://pim-kvc.soneparsea.com:3443/PictureServer/default.aspx/PRYSMIAN-PR9051011707_Image1.jpg?A097AD989F807182AC95A69EA58479759E72A4978B6765658076857C826E8F7DBDA6BBAA83659AA4B7 | https://pim-kvc.soneparsea.com:3443/PictureServer/default.aspx/prysmian-h07v-k-series_Datasheet1.pdf?A097AD989F807182ACB5C6BEC5A49995BE72BC7589AD5D9F7DB8B9B7BB9CA39394A6C8A6C59F9599C47682B5B69D | H07V-K FLEXIBLE CABLE 2.5MM² GREY | Used in control panels and electrical equipments, on and under plaster as laid in conduit. When this cable is used in fixed installations with mechanically protected switchgear and control panels, the rated voltage is 600/1000 V. | Conductor category | Class 5 = flexible
| 138 | Cables and Wires | Low Voltage Cables | Single Core | H07V-K FLEXIBLE CABLE 2.5MM² GREY | 2302564 | PR9051011707 | PRYSMIAN | 0 | https://pim-kvc.soneparsea.com:3443/PictureServer/default.aspx/PRYSMIAN-PR9051011707_Image1.jpg?A097AD989F807182AC95A69EA58479759E72A4978B6765658076857C826E8F7DBDA6BBAA83659AA4B7 | https://pim-kvc.soneparsea.com:3443/PictureServer/default.aspx/prysmian-h07v-k-series_Datasheet1.pdf?A097AD989F807182ACB5C6BEC5A49995BE72BC7589AD5D9F7DB8B9B7BB9CA39394A6C8A6C59F9599C47682B5B69D | H07V-K FLEXIBLE CABLE 2.5MM² GREY | Used in control panels and electrical equipments, on and under plaster as laid in conduit. When this cable is used in fixed installations with mechanically protected switchgear and control panels, the rated voltage is 600/1000 V. | Number of cores | 1
| 138 | Cables and Wires | Low Voltage Cables | Single Core | H07V-K FLEXIBLE CABLE 2.5MM² GREY | 2302564 | PR9051011707 | PRYSMIAN | 0 | https://pim-kvc.soneparsea.com:3443/PictureServer/default.aspx/PRYSMIAN-PR9051011707_Image1.jpg?A097AD989F807182AC95A69EA58479759E72A4978B6765658076857C826E8F7DBDA6BBAA83659AA4B7 | https://pim-kvc.soneparsea.com:3443/PictureServer/default.aspx/prysmian-h07v-k-series_Datasheet1.pdf?A097AD989F807182ACB5C6BEC5A49995BE72BC7589AD5D9F7DB8B9B7BB9CA39394A6C8A6C59F9599C47682B5B69D | H07V-K FLEXIBLE CABLE 2.5MM² GREY | Used in control panels and electrical equipments, on and under plaster as laid in conduit. When this cable is used in fixed installations with mechanically protected switchgear and control panels, the rated voltage is 600/1000 V. | Material outer sheath | Polyvinyl chloride (PVC)
| 138 | Cables and Wires | Low Voltage Cables | Single Core | H07V-K FLEXIBLE CABLE 2.5MM² GREY | 2302564 | PR9051011707 | PRYSMIAN | 0 | https://pim-kvc.soneparsea.com:3443/PictureServer/default.aspx/PRYSMIAN-PR9051011707_Image1.jpg?A097AD989F807182AC95A69EA58479759E72A4978B6765658076857C826E8F7DBDA6BBAA83659AA4B7 | https://pim-kvc.soneparsea.com:3443/PictureServer/default.aspx/prysmian-h07v-k-series_Datasheet1.pdf?A097AD989F807182ACB5C6BEC5A49995BE72BC7589AD5D9F7DB8B9B7BB9CA39394A6C8A6C59F9599C47682B5B69D | H07V-K FLEXIBLE CABLE 2.5MM² GREY | Used in control panels and electrical equipments, on and under plaster as laid in conduit. When this cable is used in fixed installations with mechanically protected switchgear and control panels, the rated voltage is 600/1000 V. | Colour outer sheath | Grey
| 138 | Cables and Wires | Low Voltage Cables | Single Core | H07V-K FLEXIBLE CABLE 2.5MM² GREY | 2302564 | PR9051011707 | PRYSMIAN | 0 | https://pim-kvc.soneparsea.com:3443/PictureServer/default.aspx/PRYSMIAN-PR9051011707_Image1.jpg?A097AD989F807182AC95A69EA58479759E72A4978B6765658076857C826E8F7DBDA6BBAA83659AA4B7 | https://pim-kvc.soneparsea.com:3443/PictureServer/default.aspx/prysmian-h07v-k-series_Datasheet1.pdf?A097AD989F807182ACB5C6BEC5A49995BE72BC7589AD5D9F7DB8B9B7BB9CA39394A6C8A6C59F9599C47682B5B69D | H07V-K FLEXIBLE CABLE 2.5MM² GREY | Used in control panels and electrical equipments, on and under plaster as laid in conduit. When this cable is used in fixed installations with mechanically protected switchgear and control panels, the rated voltage is 600/1000 V. | Cable geometry | Round
| 138 | Cables and Wires | Low Voltage Cables | Single Core | H07V-K FLEXIBLE CABLE 2.5MM² GREY | 2302564 | PR9051011707 | PRYSMIAN | 0 | https://pim-kvc.soneparsea.com:3443/PictureServer/default.aspx/PRYSMIAN-PR9051011707_Image1.jpg?A097AD989F807182AC95A69EA58479759E72A4978B6765658076857C826E8F7DBDA6BBAA83659AA4B7 | https://pim-kvc.soneparsea.com:3443/PictureServer/default.aspx/prysmian-h07v-k-series_Datasheet1.pdf?A097AD989F807182ACB5C6BEC5A49995BE72BC7589AD5D9F7DB8B9B7BB9CA39394A6C8A6C59F9599C47682B5B69D | H07V-K FLEXIBLE CABLE 2.5MM² GREY | Used in control panels and electrical equipments, on and under plaster as laid in conduit. When this cable is used in fixed installations with mechanically protected switchgear and control panels, the rated voltage is 600/1000 V. | Nominal voltage U0 | 450V
| 138 | Cables and Wires | Low Voltage Cables | Single Core | H07V-K FLEXIBLE CABLE 2.5MM² GREY | 2302564 | PR9051011707 | PRYSMIAN | 0 | https://pim-kvc.soneparsea.com:3443/PictureServer/default.aspx/PRYSMIAN-PR9051011707_Image1.jpg?A097AD989F807182AC95A69EA58479759E72A4978B6765658076857C826E8F7DBDA6BBAA83659AA4B7 | https://pim-kvc.soneparsea.com:3443/PictureServer/default.aspx/prysmian-h07v-k-series_Datasheet1.pdf?A097AD989F807182ACB5C6BEC5A49995BE72BC7589AD5D9F7DB8B9B7BB9CA39394A6C8A6C59F9599C47682B5B69D | H07V-K FLEXIBLE CABLE 2.5MM² GREY | Used in control panels and electrical equipments, on and under plaster as laid in conduit. When this cable is used in fixed installations with mechanically protected switchgear and control panels, the rated voltage is 600/1000 V. | Nominal voltage U | 750V
| 138 | Cables and Wires | Low Voltage Cables | Single Core | H07V-K FLEXIBLE CABLE 2.5MM² GREY | 2302564 | PR9051011707 | PRYSMIAN | 0 | https://pim-kvc.soneparsea.com:3443/PictureServer/default.aspx/PRYSMIAN-PR9051011707_Image1.jpg?A097AD989F807182AC95A69EA58479759E72A4978B6765658076857C826E8F7DBDA6BBAA83659AA4B7 | https://pim-kvc.soneparsea.com:3443/PictureServer/default.aspx/prysmian-h07v-k-series_Datasheet1.pdf?A097AD989F807182ACB5C6BEC5A49995BE72BC7589AD5D9F7DB8B9B7BB9CA39394A6C8A6C59F9599C47682B5B69D | H07V-K FLEXIBLE CABLE 2.5MM² GREY | Used in control panels and electrical equipments, on and under plaster as laid in conduit. When this cable is used in fixed installations with mechanically protected switchgear and control panels, the rated voltage is 600/1000 V. | Shape of conductor | Round
| 139 | Cables and Wires | Low Voltage Cables | Single Core | H07V-K FLEXIBLE CABLE 2.5MM² YELLOW | 2302565 | PR9051011715 | PRYSMIAN | 0 | https://pim-kvc.soneparsea.com:3443/PictureServer/default.aspx/PRYSMIAN-PR9051011715_Image1.jpg?A097AD989F807182AC95A69EA58479759E72A4978B6765658076857C836C8F7DBDA6BBAA83659AA4B7 | https://pim-kvc.soneparsea.com:3443/PictureServer/default.aspx/prysmian-h07v-k-series_Datasheet1.pdf?A097AD989F807182ACB5C6BEC5A49995BE72BC7589AD5D9F7DB8B9B7BB9CA39394A6C8A6C59F9599C47682B5B69D | H07V-K FLEXIBLE CABLE 2.5MM² YELLOW | Used in control panels and electrical equipments, on and under plaster as laid in conduit. When this cable is used in fixed installations with mechanically protected switchgear and control panels, the rated voltage is 600/1000 V. | Conductor material | Copper
| 139 | Cables and Wires | Low Voltage Cables | Single Core | H07V-K FLEXIBLE CABLE 2.5MM² YELLOW | 2302565 | PR9051011715 | PRYSMIAN | 0 | https://pim-kvc.soneparsea.com:3443/PictureServer/default.aspx/PRYSMIAN-PR9051011715_Image1.jpg?A097AD989F807182AC95A69EA58479759E72A4978B6765658076857C836C8F7DBDA6BBAA83659AA4B7 | https://pim-kvc.soneparsea.com:3443/PictureServer/default.aspx/prysmian-h07v-k-series_Datasheet1.pdf?A097AD989F807182ACB5C6BEC5A49995BE72BC7589AD5D9F7DB8B9B7BB9CA39394A6C8A6C59F9599C47682B5B69D | H07V-K FLEXIBLE CABLE 2.5MM² YELLOW | Used in control panels and electrical equipments, on and under plaster as laid in conduit. When this cable is used in fixed installations with mechanically protected switchgear and control panels, the rated voltage is 600/1000 V. | Nominal cross section conductor | 2.5mm²
| 139 | Cables and Wires | Low Voltage Cables | Single Core | H07V-K FLEXIBLE CABLE 2.5MM² YELLOW | 2302565 | PR9051011715 | PRYSMIAN | 0 | https://pim-kvc.soneparsea.com:3443/PictureServer/default.aspx/PRYSMIAN-PR9051011715_Image1.jpg?A097AD989F807182AC95A69EA58479759E72A4978B6765658076857C836C8F7DBDA6BBAA83659AA4B7 | https://pim-kvc.soneparsea.com:3443/PictureServer/default.aspx/prysmian-h07v-k-series_Datasheet1.pdf?A097AD989F807182ACB5C6BEC5A49995BE72BC7589AD5D9F7DB8B9B7BB9CA39394A6C8A6C59F9599C47682B5B69D | H07V-K FLEXIBLE CABLE 2.5MM² YELLOW | Used in control panels and electrical equipments, on and under plaster as laid in conduit. When this cable is used in fixed installations with mechanically protected switchgear and control panels, the rated voltage is 600/1000 V. | Conductor category | Class 5 = flexible
| 139 | Cables and Wires | Low Voltage Cables | Single Core | H07V-K FLEXIBLE CABLE 2.5MM² YELLOW | 2302565 | PR9051011715 | PRYSMIAN | 0 | https://pim-kvc.soneparsea.com:3443/PictureServer/default.aspx/PRYSMIAN-PR9051011715_Image1.jpg?A097AD989F807182AC95A69EA58479759E72A4978B6765658076857C836C8F7DBDA6BBAA83659AA4B7 | https://pim-kvc.soneparsea.com:3443/PictureServer/default.aspx/prysmian-h07v-k-series_Datasheet1.pdf?A097AD989F807182ACB5C6BEC5A49995BE72BC7589AD5D9F7DB8B9B7BB9CA39394A6C8A6C59F9599C47682B5B69D | H07V-K FLEXIBLE CABLE 2.5MM² YELLOW | Used in control panels and electrical equipments, on and under plaster as laid in conduit. When this cable is used in fixed installations with mechanically protected switchgear and control panels, the rated voltage is 600/1000 V. | Number of cores | 1
| 139 | Cables and Wires | Low Voltage Cables | Single Core | H07V-K FLEXIBLE CABLE 2.5MM² YELLOW | 2302565 | PR9051011715 | PRYSMIAN | 0 | https://pim-kvc.soneparsea.com:3443/PictureServer/default.aspx/PRYSMIAN-PR9051011715_Image1.jpg?A097AD989F807182AC95A69EA58479759E72A4978B6765658076857C836C8F7DBDA6BBAA83659AA4B7 | https://pim-kvc.soneparsea.com:3443/PictureServer/default.aspx/prysmian-h07v-k-series_Datasheet1.pdf?A097AD989F807182ACB5C6BEC5A49995BE72BC7589AD5D9F7DB8B9B7BB9CA39394A6C8A6C59F9599C47682B5B69D | H07V-K FLEXIBLE CABLE 2.5MM² YELLOW | Used in control panels and electrical equipments, on and under plaster as laid in conduit. When this cable is used in fixed installations with mechanically protected switchgear and control panels, the rated voltage is 600/1000 V. | Material outer sheath | Polyvinyl chloride (PVC)
| 139 | Cables and Wires | Low Voltage Cables | Single Core | H07V-K FLEXIBLE CABLE 2.5MM² YELLOW | 2302565 | PR9051011715 | PRYSMIAN | 0 | https://pim-kvc.soneparsea.com:3443/PictureServer/default.aspx/PRYSMIAN-PR9051011715_Image1.jpg?A097AD989F807182AC95A69EA58479759E72A4978B6765658076857C836C8F7DBDA6BBAA83659AA4B7 | https://pim-kvc.soneparsea.com:3443/PictureServer/default.aspx/prysmian-h07v-k-series_Datasheet1.pdf?A097AD989F807182ACB5C6BEC5A49995BE72BC7589AD5D9F7DB8B9B7BB9CA39394A6C8A6C59F9599C47682B5B69D | H07V-K FLEXIBLE CABLE 2.5MM² YELLOW | Used in control panels and electrical equipments, on and under plaster as laid in conduit. When this cable is used in fixed installations with mechanically protected switchgear and control panels, the rated voltage is 600/1000 V. | Colour outer sheath | Yellow
| 139 | Cables and Wires | Low Voltage Cables | Single Core | H07V-K FLEXIBLE CABLE 2.5MM² YELLOW | 2302565 | PR9051011715 | PRYSMIAN | 0 | https://pim-kvc.soneparsea.com:3443/PictureServer/default.aspx/PRYSMIAN-PR9051011715_Image1.jpg?A097AD989F807182AC95A69EA58479759E72A4978B6765658076857C836C8F7DBDA6BBAA83659AA4B7 | https://pim-kvc.soneparsea.com:3443/PictureServer/default.aspx/prysmian-h07v-k-series_Datasheet1.pdf?A097AD989F807182ACB5C6BEC5A49995BE72BC7589AD5D9F7DB8B9B7BB9CA39394A6C8A6C59F9599C47682B5B69D | H07V-K FLEXIBLE CABLE 2.5MM² YELLOW | Used in control panels and electrical equipments, on and under plaster as laid in conduit. When this cable is used in fixed installations with mechanically protected switchgear and control panels, the rated voltage is 600/1000 V. | Cable geometry | Round
| 139 | Cables and Wires | Low Voltage Cables | Single Core | H07V-K FLEXIBLE CABLE 2.5MM² YELLOW | 2302565 | PR9051011715 | PRYSMIAN | 0 | https://pim-kvc.soneparsea.com:3443/PictureServer/default.aspx/PRYSMIAN-PR9051011715_Image1.jpg?A097AD989F807182AC95A69EA58479759E72A4978B6765658076857C836C8F7DBDA6BBAA83659AA4B7 | https://pim-kvc.soneparsea.com:3443/PictureServer/default.aspx/prysmian-h07v-k-series_Datasheet1.pdf?A097AD989F807182ACB5C6BEC5A49995BE72BC7589AD5D9F7DB8B9B7BB9CA39394A6C8A6C59F9599C47682B5B69D | H07V-K FLEXIBLE CABLE 2.5MM² YELLOW | Used in control panels and electrical equipments, on and under plaster as laid in conduit. When this cable is used in fixed installations with mechanically protected switchgear and control panels, the rated voltage is 600/1000 V. | Nominal voltage U0 | 450V
| 139 | Cables and Wires | Low Voltage Cables | Single Core | H07V-K FLEXIBLE CABLE 2.5MM² YELLOW | 2302565 | PR9051011715 | PRYSMIAN | 0 | https://pim-kvc.soneparsea.com:3443/PictureServer/default.aspx/PRYSMIAN-PR9051011715_Image1.jpg?A097AD989F807182AC95A69EA58479759E72A4978B6765658076857C836C8F7DBDA6BBAA83659AA4B7 | https://pim-kvc.soneparsea.com:3443/PictureServer/default.aspx/prysmian-h07v-k-series_Datasheet1.pdf?A097AD989F807182ACB5C6BEC5A49995BE72BC7589AD5D9F7DB8B9B7BB9CA39394A6C8A6C59F9599C47682B5B69D | H07V-K FLEXIBLE CABLE 2.5MM² YELLOW | Used in control panels and electrical equipments, on and under plaster as laid in conduit. When this cable is used in fixed installations with mechanically protected switchgear and control panels, the rated voltage is 600/1000 V. | Nominal voltage U | 750V
| 139 | Cables and Wires | Low Voltage Cables | Single Core | H07V-K FLEXIBLE CABLE 2.5MM² YELLOW | 2302565 | PR9051011715 | PRYSMIAN | 0 | https://pim-kvc.soneparsea.com:3443/PictureServer/default.aspx/PRYSMIAN-PR9051011715_Image1.jpg?A097AD989F807182AC95A69EA58479759E72A4978B6765658076857C836C8F7DBDA6BBAA83659AA4B7 | https://pim-kvc.soneparsea.com:3443/PictureServer/default.aspx/prysmian-h07v-k-series_Datasheet1.pdf?A097AD989F807182ACB5C6BEC5A49995BE72BC7589AD5D9F7DB8B9B7BB9CA39394A6C8A6C59F9599C47682B5B69D | H07V-K FLEXIBLE CABLE 2.5MM² YELLOW | Used in control panels and electrical equipments, on and under plaster as laid in conduit. When this cable is used in fixed installations with mechanically protected switchgear and control panels, the rated voltage is 600/1000 V. | Shape of conductor | Round
| 140 | Cables and Wires | Low Voltage Cables | Single Core | H07V-K FLEXIBLE CABLE 4MM² BLACK | 2302566 | PR9051012001 | PRYSMIAN | 0 | https://pim-kvc.soneparsea.com:3443/PictureServer/default.aspx/PRYSMIAN-PR9051012001_Image1.jpg?A097AD989F807182AC95A69EA58479759E72A4978B6765658076867582688F7DBDA6BBAA83659AA4B7 | https://pim-kvc.soneparsea.com:3443/PictureServer/default.aspx/prysmian-h07v-k-series_Datasheet1.pdf?A097AD989F807182ACB5C6BEC5A49995BE72BC7589AD5D9F7DB8B9B7BB9CA39394A6C8A6C59F9599C47682B5B69D | H07V-K FLEXIBLE CABLE 4MM² BLACK | Used in control panels and electrical equipments, on and under plaster as laid in conduit. When this cable is used in fixed installations with mechanically protected switchgear and control panels, the rated voltage is 600/1000 V. | Conductor material | Copper
| 140 | Cables and Wires | Low Voltage Cables | Single Core | H07V-K FLEXIBLE CABLE 4MM² BLACK | 2302566 | PR9051012001 | PRYSMIAN | 0 | https://pim-kvc.soneparsea.com:3443/PictureServer/default.aspx/PRYSMIAN-PR9051012001_Image1.jpg?A097AD989F807182AC95A69EA58479759E72A4978B6765658076867582688F7DBDA6BBAA83659AA4B7 | https://pim-kvc.soneparsea.com:3443/PictureServer/default.aspx/prysmian-h07v-k-series_Datasheet1.pdf?A097AD989F807182ACB5C6BEC5A49995BE72BC7589AD5D9F7DB8B9B7BB9CA39394A6C8A6C59F9599C47682B5B69D | H07V-K FLEXIBLE CABLE 4MM² BLACK | Used in control panels and electrical equipments, on and under plaster as laid in conduit. When this cable is used in fixed installations with mechanically protected switchgear and control panels, the rated voltage is 600/1000 V. | Nominal cross section conductor | 4mm²
| 140 | Cables and Wires | Low Voltage Cables | Single Core | H07V-K FLEXIBLE CABLE 4MM² BLACK | 2302566 | PR9051012001 | PRYSMIAN | 0 | https://pim-kvc.soneparsea.com:3443/PictureServer/default.aspx/PRYSMIAN-PR9051012001_Image1.jpg?A097AD989F807182AC95A69EA58479759E72A4978B6765658076867582688F7DBDA6BBAA83659AA4B7 | https://pim-kvc.soneparsea.com:3443/PictureServer/default.aspx/prysmian-h07v-k-series_Datasheet1.pdf?A097AD989F807182ACB5C6BEC5A49995BE72BC7589AD5D9F7DB8B9B7BB9CA39394A6C8A6C59F9599C47682B5B69D | H07V-K FLEXIBLE CABLE 4MM² BLACK | Used in control panels and electrical equipments, on and under plaster as laid in conduit. When this cable is used in fixed installations with mechanically protected switchgear and control panels, the rated voltage is 600/1000 V. | Conductor category | Class 5 = flexible
| 140 | Cables and Wires | Low Voltage Cables | Single Core | H07V-K FLEXIBLE CABLE 4MM² BLACK | 2302566 | PR9051012001 | PRYSMIAN | 0 | https://pim-kvc.soneparsea.com:3443/PictureServer/default.aspx/PRYSMIAN-PR9051012001_Image1.jpg?A097AD989F807182AC95A69EA58479759E72A4978B6765658076867582688F7DBDA6BBAA83659AA4B7 | https://pim-kvc.soneparsea.com:3443/PictureServer/default.aspx/prysmian-h07v-k-series_Datasheet1.pdf?A097AD989F807182ACB5C6BEC5A49995BE72BC7589AD5D9F7DB8B9B7BB9CA39394A6C8A6C59F9599C47682B5B69D | H07V-K FLEXIBLE CABLE 4MM² BLACK | Used in control panels and electrical equipments, on and under plaster as laid in conduit. When this cable is used in fixed installations with mechanically protected switchgear and control panels, the rated voltage is 600/1000 V. | Number of cores | 1
| 140 | Cables and Wires | Low Voltage Cables | Single Core | H07V-K FLEXIBLE CABLE 4MM² BLACK | 2302566 | PR9051012001 | PRYSMIAN | 0 | https://pim-kvc.soneparsea.com:3443/PictureServer/default.aspx/PRYSMIAN-PR9051012001_Image1.jpg?A097AD989F807182AC95A69EA58479759E72A4978B6765658076867582688F7DBDA6BBAA83659AA4B7 | https://pim-kvc.soneparsea.com:3443/PictureServer/default.aspx/prysmian-h07v-k-series_Datasheet1.pdf?A097AD989F807182ACB5C6BEC5A49995BE72BC7589AD5D9F7DB8B9B7BB9CA39394A6C8A6C59F9599C47682B5B69D | H07V-K FLEXIBLE CABLE 4MM² BLACK | Used in control panels and electrical equipments, on and under plaster as laid in conduit. When this cable is used in fixed installations with mechanically protected switchgear and control panels, the rated voltage is 600/1000 V. | Material outer sheath | Polyvinyl chloride (PVC)
| 140 | Cables and Wires | Low Voltage Cables | Single Core | H07V-K FLEXIBLE CABLE 4MM² BLACK | 2302566 | PR9051012001 | PRYSMIAN | 0 | https://pim-kvc.soneparsea.com:3443/PictureServer/default.aspx/PRYSMIAN-PR9051012001_Image1.jpg?A097AD989F807182AC95A69EA58479759E72A4978B6765658076867582688F7DBDA6BBAA83659AA4B7 | https://pim-kvc.soneparsea.com:3443/PictureServer/default.aspx/prysmian-h07v-k-series_Datasheet1.pdf?A097AD989F807182ACB5C6BEC5A49995BE72BC7589AD5D9F7DB8B9B7BB9CA39394A6C8A6C59F9599C47682B5B69D | H07V-K FLEXIBLE CABLE 4MM² BLACK | Used in control panels and electrical equipments, on and under plaster as laid in conduit. When this cable is used in fixed installations with mechanically protected switchgear and control panels, the rated voltage is 600/1000 V. | Colour outer sheath | Black
| 140 | Cables and Wires | Low Voltage Cables | Single Core | H07V-K FLEXIBLE CABLE 4MM² BLACK | 2302566 | PR9051012001 | PRYSMIAN | 0 | https://pim-kvc.soneparsea.com:3443/PictureServer/default.aspx/PRYSMIAN-PR9051012001_Image1.jpg?A097AD989F807182AC95A69EA58479759E72A4978B6765658076867582688F7DBDA6BBAA83659AA4B7 | https://pim-kvc.soneparsea.com:3443/PictureServer/default.aspx/prysmian-h07v-k-series_Datasheet1.pdf?A097AD989F807182ACB5C6BEC5A49995BE72BC7589AD5D9F7DB8B9B7BB9CA39394A6C8A6C59F9599C47682B5B69D | H07V-K FLEXIBLE CABLE 4MM² BLACK | Used in control panels and electrical equipments, on and under plaster as laid in conduit. When this cable is used in fixed installations with mechanically protected switchgear and control panels, the rated voltage is 600/1000 V. | Cable geometry | Round
| 140 | Cables and Wires | Low Voltage Cables | Single Core | H07V-K FLEXIBLE CABLE 4MM² BLACK | 2302566 | PR9051012001 | PRYSMIAN | 0 | https://pim-kvc.soneparsea.com:3443/PictureServer/default.aspx/PRYSMIAN-PR9051012001_Image1.jpg?A097AD989F807182AC95A69EA58479759E72A4978B6765658076867582688F7DBDA6BBAA83659AA4B7 | https://pim-kvc.soneparsea.com:3443/PictureServer/default.aspx/prysmian-h07v-k-series_Datasheet1.pdf?A097AD989F807182ACB5C6BEC5A49995BE72BC7589AD5D9F7DB8B9B7BB9CA39394A6C8A6C59F9599C47682B5B69D | H07V-K FLEXIBLE CABLE 4MM² BLACK | Used in control panels and electrical equipments, on and under plaster as laid in conduit. When this cable is used in fixed installations with mechanically protected switchgear and control panels, the rated voltage is 600/1000 V. | Nominal voltage U0 | 450V
| 140 | Cables and Wires | Low Voltage Cables | Single Core | H07V-K FLEXIBLE CABLE 4MM² BLACK | 2302566 | PR9051012001 | PRYSMIAN | 0 | https://pim-kvc.soneparsea.com:3443/PictureServer/default.aspx/PRYSMIAN-PR9051012001_Image1.jpg?A097AD989F807182AC95A69EA58479759E72A4978B6765658076867582688F7DBDA6BBAA83659AA4B7 | https://pim-kvc.soneparsea.com:3443/PictureServer/default.aspx/prysmian-h07v-k-series_Datasheet1.pdf?A097AD989F807182ACB5C6BEC5A49995BE72BC7589AD5D9F7DB8B9B7BB9CA39394A6C8A6C59F9599C47682B5B69D | H07V-K FLEXIBLE CABLE 4MM² BLACK | Used in control panels and electrical equipments, on and under plaster as laid in conduit. When this cable is used in fixed installations with mechanically protected switchgear and control panels, the rated voltage is 600/1000 V. | Nominal voltage U | 750V
| 140 | Cables and Wires | Low Voltage Cables | Single Core | H07V-K FLEXIBLE CABLE 4MM² BLACK | 2302566 | PR9051012001 | PRYSMIAN | 0 | https://pim-kvc.soneparsea.com:3443/PictureServer/default.aspx/PRYSMIAN-PR9051012001_Image1.jpg?A097AD989F807182AC95A69EA58479759E72A4978B6765658076867582688F7DBDA6BBAA83659AA4B7 | https://pim-kvc.soneparsea.com:3443/PictureServer/default.aspx/prysmian-h07v-k-series_Datasheet1.pdf?A097AD989F807182ACB5C6BEC5A49995BE72BC7589AD5D9F7DB8B9B7BB9CA39394A6C8A6C59F9599C47682B5B69D | H07V-K FLEXIBLE CABLE 4MM² BLACK | Used in control panels and electrical equipments, on and under plaster as laid in conduit. When this cable is used in fixed installations with mechanically protected switchgear and control panels, the rated voltage is 600/1000 V. | Shape of conductor | Round
| 141 | Cables and Wires | Low Voltage Cables | Single Core | H07V-K FLEXIBLE CABLE 4MM² GREEN/YELLOW | 2302568 | PR9051012006 | PRYSMIAN | 0 | https://pim-kvc.soneparsea.com:3443/PictureServer/default.aspx/PRYSMIAN-PR9051012006_Image1.jpg?A097AD989F807182AC95A69EA58479759E72A4978B67656580768675826D8F7DBDA6BBAA83659AA4B7 | https://pim-kvc.soneparsea.com:3443/PictureServer/default.aspx/prysmian-h07v-k-series_Datasheet1.pdf?A097AD989F807182ACB5C6BEC5A49995BE72BC7589AD5D9F7DB8B9B7BB9CA39394A6C8A6C59F9599C47682B5B69D | H07V-K FLEXIBLE CABLE 4MM² GREEN/YELLOW | Used in control panels and electrical equipments, on and under plaster as laid in conduit. When this cable is used in fixed installations with mechanically protected switchgear and control panels, the rated voltage is 600/1000 V. | Conductor material | Copper
| 141 | Cables and Wires | Low Voltage Cables | Single Core | H07V-K FLEXIBLE CABLE 4MM² GREEN/YELLOW | 2302568 | PR9051012006 | PRYSMIAN | 0 | https://pim-kvc.soneparsea.com:3443/PictureServer/default.aspx/PRYSMIAN-PR9051012006_Image1.jpg?A097AD989F807182AC95A69EA58479759E72A4978B67656580768675826D8F7DBDA6BBAA83659AA4B7 | https://pim-kvc.soneparsea.com:3443/PictureServer/default.aspx/prysmian-h07v-k-series_Datasheet1.pdf?A097AD989F807182ACB5C6BEC5A49995BE72BC7589AD5D9F7DB8B9B7BB9CA39394A6C8A6C59F9599C47682B5B69D | H07V-K FLEXIBLE CABLE 4MM² GREEN/YELLOW | Used in control panels and electrical equipments, on and under plaster as laid in conduit. When this cable is used in fixed installations with mechanically protected switchgear and control panels, the rated voltage is 600/1000 V. | Nominal cross section conductor | 4mm²
| 141 | Cables and Wires | Low Voltage Cables | Single Core | H07V-K FLEXIBLE CABLE 4MM² GREEN/YELLOW | 2302568 | PR9051012006 | PRYSMIAN | 0 | https://pim-kvc.soneparsea.com:3443/PictureServer/default.aspx/PRYSMIAN-PR9051012006_Image1.jpg?A097AD989F807182AC95A69EA58479759E72A4978B67656580768675826D8F7DBDA6BBAA83659AA4B7 | https://pim-kvc.soneparsea.com:3443/PictureServer/default.aspx/prysmian-h07v-k-series_Datasheet1.pdf?A097AD989F807182ACB5C6BEC5A49995BE72BC7589AD5D9F7DB8B9B7BB9CA39394A6C8A6C59F9599C47682B5B69D | H07V-K FLEXIBLE CABLE 4MM² GREEN/YELLOW | Used in control panels and electrical equipments, on and under plaster as laid in conduit. When this cable is used in fixed installations with mechanically protected switchgear and control panels, the rated voltage is 600/1000 V. | Conductor category | Class 5 = flexible
| 141 | Cables and Wires | Low Voltage Cables | Single Core | H07V-K FLEXIBLE CABLE 4MM² GREEN/YELLOW | 2302568 | PR9051012006 | PRYSMIAN | 0 | https://pim-kvc.soneparsea.com:3443/PictureServer/default.aspx/PRYSMIAN-PR9051012006_Image1.jpg?A097AD989F807182AC95A69EA58479759E72A4978B67656580768675826D8F7DBDA6BBAA83659AA4B7 | https://pim-kvc.soneparsea.com:3443/PictureServer/default.aspx/prysmian-h07v-k-series_Datasheet1.pdf?A097AD989F807182ACB5C6BEC5A49995BE72BC7589AD5D9F7DB8B9B7BB9CA39394A6C8A6C59F9599C47682B5B69D | H07V-K FLEXIBLE CABLE 4MM² GREEN/YELLOW | Used in control panels and electrical equipments, on and under plaster as laid in conduit. When this cable is used in fixed installations with mechanically protected switchgear and control panels, the rated voltage is 600/1000 V. | Number of cores | 1
| 141 | Cables and Wires | Low Voltage Cables | Single Core | H07V-K FLEXIBLE CABLE 4MM² GREEN/YELLOW | 2302568 | PR9051012006 | PRYSMIAN | 0 | https://pim-kvc.soneparsea.com:3443/PictureServer/default.aspx/PRYSMIAN-PR9051012006_Image1.jpg?A097AD989F807182AC95A69EA58479759E72A4978B67656580768675826D8F7DBDA6BBAA83659AA4B7 | https://pim-kvc.soneparsea.com:3443/PictureServer/default.aspx/prysmian-h07v-k-series_Datasheet1.pdf?A097AD989F807182ACB5C6BEC5A49995BE72BC7589AD5D9F7DB8B9B7BB9CA39394A6C8A6C59F9599C47682B5B69D | H07V-K FLEXIBLE CABLE 4MM² GREEN/YELLOW | Used in control panels and electrical equipments, on and under plaster as laid in conduit. When this cable is used in fixed installations with mechanically protected switchgear and control panels, the rated voltage is 600/1000 V. | Material outer sheath | Polyvinyl chloride (PVC)
| 141 | Cables and Wires | Low Voltage Cables | Single Core | H07V-K FLEXIBLE CABLE 4MM² GREEN/YELLOW | 2302568 | PR9051012006 | PRYSMIAN | 0 | https://pim-kvc.soneparsea.com:3443/PictureServer/default.aspx/PRYSMIAN-PR9051012006_Image1.jpg?A097AD989F807182AC95A69EA58479759E72A4978B67656580768675826D8F7DBDA6BBAA83659AA4B7 | https://pim-kvc.soneparsea.com:3443/PictureServer/default.aspx/prysmian-h07v-k-series_Datasheet1.pdf?A097AD989F807182ACB5C6BEC5A49995BE72BC7589AD5D9F7DB8B9B7BB9CA39394A6C8A6C59F9599C47682B5B69D | H07V-K FLEXIBLE CABLE 4MM² GREEN/YELLOW | Used in control panels and electrical equipments, on and under plaster as laid in conduit. When this cable is used in fixed installations with mechanically protected switchgear and control panels, the rated voltage is 600/1000 V. | Colour outer sheath | Multi-coloured
| 141 | Cables and Wires | Low Voltage Cables | Single Core | H07V-K FLEXIBLE CABLE 4MM² GREEN/YELLOW | 2302568 | PR9051012006 | PRYSMIAN | 0 | https://pim-kvc.soneparsea.com:3443/PictureServer/default.aspx/PRYSMIAN-PR9051012006_Image1.jpg?A097AD989F807182AC95A69EA58479759E72A4978B67656580768675826D8F7DBDA6BBAA83659AA4B7 | https://pim-kvc.soneparsea.com:3443/PictureServer/default.aspx/prysmian-h07v-k-series_Datasheet1.pdf?A097AD989F807182ACB5C6BEC5A49995BE72BC7589AD5D9F7DB8B9B7BB9CA39394A6C8A6C59F9599C47682B5B69D | H07V-K FLEXIBLE CABLE 4MM² GREEN/YELLOW | Used in control panels and electrical equipments, on and under plaster as laid in conduit. When this cable is used in fixed installations with mechanically protected switchgear and control panels, the rated voltage is 600/1000 V. | Cable geometry | Round
| 141 | Cables and Wires | Low Voltage Cables | Single Core | H07V-K FLEXIBLE CABLE 4MM² GREEN/YELLOW | 2302568 | PR9051012006 | PRYSMIAN | 0 | https://pim-kvc.soneparsea.com:3443/PictureServer/default.aspx/PRYSMIAN-PR9051012006_Image1.jpg?A097AD989F807182AC95A69EA58479759E72A4978B67656580768675826D8F7DBDA6BBAA83659AA4B7 | https://pim-kvc.soneparsea.com:3443/PictureServer/default.aspx/prysmian-h07v-k-series_Datasheet1.pdf?A097AD989F807182ACB5C6BEC5A49995BE72BC7589AD5D9F7DB8B9B7BB9CA39394A6C8A6C59F9599C47682B5B69D | H07V-K FLEXIBLE CABLE 4MM² GREEN/YELLOW | Used in control panels and electrical equipments, on and under plaster as laid in conduit. When this cable is used in fixed installations with mechanically protected switchgear and control panels, the rated voltage is 600/1000 V. | Nominal voltage U0 | 450V
| 141 | Cables and Wires | Low Voltage Cables | Single Core | H07V-K FLEXIBLE CABLE 4MM² GREEN/YELLOW | 2302568 | PR9051012006 | PRYSMIAN | 0 | https://pim-kvc.soneparsea.com:3443/PictureServer/default.aspx/PRYSMIAN-PR9051012006_Image1.jpg?A097AD989F807182AC95A69EA58479759E72A4978B67656580768675826D8F7DBDA6BBAA83659AA4B7 | https://pim-kvc.soneparsea.com:3443/PictureServer/default.aspx/prysmian-h07v-k-series_Datasheet1.pdf?A097AD989F807182ACB5C6BEC5A49995BE72BC7589AD5D9F7DB8B9B7BB9CA39394A6C8A6C59F9599C47682B5B69D | H07V-K FLEXIBLE CABLE 4MM² GREEN/YELLOW | Used in control panels and electrical equipments, on and under plaster as laid in conduit. When this cable is used in fixed installations with mechanically protected switchgear and control panels, the rated voltage is 600/1000 V. | Nominal voltage U | 750V
| 141 | Cables and Wires | Low Voltage Cables | Single Core | H07V-K FLEXIBLE CABLE 4MM² GREEN/YELLOW | 2302568 | PR9051012006 | PRYSMIAN | 0 | https://pim-kvc.soneparsea.com:3443/PictureServer/default.aspx/PRYSMIAN-PR9051012006_Image1.jpg?A097AD989F807182AC95A69EA58479759E72A4978B67656580768675826D8F7DBDA6BBAA83659AA4B7 | https://pim-kvc.soneparsea.com:3443/PictureServer/default.aspx/prysmian-h07v-k-series_Datasheet1.pdf?A097AD989F807182ACB5C6BEC5A49995BE72BC7589AD5D9F7DB8B9B7BB9CA39394A6C8A6C59F9599C47682B5B69D | H07V-K FLEXIBLE CABLE 4MM² GREEN/YELLOW | Used in control panels and electrical equipments, on and under plaster as laid in conduit. When this cable is used in fixed installations with mechanically protected switchgear and control panels, the rated voltage is 600/1000 V. | Shape of conductor | Round
| 142 | Cables and Wires | Low Voltage Cables | Single Core | H07V-K FLEXIBLE CABLE 4MM² YELLOW | 2302569 | PR9051012015 | PRYSMIAN | 0 | https://pim-kvc.soneparsea.com:3443/PictureServer/default.aspx/PRYSMIAN-PR9051012015_Image1.jpg?A097AD989F807182AC95A69EA58479759E72A4978B67656580768675836C8F7DBDA6BBAA83659AA4B7 | https://pim-kvc.soneparsea.com:3443/PictureServer/default.aspx/prysmian-h07v-k-series_Datasheet1.pdf?A097AD989F807182ACB5C6BEC5A49995BE72BC7589AD5D9F7DB8B9B7BB9CA39394A6C8A6C59F9599C47682B5B69D | H07V-K FLEXIBLE CABLE 4MM² YELLOW | Used in control panels and electrical equipments, on and under plaster as laid in conduit. When this cable is used in fixed installations with mechanically protected switchgear and control panels, the rated voltage is 600/1000 V. | Conductor material | Copper
| 142 | Cables and Wires | Low Voltage Cables | Single Core | H07V-K FLEXIBLE CABLE 4MM² YELLOW | 2302569 | PR9051012015 | PRYSMIAN | 0 | https://pim-kvc.soneparsea.com:3443/PictureServer/default.aspx/PRYSMIAN-PR9051012015_Image1.jpg?A097AD989F807182AC95A69EA58479759E72A4978B67656580768675836C8F7DBDA6BBAA83659AA4B7 | https://pim-kvc.soneparsea.com:3443/PictureServer/default.aspx/prysmian-h07v-k-series_Datasheet1.pdf?A097AD989F807182ACB5C6BEC5A49995BE72BC7589AD5D9F7DB8B9B7BB9CA39394A6C8A6C59F9599C47682B5B69D | H07V-K FLEXIBLE CABLE 4MM² YELLOW | Used in control panels and electrical equipments, on and under plaster as laid in conduit. When this cable is used in fixed installations with mechanically protected switchgear and control panels, the rated voltage is 600/1000 V. | Nominal cross section conductor | 4mm²
| 142 | Cables and Wires | Low Voltage Cables | Single Core | H07V-K FLEXIBLE CABLE 4MM² YELLOW | 2302569 | PR9051012015 | PRYSMIAN | 0 | https://pim-kvc.soneparsea.com:3443/PictureServer/default.aspx/PRYSMIAN-PR9051012015_Image1.jpg?A097AD989F807182AC95A69EA58479759E72A4978B67656580768675836C8F7DBDA6BBAA83659AA4B7 | https://pim-kvc.soneparsea.com:3443/PictureServer/default.aspx/prysmian-h07v-k-series_Datasheet1.pdf?A097AD989F807182ACB5C6BEC5A49995BE72BC7589AD5D9F7DB8B9B7BB9CA39394A6C8A6C59F9599C47682B5B69D | H07V-K FLEXIBLE CABLE 4MM² YELLOW | Used in control panels and electrical equipments, on and under plaster as laid in conduit. When this cable is used in fixed installations with mechanically protected switchgear and control panels, the rated voltage is 600/1000 V. | Conductor category | Class 5 = flexible
| 142 | Cables and Wires | Low Voltage Cables | Single Core | H07V-K FLEXIBLE CABLE 4MM² YELLOW | 2302569 | PR9051012015 | PRYSMIAN | 0 | https://pim-kvc.soneparsea.com:3443/PictureServer/default.aspx/PRYSMIAN-PR9051012015_Image1.jpg?A097AD989F807182AC95A69EA58479759E72A4978B67656580768675836C8F7DBDA6BBAA83659AA4B7 | https://pim-kvc.soneparsea.com:3443/PictureServer/default.aspx/prysmian-h07v-k-series_Datasheet1.pdf?A097AD989F807182ACB5C6BEC5A49995BE72BC7589AD5D9F7DB8B9B7BB9CA39394A6C8A6C59F9599C47682B5B69D | H07V-K FLEXIBLE CABLE 4MM² YELLOW | Used in control panels and electrical equipments, on and under plaster as laid in conduit. When this cable is used in fixed installations with mechanically protected switchgear and control panels, the rated voltage is 600/1000 V. | Number of cores | 1
| 142 | Cables and Wires | Low Voltage Cables | Single Core | H07V-K FLEXIBLE CABLE 4MM² YELLOW | 2302569 | PR9051012015 | PRYSMIAN | 0 | https://pim-kvc.soneparsea.com:3443/PictureServer/default.aspx/PRYSMIAN-PR9051012015_Image1.jpg?A097AD989F807182AC95A69EA58479759E72A4978B67656580768675836C8F7DBDA6BBAA83659AA4B7 | https://pim-kvc.soneparsea.com:3443/PictureServer/default.aspx/prysmian-h07v-k-series_Datasheet1.pdf?A097AD989F807182ACB5C6BEC5A49995BE72BC7589AD5D9F7DB8B9B7BB9CA39394A6C8A6C59F9599C47682B5B69D | H07V-K FLEXIBLE CABLE 4MM² YELLOW | Used in control panels and electrical equipments, on and under plaster as laid in conduit. When this cable is used in fixed installations with mechanically protected switchgear and control panels, the rated voltage is 600/1000 V. | Material outer sheath | Polyvinyl chloride (PVC)
| 142 | Cables and Wires | Low Voltage Cables | Single Core | H07V-K FLEXIBLE CABLE 4MM² YELLOW | 2302569 | PR9051012015 | PRYSMIAN | 0 | https://pim-kvc.soneparsea.com:3443/PictureServer/default.aspx/PRYSMIAN-PR9051012015_Image1.jpg?A097AD989F807182AC95A69EA58479759E72A4978B67656580768675836C8F7DBDA6BBAA83659AA4B7 | https://pim-kvc.soneparsea.com:3443/PictureServer/default.aspx/prysmian-h07v-k-series_Datasheet1.pdf?A097AD989F807182ACB5C6BEC5A49995BE72BC7589AD5D9F7DB8B9B7BB9CA39394A6C8A6C59F9599C47682B5B69D | H07V-K FLEXIBLE CABLE 4MM² YELLOW | Used in control panels and electrical equipments, on and under plaster as laid in conduit. When this cable is used in fixed installations with mechanically protected switchgear and control panels, the rated voltage is 600/1000 V. | Colour outer sheath | Yellow
| 142 | Cables and Wires | Low Voltage Cables | Single Core | H07V-K FLEXIBLE CABLE 4MM² YELLOW | 2302569 | PR9051012015 | PRYSMIAN | 0 | https://pim-kvc.soneparsea.com:3443/PictureServer/default.aspx/PRYSMIAN-PR9051012015_Image1.jpg?A097AD989F807182AC95A69EA58479759E72A4978B67656580768675836C8F7DBDA6BBAA83659AA4B7 | https://pim-kvc.soneparsea.com:3443/PictureServer/default.aspx/prysmian-h07v-k-series_Datasheet1.pdf?A097AD989F807182ACB5C6BEC5A49995BE72BC7589AD5D9F7DB8B9B7BB9CA39394A6C8A6C59F9599C47682B5B69D | H07V-K FLEXIBLE CABLE 4MM² YELLOW | Used in control panels and electrical equipments, on and under plaster as laid in conduit. When this cable is used in fixed installations with mechanically protected switchgear and control panels, the rated voltage is 600/1000 V. | Cable geometry | Round
| 142 | Cables and Wires | Low Voltage Cables | Single Core | H07V-K FLEXIBLE CABLE 4MM² YELLOW | 2302569 | PR9051012015 | PRYSMIAN | 0 | https://pim-kvc.soneparsea.com:3443/PictureServer/default.aspx/PRYSMIAN-PR9051012015_Image1.jpg?A097AD989F807182AC95A69EA58479759E72A4978B67656580768675836C8F7DBDA6BBAA83659AA4B7 | https://pim-kvc.soneparsea.com:3443/PictureServer/default.aspx/prysmian-h07v-k-series_Datasheet1.pdf?A097AD989F807182ACB5C6BEC5A49995BE72BC7589AD5D9F7DB8B9B7BB9CA39394A6C8A6C59F9599C47682B5B69D | H07V-K FLEXIBLE CABLE 4MM² YELLOW | Used in control panels and electrical equipments, on and under plaster as laid in conduit. When this cable is used in fixed installations with mechanically protected switchgear and control panels, the rated voltage is 600/1000 V. | Nominal voltage U0 | 450V
| 142 | Cables and Wires | Low Voltage Cables | Single Core | H07V-K FLEXIBLE CABLE 4MM² YELLOW | 2302569 | PR9051012015 | PRYSMIAN | 0 | https://pim-kvc.soneparsea.com:3443/PictureServer/default.aspx/PRYSMIAN-PR9051012015_Image1.jpg?A097AD989F807182AC95A69EA58479759E72A4978B67656580768675836C8F7DBDA6BBAA83659AA4B7 | https://pim-kvc.soneparsea.com:3443/PictureServer/default.aspx/prysmian-h07v-k-series_Datasheet1.pdf?A097AD989F807182ACB5C6BEC5A49995BE72BC7589AD5D9F7DB8B9B7BB9CA39394A6C8A6C59F9599C47682B5B69D | H07V-K FLEXIBLE CABLE 4MM² YELLOW | Used in control panels and electrical equipments, on and under plaster as laid in conduit. When this cable is used in fixed installations with mechanically protected switchgear and control panels, the rated voltage is 600/1000 V. | Nominal voltage U | 750V
| 142 | Cables and Wires | Low Voltage Cables | Single Core | H07V-K FLEXIBLE CABLE 4MM² YELLOW | 2302569 | PR9051012015 | PRYSMIAN | 0 | https://pim-kvc.soneparsea.com:3443/PictureServer/default.aspx/PRYSMIAN-PR9051012015_Image1.jpg?A097AD989F807182AC95A69EA58479759E72A4978B67656580768675836C8F7DBDA6BBAA83659AA4B7 | https://pim-kvc.soneparsea.com:3443/PictureServer/default.aspx/prysmian-h07v-k-series_Datasheet1.pdf?A097AD989F807182ACB5C6BEC5A49995BE72BC7589AD5D9F7DB8B9B7BB9CA39394A6C8A6C59F9599C47682B5B69D | H07V-K FLEXIBLE CABLE 4MM² YELLOW | Used in control panels and electrical equipments, on and under plaster as laid in conduit. When this cable is used in fixed installations with mechanically protected switchgear and control panels, the rated voltage is 600/1000 V. | Shape of conductor | Round
| 143 | Cables and Wires | Low Voltage Cables | Single Core | H07V-K FLEXIBLE CABLE 25MM² BLACK | 2322922 | PR9051012401 | PRYSMIAN | 0 | https://pim-kvc.soneparsea.com:3443/PictureServer/default.aspx/PRYSMIAN-PR9051012401_Image1.jpg?A097AD989F807182AC95A69EA58479759E72A4978B6765658076867982688F7DBDA6BBAA83659AA4B7 | https://pim-kvc.soneparsea.com:3443/PictureServer/default.aspx/prysmian-h07v-k-series_Datasheet1.pdf?A097AD989F807182ACB5C6BEC5A49995BE72BC7589AD5D9F7DB8B9B7BB9CA39394A6C8A6C59F9599C47682B5B69D | H07V-K FLEXIBLE CABLE 25MM² BLACK | Used in control panels and electrical equipments, on and under plaster as laid in conduit. When this cable is used in fixed installations with mechanically protected switchgear and control panels, the rated voltage is 600/1000 V. | Conductor material | Copper
| 143 | Cables and Wires | Low Voltage Cables | Single Core | H07V-K FLEXIBLE CABLE 25MM² BLACK | 2322922 | PR9051012401 | PRYSMIAN | 0 | https://pim-kvc.soneparsea.com:3443/PictureServer/default.aspx/PRYSMIAN-PR9051012401_Image1.jpg?A097AD989F807182AC95A69EA58479759E72A4978B6765658076867982688F7DBDA6BBAA83659AA4B7 | https://pim-kvc.soneparsea.com:3443/PictureServer/default.aspx/prysmian-h07v-k-series_Datasheet1.pdf?A097AD989F807182ACB5C6BEC5A49995BE72BC7589AD5D9F7DB8B9B7BB9CA39394A6C8A6C59F9599C47682B5B69D | H07V-K FLEXIBLE CABLE 25MM² BLACK | Used in control panels and electrical equipments, on and under plaster as laid in conduit. When this cable is used in fixed installations with mechanically protected switchgear and control panels, the rated voltage is 600/1000 V. | Nominal cross section conductor | 25mm²
| 143 | Cables and Wires | Low Voltage Cables | Single Core | H07V-K FLEXIBLE CABLE 25MM² BLACK | 2322922 | PR9051012401 | PRYSMIAN | 0 | https://pim-kvc.soneparsea.com:3443/PictureServer/default.aspx/PRYSMIAN-PR9051012401_Image1.jpg?A097AD989F807182AC95A69EA58479759E72A4978B6765658076867982688F7DBDA6BBAA83659AA4B7 | https://pim-kvc.soneparsea.com:3443/PictureServer/default.aspx/prysmian-h07v-k-series_Datasheet1.pdf?A097AD989F807182ACB5C6BEC5A49995BE72BC7589AD5D9F7DB8B9B7BB9CA39394A6C8A6C59F9599C47682B5B69D | H07V-K FLEXIBLE CABLE 25MM² BLACK | Used in control panels and electrical equipments, on and under plaster as laid in conduit. When this cable is used in fixed installations with mechanically protected switchgear and control panels, the rated voltage is 600/1000 V. | Conductor category | Class 5 = flexible
| 143 | Cables and Wires | Low Voltage Cables | Single Core | H07V-K FLEXIBLE CABLE 25MM² BLACK | 2322922 | PR9051012401 | PRYSMIAN | 0 | https://pim-kvc.soneparsea.com:3443/PictureServer/default.aspx/PRYSMIAN-PR9051012401_Image1.jpg?A097AD989F807182AC95A69EA58479759E72A4978B6765658076867982688F7DBDA6BBAA83659AA4B7 | https://pim-kvc.soneparsea.com:3443/PictureServer/default.aspx/prysmian-h07v-k-series_Datasheet1.pdf?A097AD989F807182ACB5C6BEC5A49995BE72BC7589AD5D9F7DB8B9B7BB9CA39394A6C8A6C59F9599C47682B5B69D | H07V-K FLEXIBLE CABLE 25MM² BLACK | Used in control panels and electrical equipments, on and under plaster as laid in conduit. When this cable is used in fixed installations with mechanically protected switchgear and control panels, the rated voltage is 600/1000 V. | Number of cores | 1
| 143 | Cables and Wires | Low Voltage Cables | Single Core | H07V-K FLEXIBLE CABLE 25MM² BLACK | 2322922 | PR9051012401 | PRYSMIAN | 0 | https://pim-kvc.soneparsea.com:3443/PictureServer/default.aspx/PRYSMIAN-PR9051012401_Image1.jpg?A097AD989F807182AC95A69EA58479759E72A4978B6765658076867982688F7DBDA6BBAA83659AA4B7 | https://pim-kvc.soneparsea.com:3443/PictureServer/default.aspx/prysmian-h07v-k-series_Datasheet1.pdf?A097AD989F807182ACB5C6BEC5A49995BE72BC7589AD5D9F7DB8B9B7BB9CA39394A6C8A6C59F9599C47682B5B69D | H07V-K FLEXIBLE CABLE 25MM² BLACK | Used in control panels and electrical equipments, on and under plaster as laid in conduit. When this cable is used in fixed installations with mechanically protected switchgear and control panels, the rated voltage is 600/1000 V. | Material outer sheath | Polyvinyl chloride (PVC)
| 143 | Cables and Wires | Low Voltage Cables | Single Core | H07V-K FLEXIBLE CABLE 25MM² BLACK | 2322922 | PR9051012401 | PRYSMIAN | 0 | https://pim-kvc.soneparsea.com:3443/PictureServer/default.aspx/PRYSMIAN-PR9051012401_Image1.jpg?A097AD989F807182AC95A69EA58479759E72A4978B6765658076867982688F7DBDA6BBAA83659AA4B7 | https://pim-kvc.soneparsea.com:3443/PictureServer/default.aspx/prysmian-h07v-k-series_Datasheet1.pdf?A097AD989F807182ACB5C6BEC5A49995BE72BC7589AD5D9F7DB8B9B7BB9CA39394A6C8A6C59F9599C47682B5B69D | H07V-K FLEXIBLE CABLE 25MM² BLACK | Used in control panels and electrical equipments, on and under plaster as laid in conduit. When this cable is used in fixed installations with mechanically protected switchgear and control panels, the rated voltage is 600/1000 V. | Colour outer sheath | Black
| 143 | Cables and Wires | Low Voltage Cables | Single Core | H07V-K FLEXIBLE CABLE 25MM² BLACK | 2322922 | PR9051012401 | PRYSMIAN | 0 | https://pim-kvc.soneparsea.com:3443/PictureServer/default.aspx/PRYSMIAN-PR9051012401_Image1.jpg?A097AD989F807182AC95A69EA58479759E72A4978B6765658076867982688F7DBDA6BBAA83659AA4B7 | https://pim-kvc.soneparsea.com:3443/PictureServer/default.aspx/prysmian-h07v-k-series_Datasheet1.pdf?A097AD989F807182ACB5C6BEC5A49995BE72BC7589AD5D9F7DB8B9B7BB9CA39394A6C8A6C59F9599C47682B5B69D | H07V-K FLEXIBLE CABLE 25MM² BLACK | Used in control panels and electrical equipments, on and under plaster as laid in conduit. When this cable is used in fixed installations with mechanically protected switchgear and control panels, the rated voltage is 600/1000 V. | Cable geometry | Round
| 143 | Cables and Wires | Low Voltage Cables | Single Core | H07V-K FLEXIBLE CABLE 25MM² BLACK | 2322922 | PR9051012401 | PRYSMIAN | 0 | https://pim-kvc.soneparsea.com:3443/PictureServer/default.aspx/PRYSMIAN-PR9051012401_Image1.jpg?A097AD989F807182AC95A69EA58479759E72A4978B6765658076867982688F7DBDA6BBAA83659AA4B7 | https://pim-kvc.soneparsea.com:3443/PictureServer/default.aspx/prysmian-h07v-k-series_Datasheet1.pdf?A097AD989F807182ACB5C6BEC5A49995BE72BC7589AD5D9F7DB8B9B7BB9CA39394A6C8A6C59F9599C47682B5B69D | H07V-K FLEXIBLE CABLE 25MM² BLACK | Used in control panels and electrical equipments, on and under plaster as laid in conduit. When this cable is used in fixed installations with mechanically protected switchgear and control panels, the rated voltage is 600/1000 V. | Nominal voltage U0 | 450V
| 143 | Cables and Wires | Low Voltage Cables | Single Core | H07V-K FLEXIBLE CABLE 25MM² BLACK | 2322922 | PR9051012401 | PRYSMIAN | 0 | https://pim-kvc.soneparsea.com:3443/PictureServer/default.aspx/PRYSMIAN-PR9051012401_Image1.jpg?A097AD989F807182AC95A69EA58479759E72A4978B6765658076867982688F7DBDA6BBAA83659AA4B7 | https://pim-kvc.soneparsea.com:3443/PictureServer/default.aspx/prysmian-h07v-k-series_Datasheet1.pdf?A097AD989F807182ACB5C6BEC5A49995BE72BC7589AD5D9F7DB8B9B7BB9CA39394A6C8A6C59F9599C47682B5B69D | H07V-K FLEXIBLE CABLE 25MM² BLACK | Used in control panels and electrical equipments, on and under plaster as laid in conduit. When this cable is used in fixed installations with mechanically protected switchgear and control panels, the rated voltage is 600/1000 V. | Nominal voltage U | 750V
| 143 | Cables and Wires | Low Voltage Cables | Single Core | H07V-K FLEXIBLE CABLE 25MM² BLACK | 2322922 | PR9051012401 | PRYSMIAN | 0 | https://pim-kvc.soneparsea.com:3443/PictureServer/default.aspx/PRYSMIAN-PR9051012401_Image1.jpg?A097AD989F807182AC95A69EA58479759E72A4978B6765658076867982688F7DBDA6BBAA83659AA4B7 | https://pim-kvc.soneparsea.com:3443/PictureServer/default.aspx/prysmian-h07v-k-series_Datasheet1.pdf?A097AD989F807182ACB5C6BEC5A49995BE72BC7589AD5D9F7DB8B9B7BB9CA39394A6C8A6C59F9599C47682B5B69D | H07V-K FLEXIBLE CABLE 25MM² BLACK | Used in control panels and electrical equipments, on and under plaster as laid in conduit. When this cable is used in fixed installations with mechanically protected switchgear and control panels, the rated voltage is 600/1000 V. | Shape of conductor | Round
| 144 | Cables and Wires | Low Voltage Cables | Single Core | H07V-K FLEXIBLE CABLE 35MM² BLACK | 2322923 | PR9051012501 | PRYSMIAN | 0 | https://pim-kvc.soneparsea.com:3443/PictureServer/default.aspx/PRYSMIAN-PR9051012501_Image1.jpg?A097AD989F807182AC95A69EA58479759E72A4978B6765658076867A82688F7DBDA6BBAA83659AA4B7 | https://pim-kvc.soneparsea.com:3443/PictureServer/default.aspx/prysmian-h07v-k-series_Datasheet1.pdf?A097AD989F807182ACB5C6BEC5A49995BE72BC7589AD5D9F7DB8B9B7BB9CA39394A6C8A6C59F9599C47682B5B69D | H07V-K FLEXIBLE CABLE 35MM² BLACK | Used in control panels and electrical equipments, on and under plaster as laid in conduit. When this cable is used in fixed installations with mechanically protected switchgear and control panels, the rated voltage is 600/1000 V. | Conductor material | Copper
| 144 | Cables and Wires | Low Voltage Cables | Single Core | H07V-K FLEXIBLE CABLE 35MM² BLACK | 2322923 | PR9051012501 | PRYSMIAN | 0 | https://pim-kvc.soneparsea.com:3443/PictureServer/default.aspx/PRYSMIAN-PR9051012501_Image1.jpg?A097AD989F807182AC95A69EA58479759E72A4978B6765658076867A82688F7DBDA6BBAA83659AA4B7 | https://pim-kvc.soneparsea.com:3443/PictureServer/default.aspx/prysmian-h07v-k-series_Datasheet1.pdf?A097AD989F807182ACB5C6BEC5A49995BE72BC7589AD5D9F7DB8B9B7BB9CA39394A6C8A6C59F9599C47682B5B69D | H07V-K FLEXIBLE CABLE 35MM² BLACK | Used in control panels and electrical equipments, on and under plaster as laid in conduit. When this cable is used in fixed installations with mechanically protected switchgear and control panels, the rated voltage is 600/1000 V. | Nominal cross section conductor | 35mm²
| 144 | Cables and Wires | Low Voltage Cables | Single Core | H07V-K FLEXIBLE CABLE 35MM² BLACK | 2322923 | PR9051012501 | PRYSMIAN | 0 | https://pim-kvc.soneparsea.com:3443/PictureServer/default.aspx/PRYSMIAN-PR9051012501_Image1.jpg?A097AD989F807182AC95A69EA58479759E72A4978B6765658076867A82688F7DBDA6BBAA83659AA4B7 | https://pim-kvc.soneparsea.com:3443/PictureServer/default.aspx/prysmian-h07v-k-series_Datasheet1.pdf?A097AD989F807182ACB5C6BEC5A49995BE72BC7589AD5D9F7DB8B9B7BB9CA39394A6C8A6C59F9599C47682B5B69D | H07V-K FLEXIBLE CABLE 35MM² BLACK | Used in control panels and electrical equipments, on and under plaster as laid in conduit. When this cable is used in fixed installations with mechanically protected switchgear and control panels, the rated voltage is 600/1000 V. | Conductor category | Class 5 = flexible
| 144 | Cables and Wires | Low Voltage Cables | Single Core | H07V-K FLEXIBLE CABLE 35MM² BLACK | 2322923 | PR9051012501 | PRYSMIAN | 0 | https://pim-kvc.soneparsea.com:3443/PictureServer/default.aspx/PRYSMIAN-PR9051012501_Image1.jpg?A097AD989F807182AC95A69EA58479759E72A4978B6765658076867A82688F7DBDA6BBAA83659AA4B7 | https://pim-kvc.soneparsea.com:3443/PictureServer/default.aspx/prysmian-h07v-k-series_Datasheet1.pdf?A097AD989F807182ACB5C6BEC5A49995BE72BC7589AD5D9F7DB8B9B7BB9CA39394A6C8A6C59F9599C47682B5B69D | H07V-K FLEXIBLE CABLE 35MM² BLACK | Used in control panels and electrical equipments, on and under plaster as laid in conduit. When this cable is used in fixed installations with mechanically protected switchgear and control panels, the rated voltage is 600/1000 V. | Number of cores | 1
| 144 | Cables and Wires | Low Voltage Cables | Single Core | H07V-K FLEXIBLE CABLE 35MM² BLACK | 2322923 | PR9051012501 | PRYSMIAN | 0 | https://pim-kvc.soneparsea.com:3443/PictureServer/default.aspx/PRYSMIAN-PR9051012501_Image1.jpg?A097AD989F807182AC95A69EA58479759E72A4978B6765658076867A82688F7DBDA6BBAA83659AA4B7 | https://pim-kvc.soneparsea.com:3443/PictureServer/default.aspx/prysmian-h07v-k-series_Datasheet1.pdf?A097AD989F807182ACB5C6BEC5A49995BE72BC7589AD5D9F7DB8B9B7BB9CA39394A6C8A6C59F9599C47682B5B69D | H07V-K FLEXIBLE CABLE 35MM² BLACK | Used in control panels and electrical equipments, on and under plaster as laid in conduit. When this cable is used in fixed installations with mechanically protected switchgear and control panels, the rated voltage is 600/1000 V. | Material outer sheath | Polyvinyl chloride (PVC)
| 144 | Cables and Wires | Low Voltage Cables | Single Core | H07V-K FLEXIBLE CABLE 35MM² BLACK | 2322923 | PR9051012501 | PRYSMIAN | 0 | https://pim-kvc.soneparsea.com:3443/PictureServer/default.aspx/PRYSMIAN-PR9051012501_Image1.jpg?A097AD989F807182AC95A69EA58479759E72A4978B6765658076867A82688F7DBDA6BBAA83659AA4B7 | https://pim-kvc.soneparsea.com:3443/PictureServer/default.aspx/prysmian-h07v-k-series_Datasheet1.pdf?A097AD989F807182ACB5C6BEC5A49995BE72BC7589AD5D9F7DB8B9B7BB9CA39394A6C8A6C59F9599C47682B5B69D | H07V-K FLEXIBLE CABLE 35MM² BLACK | Used in control panels and electrical equipments, on and under plaster as laid in conduit. When this cable is used in fixed installations with mechanically protected switchgear and control panels, the rated voltage is 600/1000 V. | Colour outer sheath | Black
| 144 | Cables and Wires | Low Voltage Cables | Single Core | H07V-K FLEXIBLE CABLE 35MM² BLACK | 2322923 | PR9051012501 | PRYSMIAN | 0 | https://pim-kvc.soneparsea.com:3443/PictureServer/default.aspx/PRYSMIAN-PR9051012501_Image1.jpg?A097AD989F807182AC95A69EA58479759E72A4978B6765658076867A82688F7DBDA6BBAA83659AA4B7 | https://pim-kvc.soneparsea.com:3443/PictureServer/default.aspx/prysmian-h07v-k-series_Datasheet1.pdf?A097AD989F807182ACB5C6BEC5A49995BE72BC7589AD5D9F7DB8B9B7BB9CA39394A6C8A6C59F9599C47682B5B69D | H07V-K FLEXIBLE CABLE 35MM² BLACK | Used in control panels and electrical equipments, on and under plaster as laid in conduit. When this cable is used in fixed installations with mechanically protected switchgear and control panels, the rated voltage is 600/1000 V. | Cable geometry | Round
| 144 | Cables and Wires | Low Voltage Cables | Single Core | H07V-K FLEXIBLE CABLE 35MM² BLACK | 2322923 | PR9051012501 | PRYSMIAN | 0 | https://pim-kvc.soneparsea.com:3443/PictureServer/default.aspx/PRYSMIAN-PR9051012501_Image1.jpg?A097AD989F807182AC95A69EA58479759E72A4978B6765658076867A82688F7DBDA6BBAA83659AA4B7 | https://pim-kvc.soneparsea.com:3443/PictureServer/default.aspx/prysmian-h07v-k-series_Datasheet1.pdf?A097AD989F807182ACB5C6BEC5A49995BE72BC7589AD5D9F7DB8B9B7BB9CA39394A6C8A6C59F9599C47682B5B69D | H07V-K FLEXIBLE CABLE 35MM² BLACK | Used in control panels and electrical equipments, on and under plaster as laid in conduit. When this cable is used in fixed installations with mechanically protected switchgear and control panels, the rated voltage is 600/1000 V. | Nominal voltage U0 | 450V
| 144 | Cables and Wires | Low Voltage Cables | Single Core | H07V-K FLEXIBLE CABLE 35MM² BLACK | 2322923 | PR9051012501 | PRYSMIAN | 0 | https://pim-kvc.soneparsea.com:3443/PictureServer/default.aspx/PRYSMIAN-PR9051012501_Image1.jpg?A097AD989F807182AC95A69EA58479759E72A4978B6765658076867A82688F7DBDA6BBAA83659AA4B7 | https://pim-kvc.soneparsea.com:3443/PictureServer/default.aspx/prysmian-h07v-k-series_Datasheet1.pdf?A097AD989F807182ACB5C6BEC5A49995BE72BC7589AD5D9F7DB8B9B7BB9CA39394A6C8A6C59F9599C47682B5B69D | H07V-K FLEXIBLE CABLE 35MM² BLACK | Used in control panels and electrical equipments, on and under plaster as laid in conduit. When this cable is used in fixed installations with mechanically protected switchgear and control panels, the rated voltage is 600/1000 V. | Nominal voltage U | 750V
| 144 | Cables and Wires | Low Voltage Cables | Single Core | H07V-K FLEXIBLE CABLE 35MM² BLACK | 2322923 | PR9051012501 | PRYSMIAN | 0 | https://pim-kvc.soneparsea.com:3443/PictureServer/default.aspx/PRYSMIAN-PR9051012501_Image1.jpg?A097AD989F807182AC95A69EA58479759E72A4978B6765658076867A82688F7DBDA6BBAA83659AA4B7 | https://pim-kvc.soneparsea.com:3443/PictureServer/default.aspx/prysmian-h07v-k-series_Datasheet1.pdf?A097AD989F807182ACB5C6BEC5A49995BE72BC7589AD5D9F7DB8B9B7BB9CA39394A6C8A6C59F9599C47682B5B69D | H07V-K FLEXIBLE CABLE 35MM² BLACK | Used in control panels and electrical equipments, on and under plaster as laid in conduit. When this cable is used in fixed installations with mechanically protected switchgear and control panels, the rated voltage is 600/1000 V. | Shape of conductor | Round
| 145 | Cables and Wires | Low Voltage Cables | Single Core | H07V-K FLEXIBLE CABLE 16MM² BLACK | 2322924 | PR9051012301 | PRYSMIAN | 0 | https://pim-kvc.soneparsea.com:3443/PictureServer/default.aspx/PRYSMIAN-PR9051012301_Image1.jpg?A097AD989F807182AC95A69EA58479759E72A4978B6765658076867882688F7DBDA6BBAA83659AA4B7 | https://pim-kvc.soneparsea.com:3443/PictureServer/default.aspx/prysmian-h07v-k-series_Datasheet1.pdf?A097AD989F807182ACB5C6BEC5A49995BE72BC7589AD5D9F7DB8B9B7BB9CA39394A6C8A6C59F9599C47682B5B69D | H07V-K FLEXIBLE CABLE 16MM² BLACK | Used in control panels and electrical equipments, on and under plaster as laid in conduit. When this cable is used in fixed installations with mechanically protected switchgear and control panels, the rated voltage is 600/1000 V. | Conductor material | Copper
| 145 | Cables and Wires | Low Voltage Cables | Single Core | H07V-K FLEXIBLE CABLE 16MM² BLACK | 2322924 | PR9051012301 | PRYSMIAN | 0 | https://pim-kvc.soneparsea.com:3443/PictureServer/default.aspx/PRYSMIAN-PR9051012301_Image1.jpg?A097AD989F807182AC95A69EA58479759E72A4978B6765658076867882688F7DBDA6BBAA83659AA4B7 | https://pim-kvc.soneparsea.com:3443/PictureServer/default.aspx/prysmian-h07v-k-series_Datasheet1.pdf?A097AD989F807182ACB5C6BEC5A49995BE72BC7589AD5D9F7DB8B9B7BB9CA39394A6C8A6C59F9599C47682B5B69D | H07V-K FLEXIBLE CABLE 16MM² BLACK | Used in control panels and electrical equipments, on and under plaster as laid in conduit. When this cable is used in fixed installations with mechanically protected switchgear and control panels, the rated voltage is 600/1000 V. | Nominal cross section conductor | 16mm²
| 145 | Cables and Wires | Low Voltage Cables | Single Core | H07V-K FLEXIBLE CABLE 16MM² BLACK | 2322924 | PR9051012301 | PRYSMIAN | 0 | https://pim-kvc.soneparsea.com:3443/PictureServer/default.aspx/PRYSMIAN-PR9051012301_Image1.jpg?A097AD989F807182AC95A69EA58479759E72A4978B6765658076867882688F7DBDA6BBAA83659AA4B7 | https://pim-kvc.soneparsea.com:3443/PictureServer/default.aspx/prysmian-h07v-k-series_Datasheet1.pdf?A097AD989F807182ACB5C6BEC5A49995BE72BC7589AD5D9F7DB8B9B7BB9CA39394A6C8A6C59F9599C47682B5B69D | H07V-K FLEXIBLE CABLE 16MM² BLACK | Used in control panels and electrical equipments, on and under plaster as laid in conduit. When this cable is used in fixed installations with mechanically protected switchgear and control panels, the rated voltage is 600/1000 V. | Conductor category | Class 5 = flexible
| 145 | Cables and Wires | Low Voltage Cables | Single Core | H07V-K FLEXIBLE CABLE 16MM² BLACK | 2322924 | PR9051012301 | PRYSMIAN | 0 | https://pim-kvc.soneparsea.com:3443/PictureServer/default.aspx/PRYSMIAN-PR9051012301_Image1.jpg?A097AD989F807182AC95A69EA58479759E72A4978B6765658076867882688F7DBDA6BBAA83659AA4B7 | https://pim-kvc.soneparsea.com:3443/PictureServer/default.aspx/prysmian-h07v-k-series_Datasheet1.pdf?A097AD989F807182ACB5C6BEC5A49995BE72BC7589AD5D9F7DB8B9B7BB9CA39394A6C8A6C59F9599C47682B5B69D | H07V-K FLEXIBLE CABLE 16MM² BLACK | Used in control panels and electrical equipments, on and under plaster as laid in conduit. When this cable is used in fixed installations with mechanically protected switchgear and control panels, the rated voltage is 600/1000 V. | Number of cores | 1
| 145 | Cables and Wires | Low Voltage Cables | Single Core | H07V-K FLEXIBLE CABLE 16MM² BLACK | 2322924 | PR9051012301 | PRYSMIAN | 0 | https://pim-kvc.soneparsea.com:3443/PictureServer/default.aspx/PRYSMIAN-PR9051012301_Image1.jpg?A097AD989F807182AC95A69EA58479759E72A4978B6765658076867882688F7DBDA6BBAA83659AA4B7 | https://pim-kvc.soneparsea.com:3443/PictureServer/default.aspx/prysmian-h07v-k-series_Datasheet1.pdf?A097AD989F807182ACB5C6BEC5A49995BE72BC7589AD5D9F7DB8B9B7BB9CA39394A6C8A6C59F9599C47682B5B69D | H07V-K FLEXIBLE CABLE 16MM² BLACK | Used in control panels and electrical equipments, on and under plaster as laid in conduit. When this cable is used in fixed installations with mechanically protected switchgear and control panels, the rated voltage is 600/1000 V. | Material outer sheath | Polyvinyl chloride (PVC)
| 145 | Cables and Wires | Low Voltage Cables | Single Core | H07V-K FLEXIBLE CABLE 16MM² BLACK | 2322924 | PR9051012301 | PRYSMIAN | 0 | https://pim-kvc.soneparsea.com:3443/PictureServer/default.aspx/PRYSMIAN-PR9051012301_Image1.jpg?A097AD989F807182AC95A69EA58479759E72A4978B6765658076867882688F7DBDA6BBAA83659AA4B7 | https://pim-kvc.soneparsea.com:3443/PictureServer/default.aspx/prysmian-h07v-k-series_Datasheet1.pdf?A097AD989F807182ACB5C6BEC5A49995BE72BC7589AD5D9F7DB8B9B7BB9CA39394A6C8A6C59F9599C47682B5B69D | H07V-K FLEXIBLE CABLE 16MM² BLACK | Used in control panels and electrical equipments, on and under plaster as laid in conduit. When this cable is used in fixed installations with mechanically protected switchgear and control panels, the rated voltage is 600/1000 V. | Colour outer sheath | Black
| 145 | Cables and Wires | Low Voltage Cables | Single Core | H07V-K FLEXIBLE CABLE 16MM² BLACK | 2322924 | PR9051012301 | PRYSMIAN | 0 | https://pim-kvc.soneparsea.com:3443/PictureServer/default.aspx/PRYSMIAN-PR9051012301_Image1.jpg?A097AD989F807182AC95A69EA58479759E72A4978B6765658076867882688F7DBDA6BBAA83659AA4B7 | https://pim-kvc.soneparsea.com:3443/PictureServer/default.aspx/prysmian-h07v-k-series_Datasheet1.pdf?A097AD989F807182ACB5C6BEC5A49995BE72BC7589AD5D9F7DB8B9B7BB9CA39394A6C8A6C59F9599C47682B5B69D | H07V-K FLEXIBLE CABLE 16MM² BLACK | Used in control panels and electrical equipments, on and under plaster as laid in conduit. When this cable is used in fixed installations with mechanically protected switchgear and control panels, the rated voltage is 600/1000 V. | Cable geometry | Round
| 145 | Cables and Wires | Low Voltage Cables | Single Core | H07V-K FLEXIBLE CABLE 16MM² BLACK | 2322924 | PR9051012301 | PRYSMIAN | 0 | https://pim-kvc.soneparsea.com:3443/PictureServer/default.aspx/PRYSMIAN-PR9051012301_Image1.jpg?A097AD989F807182AC95A69EA58479759E72A4978B6765658076867882688F7DBDA6BBAA83659AA4B7 | https://pim-kvc.soneparsea.com:3443/PictureServer/default.aspx/prysmian-h07v-k-series_Datasheet1.pdf?A097AD989F807182ACB5C6BEC5A49995BE72BC7589AD5D9F7DB8B9B7BB9CA39394A6C8A6C59F9599C47682B5B69D | H07V-K FLEXIBLE CABLE 16MM² BLACK | Used in control panels and electrical equipments, on and under plaster as laid in conduit. When this cable is used in fixed installations with mechanically protected switchgear and control panels, the rated voltage is 600/1000 V. | Nominal voltage U0 | 450V
| 145 | Cables and Wires | Low Voltage Cables | Single Core | H07V-K FLEXIBLE CABLE 16MM² BLACK | 2322924 | PR9051012301 | PRYSMIAN | 0 | https://pim-kvc.soneparsea.com:3443/PictureServer/default.aspx/PRYSMIAN-PR9051012301_Image1.jpg?A097AD989F807182AC95A69EA58479759E72A4978B6765658076867882688F7DBDA6BBAA83659AA4B7 | https://pim-kvc.soneparsea.com:3443/PictureServer/default.aspx/prysmian-h07v-k-series_Datasheet1.pdf?A097AD989F807182ACB5C6BEC5A49995BE72BC7589AD5D9F7DB8B9B7BB9CA39394A6C8A6C59F9599C47682B5B69D | H07V-K FLEXIBLE CABLE 16MM² BLACK | Used in control panels and electrical equipments, on and under plaster as laid in conduit. When this cable is used in fixed installations with mechanically protected switchgear and control panels, the rated voltage is 600/1000 V. | Nominal voltage U | 750V
| 145 | Cables and Wires | Low Voltage Cables | Single Core | H07V-K FLEXIBLE CABLE 16MM² BLACK | 2322924 | PR9051012301 | PRYSMIAN | 0 | https://pim-kvc.soneparsea.com:3443/PictureServer/default.aspx/PRYSMIAN-PR9051012301_Image1.jpg?A097AD989F807182AC95A69EA58479759E72A4978B6765658076867882688F7DBDA6BBAA83659AA4B7 | https://pim-kvc.soneparsea.com:3443/PictureServer/default.aspx/prysmian-h07v-k-series_Datasheet1.pdf?A097AD989F807182ACB5C6BEC5A49995BE72BC7589AD5D9F7DB8B9B7BB9CA39394A6C8A6C59F9599C47682B5B69D | H07V-K FLEXIBLE CABLE 16MM² BLACK | Used in control panels and electrical equipments, on and under plaster as laid in conduit. When this cable is used in fixed installations with mechanically protected switchgear and control panels, the rated voltage is 600/1000 V. | Shape of conductor | Round
| 146 | Cables and Wires | Low Voltage Cables | Single Core | H07V-K FLEXIBLE CABLE 6MM² GREEN/YELLOW | 2322925 | PR9051012106 | PRYSMIAN | 0 | https://pim-kvc.soneparsea.com:3443/PictureServer/default.aspx/prysmian-PR9051012106_Image1.jpg?A097AD989F807182ACB5C6BEC5A49995BE72A4978B67656580768676826D8F7DBDA6BBAA83659AA4B7 | https://pim-kvc.soneparsea.com:3443/PictureServer/default.aspx/prysmian-h07v-k-series_Datasheet1.pdf?A097AD989F807182ACB5C6BEC5A49995BE72BC7589AD5D9F7DB8B9B7BB9CA39394A6C8A6C59F9599C47682B5B69D | H07V-K FLEXIBLE CABLE 6MM² GREEN/YELLOW | PROTODUR® (PVC) insulated wires with solid or stranded copper conductors. These cables are produced according to TS EN 50525-2-31. Used in covered, dry places, in fixed plants, in distribution panels, on and under plaster as laid in conduit or on insulating support. | Conductor material | Copper
| 146 | Cables and Wires | Low Voltage Cables | Single Core | H07V-K FLEXIBLE CABLE 6MM² GREEN/YELLOW | 2322925 | PR9051012106 | PRYSMIAN | 0 | https://pim-kvc.soneparsea.com:3443/PictureServer/default.aspx/prysmian-PR9051012106_Image1.jpg?A097AD989F807182ACB5C6BEC5A49995BE72A4978B67656580768676826D8F7DBDA6BBAA83659AA4B7 | https://pim-kvc.soneparsea.com:3443/PictureServer/default.aspx/prysmian-h07v-k-series_Datasheet1.pdf?A097AD989F807182ACB5C6BEC5A49995BE72BC7589AD5D9F7DB8B9B7BB9CA39394A6C8A6C59F9599C47682B5B69D | H07V-K FLEXIBLE CABLE 6MM² GREEN/YELLOW | PROTODUR® (PVC) insulated wires with solid or stranded copper conductors. These cables are produced according to TS EN 50525-2-31. Used in covered, dry places, in fixed plants, in distribution panels, on and under plaster as laid in conduit or on insulating support. | Nominal cross section conductor | 6mm²
| 146 | Cables and Wires | Low Voltage Cables | Single Core | H07V-K FLEXIBLE CABLE 6MM² GREEN/YELLOW | 2322925 | PR9051012106 | PRYSMIAN | 0 | https://pim-kvc.soneparsea.com:3443/PictureServer/default.aspx/prysmian-PR9051012106_Image1.jpg?A097AD989F807182ACB5C6BEC5A49995BE72A4978B67656580768676826D8F7DBDA6BBAA83659AA4B7 | https://pim-kvc.soneparsea.com:3443/PictureServer/default.aspx/prysmian-h07v-k-series_Datasheet1.pdf?A097AD989F807182ACB5C6BEC5A49995BE72BC7589AD5D9F7DB8B9B7BB9CA39394A6C8A6C59F9599C47682B5B69D | H07V-K FLEXIBLE CABLE 6MM² GREEN/YELLOW | PROTODUR® (PVC) insulated wires with solid or stranded copper conductors. These cables are produced according to TS EN 50525-2-31. Used in covered, dry places, in fixed plants, in distribution panels, on and under plaster as laid in conduit or on insulating support. | Conductor category | Class 5 = flexible
| 146 | Cables and Wires | Low Voltage Cables | Single Core | H07V-K FLEXIBLE CABLE 6MM² GREEN/YELLOW | 2322925 | PR9051012106 | PRYSMIAN | 0 | https://pim-kvc.soneparsea.com:3443/PictureServer/default.aspx/prysmian-PR9051012106_Image1.jpg?A097AD989F807182ACB5C6BEC5A49995BE72A4978B67656580768676826D8F7DBDA6BBAA83659AA4B7 | https://pim-kvc.soneparsea.com:3443/PictureServer/default.aspx/prysmian-h07v-k-series_Datasheet1.pdf?A097AD989F807182ACB5C6BEC5A49995BE72BC7589AD5D9F7DB8B9B7BB9CA39394A6C8A6C59F9599C47682B5B69D | H07V-K FLEXIBLE CABLE 6MM² GREEN/YELLOW | PROTODUR® (PVC) insulated wires with solid or stranded copper conductors. These cables are produced according to TS EN 50525-2-31. Used in covered, dry places, in fixed plants, in distribution panels, on and under plaster as laid in conduit or on insulating support. | Number of cores | 1
| 146 | Cables and Wires | Low Voltage Cables | Single Core | H07V-K FLEXIBLE CABLE 6MM² GREEN/YELLOW | 2322925 | PR9051012106 | PRYSMIAN | 0 | https://pim-kvc.soneparsea.com:3443/PictureServer/default.aspx/prysmian-PR9051012106_Image1.jpg?A097AD989F807182ACB5C6BEC5A49995BE72A4978B67656580768676826D8F7DBDA6BBAA83659AA4B7 | https://pim-kvc.soneparsea.com:3443/PictureServer/default.aspx/prysmian-h07v-k-series_Datasheet1.pdf?A097AD989F807182ACB5C6BEC5A49995BE72BC7589AD5D9F7DB8B9B7BB9CA39394A6C8A6C59F9599C47682B5B69D | H07V-K FLEXIBLE CABLE 6MM² GREEN/YELLOW | PROTODUR® (PVC) insulated wires with solid or stranded copper conductors. These cables are produced according to TS EN 50525-2-31. Used in covered, dry places, in fixed plants, in distribution panels, on and under plaster as laid in conduit or on insulating support. | Material outer sheath | Polyvinyl chloride (PVC)
| 146 | Cables and Wires | Low Voltage Cables | Single Core | H07V-K FLEXIBLE CABLE 6MM² GREEN/YELLOW | 2322925 | PR9051012106 | PRYSMIAN | 0 | https://pim-kvc.soneparsea.com:3443/PictureServer/default.aspx/prysmian-PR9051012106_Image1.jpg?A097AD989F807182ACB5C6BEC5A49995BE72A4978B67656580768676826D8F7DBDA6BBAA83659AA4B7 | https://pim-kvc.soneparsea.com:3443/PictureServer/default.aspx/prysmian-h07v-k-series_Datasheet1.pdf?A097AD989F807182ACB5C6BEC5A49995BE72BC7589AD5D9F7DB8B9B7BB9CA39394A6C8A6C59F9599C47682B5B69D | H07V-K FLEXIBLE CABLE 6MM² GREEN/YELLOW | PROTODUR® (PVC) insulated wires with solid or stranded copper conductors. These cables are produced according to TS EN 50525-2-31. Used in covered, dry places, in fixed plants, in distribution panels, on and under plaster as laid in conduit or on insulating support. | Colour outer sheath | Multi-coloured
| 146 | Cables and Wires | Low Voltage Cables | Single Core | H07V-K FLEXIBLE CABLE 6MM² GREEN/YELLOW | 2322925 | PR9051012106 | PRYSMIAN | 0 | https://pim-kvc.soneparsea.com:3443/PictureServer/default.aspx/prysmian-PR9051012106_Image1.jpg?A097AD989F807182ACB5C6BEC5A49995BE72A4978B67656580768676826D8F7DBDA6BBAA83659AA4B7 | https://pim-kvc.soneparsea.com:3443/PictureServer/default.aspx/prysmian-h07v-k-series_Datasheet1.pdf?A097AD989F807182ACB5C6BEC5A49995BE72BC7589AD5D9F7DB8B9B7BB9CA39394A6C8A6C59F9599C47682B5B69D | H07V-K FLEXIBLE CABLE 6MM² GREEN/YELLOW | PROTODUR® (PVC) insulated wires with solid or stranded copper conductors. These cables are produced according to TS EN 50525-2-31. Used in covered, dry places, in fixed plants, in distribution panels, on and under plaster as laid in conduit or on insulating support. | Nominal voltage U0 | 450V
| 146 | Cables and Wires | Low Voltage Cables | Single Core | H07V-K FLEXIBLE CABLE 6MM² GREEN/YELLOW | 2322925 | PR9051012106 | PRYSMIAN | 0 | https://pim-kvc.soneparsea.com:3443/PictureServer/default.aspx/prysmian-PR9051012106_Image1.jpg?A097AD989F807182ACB5C6BEC5A49995BE72A4978B67656580768676826D8F7DBDA6BBAA83659AA4B7 | https://pim-kvc.soneparsea.com:3443/PictureServer/default.aspx/prysmian-h07v-k-series_Datasheet1.pdf?A097AD989F807182ACB5C6BEC5A49995BE72BC7589AD5D9F7DB8B9B7BB9CA39394A6C8A6C59F9599C47682B5B69D | H07V-K FLEXIBLE CABLE 6MM² GREEN/YELLOW | PROTODUR® (PVC) insulated wires with solid or stranded copper conductors. These cables are produced according to TS EN 50525-2-31. Used in covered, dry places, in fixed plants, in distribution panels, on and under plaster as laid in conduit or on insulating support. | Nominal voltage U | 750V
| 147 | Cables and Wires | Low Voltage Cables | Single Core | H07V-K FLEXIBLE CABLE 10MM² GREEN/YELLOW | 2322926 | PR9051012206 | PRYSMIAN | 0 | https://pim-kvc.soneparsea.com:3443/PictureServer/default.aspx/PRYSMIAN-PR9051012206_Image1.jpg?A097AD989F807182AC95A69EA58479759E72A4978B67656580768677826D8F7DBDA6BBAA83659AA4B7 | https://pim-kvc.soneparsea.com:3443/PictureServer/default.aspx/prysmian-h07v-k-series_Datasheet1.pdf?A097AD989F807182ACB5C6BEC5A49995BE72BC7589AD5D9F7DB8B9B7BB9CA39394A6C8A6C59F9599C47682B5B69D | H07V-K FLEXIBLE CABLE 10MM² GREEN/YELLOW | Used in control panels and electrical equipments, on and under plaster as laid in conduit. When this cable is used in fixed installations with mechanically protected switchgear and control panels, the rated voltage is 600/1000 V. | Conductor material | Copper
| 147 | Cables and Wires | Low Voltage Cables | Single Core | H07V-K FLEXIBLE CABLE 10MM² GREEN/YELLOW | 2322926 | PR9051012206 | PRYSMIAN | 0 | https://pim-kvc.soneparsea.com:3443/PictureServer/default.aspx/PRYSMIAN-PR9051012206_Image1.jpg?A097AD989F807182AC95A69EA58479759E72A4978B67656580768677826D8F7DBDA6BBAA83659AA4B7 | https://pim-kvc.soneparsea.com:3443/PictureServer/default.aspx/prysmian-h07v-k-series_Datasheet1.pdf?A097AD989F807182ACB5C6BEC5A49995BE72BC7589AD5D9F7DB8B9B7BB9CA39394A6C8A6C59F9599C47682B5B69D | H07V-K FLEXIBLE CABLE 10MM² GREEN/YELLOW | Used in control panels and electrical equipments, on and under plaster as laid in conduit. When this cable is used in fixed installations with mechanically protected switchgear and control panels, the rated voltage is 600/1000 V. | Nominal cross section conductor | 10mm²
| 147 | Cables and Wires | Low Voltage Cables | Single Core | H07V-K FLEXIBLE CABLE 10MM² GREEN/YELLOW | 2322926 | PR9051012206 | PRYSMIAN | 0 | https://pim-kvc.soneparsea.com:3443/PictureServer/default.aspx/PRYSMIAN-PR9051012206_Image1.jpg?A097AD989F807182AC95A69EA58479759E72A4978B67656580768677826D8F7DBDA6BBAA83659AA4B7 | https://pim-kvc.soneparsea.com:3443/PictureServer/default.aspx/prysmian-h07v-k-series_Datasheet1.pdf?A097AD989F807182ACB5C6BEC5A49995BE72BC7589AD5D9F7DB8B9B7BB9CA39394A6C8A6C59F9599C47682B5B69D | H07V-K FLEXIBLE CABLE 10MM² GREEN/YELLOW | Used in control panels and electrical equipments, on and under plaster as laid in conduit. When this cable is used in fixed installations with mechanically protected switchgear and control panels, the rated voltage is 600/1000 V. | Conductor category | Class 5 = flexible
| 147 | Cables and Wires | Low Voltage Cables | Single Core | H07V-K FLEXIBLE CABLE 10MM² GREEN/YELLOW | 2322926 | PR9051012206 | PRYSMIAN | 0 | https://pim-kvc.soneparsea.com:3443/PictureServer/default.aspx/PRYSMIAN-PR9051012206_Image1.jpg?A097AD989F807182AC95A69EA58479759E72A4978B67656580768677826D8F7DBDA6BBAA83659AA4B7 | https://pim-kvc.soneparsea.com:3443/PictureServer/default.aspx/prysmian-h07v-k-series_Datasheet1.pdf?A097AD989F807182ACB5C6BEC5A49995BE72BC7589AD5D9F7DB8B9B7BB9CA39394A6C8A6C59F9599C47682B5B69D | H07V-K FLEXIBLE CABLE 10MM² GREEN/YELLOW | Used in control panels and electrical equipments, on and under plaster as laid in conduit. When this cable is used in fixed installations with mechanically protected switchgear and control panels, the rated voltage is 600/1000 V. | Number of cores | 1
| 147 | Cables and Wires | Low Voltage Cables | Single Core | H07V-K FLEXIBLE CABLE 10MM² GREEN/YELLOW | 2322926 | PR9051012206 | PRYSMIAN | 0 | https://pim-kvc.soneparsea.com:3443/PictureServer/default.aspx/PRYSMIAN-PR9051012206_Image1.jpg?A097AD989F807182AC95A69EA58479759E72A4978B67656580768677826D8F7DBDA6BBAA83659AA4B7 | https://pim-kvc.soneparsea.com:3443/PictureServer/default.aspx/prysmian-h07v-k-series_Datasheet1.pdf?A097AD989F807182ACB5C6BEC5A49995BE72BC7589AD5D9F7DB8B9B7BB9CA39394A6C8A6C59F9599C47682B5B69D | H07V-K FLEXIBLE CABLE 10MM² GREEN/YELLOW | Used in control panels and electrical equipments, on and under plaster as laid in conduit. When this cable is used in fixed installations with mechanically protected switchgear and control panels, the rated voltage is 600/1000 V. | Material outer sheath | Polyvinyl chloride (PVC)
| 147 | Cables and Wires | Low Voltage Cables | Single Core | H07V-K FLEXIBLE CABLE 10MM² GREEN/YELLOW | 2322926 | PR9051012206 | PRYSMIAN | 0 | https://pim-kvc.soneparsea.com:3443/PictureServer/default.aspx/PRYSMIAN-PR9051012206_Image1.jpg?A097AD989F807182AC95A69EA58479759E72A4978B67656580768677826D8F7DBDA6BBAA83659AA4B7 | https://pim-kvc.soneparsea.com:3443/PictureServer/default.aspx/prysmian-h07v-k-series_Datasheet1.pdf?A097AD989F807182ACB5C6BEC5A49995BE72BC7589AD5D9F7DB8B9B7BB9CA39394A6C8A6C59F9599C47682B5B69D | H07V-K FLEXIBLE CABLE 10MM² GREEN/YELLOW | Used in control panels and electrical equipments, on and under plaster as laid in conduit. When this cable is used in fixed installations with mechanically protected switchgear and control panels, the rated voltage is 600/1000 V. | Colour outer sheath | Multi-coloured
| 147 | Cables and Wires | Low Voltage Cables | Single Core | H07V-K FLEXIBLE CABLE 10MM² GREEN/YELLOW | 2322926 | PR9051012206 | PRYSMIAN | 0 | https://pim-kvc.soneparsea.com:3443/PictureServer/default.aspx/PRYSMIAN-PR9051012206_Image1.jpg?A097AD989F807182AC95A69EA58479759E72A4978B67656580768677826D8F7DBDA6BBAA83659AA4B7 | https://pim-kvc.soneparsea.com:3443/PictureServer/default.aspx/prysmian-h07v-k-series_Datasheet1.pdf?A097AD989F807182ACB5C6BEC5A49995BE72BC7589AD5D9F7DB8B9B7BB9CA39394A6C8A6C59F9599C47682B5B69D | H07V-K FLEXIBLE CABLE 10MM² GREEN/YELLOW | Used in control panels and electrical equipments, on and under plaster as laid in conduit. When this cable is used in fixed installations with mechanically protected switchgear and control panels, the rated voltage is 600/1000 V. | Cable geometry | Round
| 147 | Cables and Wires | Low Voltage Cables | Single Core | H07V-K FLEXIBLE CABLE 10MM² GREEN/YELLOW | 2322926 | PR9051012206 | PRYSMIAN | 0 | https://pim-kvc.soneparsea.com:3443/PictureServer/default.aspx/PRYSMIAN-PR9051012206_Image1.jpg?A097AD989F807182AC95A69EA58479759E72A4978B67656580768677826D8F7DBDA6BBAA83659AA4B7 | https://pim-kvc.soneparsea.com:3443/PictureServer/default.aspx/prysmian-h07v-k-series_Datasheet1.pdf?A097AD989F807182ACB5C6BEC5A49995BE72BC7589AD5D9F7DB8B9B7BB9CA39394A6C8A6C59F9599C47682B5B69D | H07V-K FLEXIBLE CABLE 10MM² GREEN/YELLOW | Used in control panels and electrical equipments, on and under plaster as laid in conduit. When this cable is used in fixed installations with mechanically protected switchgear and control panels, the rated voltage is 600/1000 V. | Nominal voltage U0 | 450V
| 147 | Cables and Wires | Low Voltage Cables | Single Core | H07V-K FLEXIBLE CABLE 10MM² GREEN/YELLOW | 2322926 | PR9051012206 | PRYSMIAN | 0 | https://pim-kvc.soneparsea.com:3443/PictureServer/default.aspx/PRYSMIAN-PR9051012206_Image1.jpg?A097AD989F807182AC95A69EA58479759E72A4978B67656580768677826D8F7DBDA6BBAA83659AA4B7 | https://pim-kvc.soneparsea.com:3443/PictureServer/default.aspx/prysmian-h07v-k-series_Datasheet1.pdf?A097AD989F807182ACB5C6BEC5A49995BE72BC7589AD5D9F7DB8B9B7BB9CA39394A6C8A6C59F9599C47682B5B69D | H07V-K FLEXIBLE CABLE 10MM² GREEN/YELLOW | Used in control panels and electrical equipments, on and under plaster as laid in conduit. When this cable is used in fixed installations with mechanically protected switchgear and control panels, the rated voltage is 600/1000 V. | Nominal voltage U | 750V
| 147 | Cables and Wires | Low Voltage Cables | Single Core | H07V-K FLEXIBLE CABLE 10MM² GREEN/YELLOW | 2322926 | PR9051012206 | PRYSMIAN | 0 | https://pim-kvc.soneparsea.com:3443/PictureServer/default.aspx/PRYSMIAN-PR9051012206_Image1.jpg?A097AD989F807182AC95A69EA58479759E72A4978B67656580768677826D8F7DBDA6BBAA83659AA4B7 | https://pim-kvc.soneparsea.com:3443/PictureServer/default.aspx/prysmian-h07v-k-series_Datasheet1.pdf?A097AD989F807182ACB5C6BEC5A49995BE72BC7589AD5D9F7DB8B9B7BB9CA39394A6C8A6C59F9599C47682B5B69D | H07V-K FLEXIBLE CABLE 10MM² GREEN/YELLOW | Used in control panels and electrical equipments, on and under plaster as laid in conduit. When this cable is used in fixed installations with mechanically protected switchgear and control panels, the rated voltage is 600/1000 V. | Shape of conductor | Round
| 148 | Cables and Wires | Low Voltage Cables | Single Core | H07V-K FLEXIBLE CABLE 35MM² GREEN/YELLOW RAL 6018-1021 | 2322927 | PR9051012506 | PRYSMIAN | 0 | https://pim-kvc.soneparsea.com:3443/PictureServer/default.aspx/PRYSMIAN-PR9051012506_Image1.jpg?A097AD989F807182AC95A69EA58479759E72A4978B6765658076867A826D8F7DBDA6BBAA83659AA4B7 | https://pim-kvc.soneparsea.com:3443/PictureServer/default.aspx/prysmian-h07v-k-series_Datasheet1.pdf?A097AD989F807182ACB5C6BEC5A49995BE72BC7589AD5D9F7DB8B9B7BB9CA39394A6C8A6C59F9599C47682B5B69D | H07V-K FLEXIBLE CABLE 35MM² GREEN/YELLOW | Used in control panels and electrical equipments, on and under plaster as laid in conduit. When this cable is used in fixed installations with mechanically protected switchgear and control panels, the rated voltage is 600/1000 V. | Conductor material | Copper
| 148 | Cables and Wires | Low Voltage Cables | Single Core | H07V-K FLEXIBLE CABLE 35MM² GREEN/YELLOW RAL 6018-1021 | 2322927 | PR9051012506 | PRYSMIAN | 0 | https://pim-kvc.soneparsea.com:3443/PictureServer/default.aspx/PRYSMIAN-PR9051012506_Image1.jpg?A097AD989F807182AC95A69EA58479759E72A4978B6765658076867A826D8F7DBDA6BBAA83659AA4B7 | https://pim-kvc.soneparsea.com:3443/PictureServer/default.aspx/prysmian-h07v-k-series_Datasheet1.pdf?A097AD989F807182ACB5C6BEC5A49995BE72BC7589AD5D9F7DB8B9B7BB9CA39394A6C8A6C59F9599C47682B5B69D | H07V-K FLEXIBLE CABLE 35MM² GREEN/YELLOW | Used in control panels and electrical equipments, on and under plaster as laid in conduit. When this cable is used in fixed installations with mechanically protected switchgear and control panels, the rated voltage is 600/1000 V. | Nominal cross section conductor | 35mm²
| 148 | Cables and Wires | Low Voltage Cables | Single Core | H07V-K FLEXIBLE CABLE 35MM² GREEN/YELLOW RAL 6018-1021 | 2322927 | PR9051012506 | PRYSMIAN | 0 | https://pim-kvc.soneparsea.com:3443/PictureServer/default.aspx/PRYSMIAN-PR9051012506_Image1.jpg?A097AD989F807182AC95A69EA58479759E72A4978B6765658076867A826D8F7DBDA6BBAA83659AA4B7 | https://pim-kvc.soneparsea.com:3443/PictureServer/default.aspx/prysmian-h07v-k-series_Datasheet1.pdf?A097AD989F807182ACB5C6BEC5A49995BE72BC7589AD5D9F7DB8B9B7BB9CA39394A6C8A6C59F9599C47682B5B69D | H07V-K FLEXIBLE CABLE 35MM² GREEN/YELLOW | Used in control panels and electrical equipments, on and under plaster as laid in conduit. When this cable is used in fixed installations with mechanically protected switchgear and control panels, the rated voltage is 600/1000 V. | Conductor category | Class 5 = flexible
| 148 | Cables and Wires | Low Voltage Cables | Single Core | H07V-K FLEXIBLE CABLE 35MM² GREEN/YELLOW RAL 6018-1021 | 2322927 | PR9051012506 | PRYSMIAN | 0 | https://pim-kvc.soneparsea.com:3443/PictureServer/default.aspx/PRYSMIAN-PR9051012506_Image1.jpg?A097AD989F807182AC95A69EA58479759E72A4978B6765658076867A826D8F7DBDA6BBAA83659AA4B7 | https://pim-kvc.soneparsea.com:3443/PictureServer/default.aspx/prysmian-h07v-k-series_Datasheet1.pdf?A097AD989F807182ACB5C6BEC5A49995BE72BC7589AD5D9F7DB8B9B7BB9CA39394A6C8A6C59F9599C47682B5B69D | H07V-K FLEXIBLE CABLE 35MM² GREEN/YELLOW | Used in control panels and electrical equipments, on and under plaster as laid in conduit. When this cable is used in fixed installations with mechanically protected switchgear and control panels, the rated voltage is 600/1000 V. | Number of cores | 1
| 148 | Cables and Wires | Low Voltage Cables | Single Core | H07V-K FLEXIBLE CABLE 35MM² GREEN/YELLOW RAL 6018-1021 | 2322927 | PR9051012506 | PRYSMIAN | 0 | https://pim-kvc.soneparsea.com:3443/PictureServer/default.aspx/PRYSMIAN-PR9051012506_Image1.jpg?A097AD989F807182AC95A69EA58479759E72A4978B6765658076867A826D8F7DBDA6BBAA83659AA4B7 | https://pim-kvc.soneparsea.com:3443/PictureServer/default.aspx/prysmian-h07v-k-series_Datasheet1.pdf?A097AD989F807182ACB5C6BEC5A49995BE72BC7589AD5D9F7DB8B9B7BB9CA39394A6C8A6C59F9599C47682B5B69D | H07V-K FLEXIBLE CABLE 35MM² GREEN/YELLOW | Used in control panels and electrical equipments, on and under plaster as laid in conduit. When this cable is used in fixed installations with mechanically protected switchgear and control panels, the rated voltage is 600/1000 V. | Material outer sheath | Polyvinyl chloride (PVC)
| 148 | Cables and Wires | Low Voltage Cables | Single Core | H07V-K FLEXIBLE CABLE 35MM² GREEN/YELLOW RAL 6018-1021 | 2322927 | PR9051012506 | PRYSMIAN | 0 | https://pim-kvc.soneparsea.com:3443/PictureServer/default.aspx/PRYSMIAN-PR9051012506_Image1.jpg?A097AD989F807182AC95A69EA58479759E72A4978B6765658076867A826D8F7DBDA6BBAA83659AA4B7 | https://pim-kvc.soneparsea.com:3443/PictureServer/default.aspx/prysmian-h07v-k-series_Datasheet1.pdf?A097AD989F807182ACB5C6BEC5A49995BE72BC7589AD5D9F7DB8B9B7BB9CA39394A6C8A6C59F9599C47682B5B69D | H07V-K FLEXIBLE CABLE 35MM² GREEN/YELLOW | Used in control panels and electrical equipments, on and under plaster as laid in conduit. When this cable is used in fixed installations with mechanically protected switchgear and control panels, the rated voltage is 600/1000 V. | Colour outer sheath | Multi-coloured
| 148 | Cables and Wires | Low Voltage Cables | Single Core | H07V-K FLEXIBLE CABLE 35MM² GREEN/YELLOW RAL 6018-1021 | 2322927 | PR9051012506 | PRYSMIAN | 0 | https://pim-kvc.soneparsea.com:3443/PictureServer/default.aspx/PRYSMIAN-PR9051012506_Image1.jpg?A097AD989F807182AC95A69EA58479759E72A4978B6765658076867A826D8F7DBDA6BBAA83659AA4B7 | https://pim-kvc.soneparsea.com:3443/PictureServer/default.aspx/prysmian-h07v-k-series_Datasheet1.pdf?A097AD989F807182ACB5C6BEC5A49995BE72BC7589AD5D9F7DB8B9B7BB9CA39394A6C8A6C59F9599C47682B5B69D | H07V-K FLEXIBLE CABLE 35MM² GREEN/YELLOW | Used in control panels and electrical equipments, on and under plaster as laid in conduit. When this cable is used in fixed installations with mechanically protected switchgear and control panels, the rated voltage is 600/1000 V. | Cable geometry | Round
| 148 | Cables and Wires | Low Voltage Cables | Single Core | H07V-K FLEXIBLE CABLE 35MM² GREEN/YELLOW RAL 6018-1021 | 2322927 | PR9051012506 | PRYSMIAN | 0 | https://pim-kvc.soneparsea.com:3443/PictureServer/default.aspx/PRYSMIAN-PR9051012506_Image1.jpg?A097AD989F807182AC95A69EA58479759E72A4978B6765658076867A826D8F7DBDA6BBAA83659AA4B7 | https://pim-kvc.soneparsea.com:3443/PictureServer/default.aspx/prysmian-h07v-k-series_Datasheet1.pdf?A097AD989F807182ACB5C6BEC5A49995BE72BC7589AD5D9F7DB8B9B7BB9CA39394A6C8A6C59F9599C47682B5B69D | H07V-K FLEXIBLE CABLE 35MM² GREEN/YELLOW | Used in control panels and electrical equipments, on and under plaster as laid in conduit. When this cable is used in fixed installations with mechanically protected switchgear and control panels, the rated voltage is 600/1000 V. | Nominal voltage U0 | 450V
| 148 | Cables and Wires | Low Voltage Cables | Single Core | H07V-K FLEXIBLE CABLE 35MM² GREEN/YELLOW RAL 6018-1021 | 2322927 | PR9051012506 | PRYSMIAN | 0 | https://pim-kvc.soneparsea.com:3443/PictureServer/default.aspx/PRYSMIAN-PR9051012506_Image1.jpg?A097AD989F807182AC95A69EA58479759E72A4978B6765658076867A826D8F7DBDA6BBAA83659AA4B7 | https://pim-kvc.soneparsea.com:3443/PictureServer/default.aspx/prysmian-h07v-k-series_Datasheet1.pdf?A097AD989F807182ACB5C6BEC5A49995BE72BC7589AD5D9F7DB8B9B7BB9CA39394A6C8A6C59F9599C47682B5B69D | H07V-K FLEXIBLE CABLE 35MM² GREEN/YELLOW | Used in control panels and electrical equipments, on and under plaster as laid in conduit. When this cable is used in fixed installations with mechanically protected switchgear and control panels, the rated voltage is 600/1000 V. | Nominal voltage U | 750V
| 148 | Cables and Wires | Low Voltage Cables | Single Core | H07V-K FLEXIBLE CABLE 35MM² GREEN/YELLOW RAL 6018-1021 | 2322927 | PR9051012506 | PRYSMIAN | 0 | https://pim-kvc.soneparsea.com:3443/PictureServer/default.aspx/PRYSMIAN-PR9051012506_Image1.jpg?A097AD989F807182AC95A69EA58479759E72A4978B6765658076867A826D8F7DBDA6BBAA83659AA4B7 | https://pim-kvc.soneparsea.com:3443/PictureServer/default.aspx/prysmian-h07v-k-series_Datasheet1.pdf?A097AD989F807182ACB5C6BEC5A49995BE72BC7589AD5D9F7DB8B9B7BB9CA39394A6C8A6C59F9599C47682B5B69D | H07V-K FLEXIBLE CABLE 35MM² GREEN/YELLOW | Used in control panels and electrical equipments, on and under plaster as laid in conduit. When this cable is used in fixed installations with mechanically protected switchgear and control panels, the rated voltage is 600/1000 V. | Shape of conductor | Round
| 149 | Cables and Wires | Low Voltage Cables | Single Core | CU/LSHF 450/750V BS EN 50525-3-41, 1C X 6MM² BLACK | 2358010 | CU/LSHF101210104 | PRYSMIAN | 0 | https://pim-kvc.soneparsea.com:3443/PictureServer/default.aspx/draka-cu-lshf101210104_Image1.jpg?A097AD989F807182ACA9C6A6BD985D97C572C0B8BA9D6164817785758367649399B2B5ACB7685E9EC0AC | https://pim-kvc.soneparsea.com:3443/PictureServer/default.aspx/draka-cu-lshf_Datasheet1.pdf?A097AD989F807182ACA9C6A6BD985D97C572C0B8BA9D8F78B1B9B5B8BA9C95A88173C4A9B8 | CU/LSHF 450/750V BS EN 50525-3-41, IEC60332-3-22 1C X 6MM² BLACK | This cable is made of plain annealed copper wire conductor with an extruded layer of cross-linked polyelefin insulation. It also meets IEC60754-1/2 AND IEC61034-2 international standards for low smoke function. | Conductor material | Copper
| 149 | Cables and Wires | Low Voltage Cables | Single Core | CU/LSHF 450/750V BS EN 50525-3-41, 1C X 6MM² BLACK | 2358010 | CU/LSHF101210104 | PRYSMIAN | 0 | https://pim-kvc.soneparsea.com:3443/PictureServer/default.aspx/draka-cu-lshf101210104_Image1.jpg?A097AD989F807182ACA9C6A6BD985D97C572C0B8BA9D6164817785758367649399B2B5ACB7685E9EC0AC | https://pim-kvc.soneparsea.com:3443/PictureServer/default.aspx/draka-cu-lshf_Datasheet1.pdf?A097AD989F807182ACA9C6A6BD985D97C572C0B8BA9D8F78B1B9B5B8BA9C95A88173C4A9B8 | CU/LSHF 450/750V BS EN 50525-3-41, IEC60332-3-22 1C X 6MM² BLACK | This cable is made of plain annealed copper wire conductor with an extruded layer of cross-linked polyelefin insulation. It also meets IEC60754-1/2 AND IEC61034-2 international standards for low smoke function. | Nominal cross section conductor | 6mm²
| 149 | Cables and Wires | Low Voltage Cables | Single Core | CU/LSHF 450/750V BS EN 50525-3-41, 1C X 6MM² BLACK | 2358010 | CU/LSHF101210104 | PRYSMIAN | 0 | https://pim-kvc.soneparsea.com:3443/PictureServer/default.aspx/draka-cu-lshf101210104_Image1.jpg?A097AD989F807182ACA9C6A6BD985D97C572C0B8BA9D6164817785758367649399B2B5ACB7685E9EC0AC | https://pim-kvc.soneparsea.com:3443/PictureServer/default.aspx/draka-cu-lshf_Datasheet1.pdf?A097AD989F807182ACA9C6A6BD985D97C572C0B8BA9D8F78B1B9B5B8BA9C95A88173C4A9B8 | CU/LSHF 450/750V BS EN 50525-3-41, IEC60332-3-22 1C X 6MM² BLACK | This cable is made of plain annealed copper wire conductor with an extruded layer of cross-linked polyelefin insulation. It also meets IEC60754-1/2 AND IEC61034-2 international standards for low smoke function. | Number of cores | 1
| 149 | Cables and Wires | Low Voltage Cables | Single Core | CU/LSHF 450/750V BS EN 50525-3-41, 1C X 6MM² BLACK | 2358010 | CU/LSHF101210104 | PRYSMIAN | 0 | https://pim-kvc.soneparsea.com:3443/PictureServer/default.aspx/draka-cu-lshf101210104_Image1.jpg?A097AD989F807182ACA9C6A6BD985D97C572C0B8BA9D6164817785758367649399B2B5ACB7685E9EC0AC | https://pim-kvc.soneparsea.com:3443/PictureServer/default.aspx/draka-cu-lshf_Datasheet1.pdf?A097AD989F807182ACA9C6A6BD985D97C572C0B8BA9D8F78B1B9B5B8BA9C95A88173C4A9B8 | CU/LSHF 450/750V BS EN 50525-3-41, IEC60332-3-22 1C X 6MM² BLACK | This cable is made of plain annealed copper wire conductor with an extruded layer of cross-linked polyelefin insulation. It also meets IEC60754-1/2 AND IEC61034-2 international standards for low smoke function. | Material core insulation | Polyolefin
| 149 | Cables and Wires | Low Voltage Cables | Single Core | CU/LSHF 450/750V BS EN 50525-3-41, 1C X 6MM² BLACK | 2358010 | CU/LSHF101210104 | PRYSMIAN | 0 | https://pim-kvc.soneparsea.com:3443/PictureServer/default.aspx/draka-cu-lshf101210104_Image1.jpg?A097AD989F807182ACA9C6A6BD985D97C572C0B8BA9D6164817785758367649399B2B5ACB7685E9EC0AC | https://pim-kvc.soneparsea.com:3443/PictureServer/default.aspx/draka-cu-lshf_Datasheet1.pdf?A097AD989F807182ACA9C6A6BD985D97C572C0B8BA9D8F78B1B9B5B8BA9C95A88173C4A9B8 | CU/LSHF 450/750V BS EN 50525-3-41, IEC60332-3-22 1C X 6MM² BLACK | This cable is made of plain annealed copper wire conductor with an extruded layer of cross-linked polyelefin insulation. It also meets IEC60754-1/2 AND IEC61034-2 international standards for low smoke function. | Specification core insulation | Crosslinked polyethylene (XLPE)
| 149 | Cables and Wires | Low Voltage Cables | Single Core | CU/LSHF 450/750V BS EN 50525-3-41, 1C X 6MM² BLACK | 2358010 | CU/LSHF101210104 | PRYSMIAN | 0 | https://pim-kvc.soneparsea.com:3443/PictureServer/default.aspx/draka-cu-lshf101210104_Image1.jpg?A097AD989F807182ACA9C6A6BD985D97C572C0B8BA9D6164817785758367649399B2B5ACB7685E9EC0AC | https://pim-kvc.soneparsea.com:3443/PictureServer/default.aspx/draka-cu-lshf_Datasheet1.pdf?A097AD989F807182ACA9C6A6BD985D97C572C0B8BA9D8F78B1B9B5B8BA9C95A88173C4A9B8 | CU/LSHF 450/750V BS EN 50525-3-41, IEC60332-3-22 1C X 6MM² BLACK | This cable is made of plain annealed copper wire conductor with an extruded layer of cross-linked polyelefin insulation. It also meets IEC60754-1/2 AND IEC61034-2 international standards for low smoke function. | Core identification | Colour
| 149 | Cables and Wires | Low Voltage Cables | Single Core | CU/LSHF 450/750V BS EN 50525-3-41, 1C X 6MM² BLACK | 2358010 | CU/LSHF101210104 | PRYSMIAN | 0 | https://pim-kvc.soneparsea.com:3443/PictureServer/default.aspx/draka-cu-lshf101210104_Image1.jpg?A097AD989F807182ACA9C6A6BD985D97C572C0B8BA9D6164817785758367649399B2B5ACB7685E9EC0AC | https://pim-kvc.soneparsea.com:3443/PictureServer/default.aspx/draka-cu-lshf_Datasheet1.pdf?A097AD989F807182ACA9C6A6BD985D97C572C0B8BA9D8F78B1B9B5B8BA9C95A88173C4A9B8 | CU/LSHF 450/750V BS EN 50525-3-41, IEC60332-3-22 1C X 6MM² BLACK | This cable is made of plain annealed copper wire conductor with an extruded layer of cross-linked polyelefin insulation. It also meets IEC60754-1/2 AND IEC61034-2 international standards for low smoke function. | Core colour | Black
| 149 | Cables and Wires | Low Voltage Cables | Single Core | CU/LSHF 450/750V BS EN 50525-3-41, 1C X 6MM² BLACK | 2358010 | CU/LSHF101210104 | PRYSMIAN | 0 | https://pim-kvc.soneparsea.com:3443/PictureServer/default.aspx/draka-cu-lshf101210104_Image1.jpg?A097AD989F807182ACA9C6A6BD985D97C572C0B8BA9D6164817785758367649399B2B5ACB7685E9EC0AC | https://pim-kvc.soneparsea.com:3443/PictureServer/default.aspx/draka-cu-lshf_Datasheet1.pdf?A097AD989F807182ACA9C6A6BD985D97C572C0B8BA9D8F78B1B9B5B8BA9C95A88173C4A9B8 | CU/LSHF 450/750V BS EN 50525-3-41, IEC60332-3-22 1C X 6MM² BLACK | This cable is made of plain annealed copper wire conductor with an extruded layer of cross-linked polyelefin insulation. It also meets IEC60754-1/2 AND IEC61034-2 international standards for low smoke function. | Cable geometry | Round
| 149 | Cables and Wires | Low Voltage Cables | Single Core | CU/LSHF 450/750V BS EN 50525-3-41, 1C X 6MM² BLACK | 2358010 | CU/LSHF101210104 | PRYSMIAN | 0 | https://pim-kvc.soneparsea.com:3443/PictureServer/default.aspx/draka-cu-lshf101210104_Image1.jpg?A097AD989F807182ACA9C6A6BD985D97C572C0B8BA9D6164817785758367649399B2B5ACB7685E9EC0AC | https://pim-kvc.soneparsea.com:3443/PictureServer/default.aspx/draka-cu-lshf_Datasheet1.pdf?A097AD989F807182ACA9C6A6BD985D97C572C0B8BA9D8F78B1B9B5B8BA9C95A88173C4A9B8 | CU/LSHF 450/750V BS EN 50525-3-41, IEC60332-3-22 1C X 6MM² BLACK | This cable is made of plain annealed copper wire conductor with an extruded layer of cross-linked polyelefin insulation. It also meets IEC60754-1/2 AND IEC61034-2 international standards for low smoke function. | Nominal voltage U0 | 450V
| 149 | Cables and Wires | Low Voltage Cables | Single Core | CU/LSHF 450/750V BS EN 50525-3-41, 1C X 6MM² BLACK | 2358010 | CU/LSHF101210104 | PRYSMIAN | 0 | https://pim-kvc.soneparsea.com:3443/PictureServer/default.aspx/draka-cu-lshf101210104_Image1.jpg?A097AD989F807182ACA9C6A6BD985D97C572C0B8BA9D6164817785758367649399B2B5ACB7685E9EC0AC | https://pim-kvc.soneparsea.com:3443/PictureServer/default.aspx/draka-cu-lshf_Datasheet1.pdf?A097AD989F807182ACA9C6A6BD985D97C572C0B8BA9D8F78B1B9B5B8BA9C95A88173C4A9B8 | CU/LSHF 450/750V BS EN 50525-3-41, IEC60332-3-22 1C X 6MM² BLACK | This cable is made of plain annealed copper wire conductor with an extruded layer of cross-linked polyelefin insulation. It also meets IEC60754-1/2 AND IEC61034-2 international standards for low smoke function. | Nominal voltage U | 750V
| 149 | Cables and Wires | Low Voltage Cables | Single Core | CU/LSHF 450/750V BS EN 50525-3-41, 1C X 6MM² BLACK | 2358010 | CU/LSHF101210104 | PRYSMIAN | 0 | https://pim-kvc.soneparsea.com:3443/PictureServer/default.aspx/draka-cu-lshf101210104_Image1.jpg?A097AD989F807182ACA9C6A6BD985D97C572C0B8BA9D6164817785758367649399B2B5ACB7685E9EC0AC | https://pim-kvc.soneparsea.com:3443/PictureServer/default.aspx/draka-cu-lshf_Datasheet1.pdf?A097AD989F807182ACA9C6A6BD985D97C572C0B8BA9D8F78B1B9B5B8BA9C95A88173C4A9B8 | CU/LSHF 450/750V BS EN 50525-3-41, IEC60332-3-22 1C X 6MM² BLACK | This cable is made of plain annealed copper wire conductor with an extruded layer of cross-linked polyelefin insulation. It also meets IEC60754-1/2 AND IEC61034-2 international standards for low smoke function. | Shape of conductor | Round
| 150 | Cables and Wires | Low Voltage Cables | Single Core | H07V-K FLEXIBLE CABLE 2.5MM² DARK BLUE | 2358953 | PR9051011704 | PRYSMIAN | 0 | https://pim-kvc.soneparsea.com:3443/PictureServer/default.aspx/PRYSMIAN-PR9051011704_Image1.jpg?A097AD989F807182AC95A69EA58479759E72A4978B6765658076857C826B8F7DBDA6BBAA83659AA4B7 | https://pim-kvc.soneparsea.com:3443/PictureServer/default.aspx/prysmian-h07v-k-series_Datasheet1.pdf?A097AD989F807182ACB5C6BEC5A49995BE72BC7589AD5D9F7DB8B9B7BB9CA39394A6C8A6C59F9599C47682B5B69D | H07V-K FLEXIBLE CABLE 2.5MM² DARK BLUE | Used in control panels and electrical equipments, on and under plaster as laid in conduit. When this cable is used in fixed installations with mechanically protected switchgear and control panels, the rated voltage is 600/1000 V. | Conductor material | Copper
| 150 | Cables and Wires | Low Voltage Cables | Single Core | H07V-K FLEXIBLE CABLE 2.5MM² DARK BLUE | 2358953 | PR9051011704 | PRYSMIAN | 0 | https://pim-kvc.soneparsea.com:3443/PictureServer/default.aspx/PRYSMIAN-PR9051011704_Image1.jpg?A097AD989F807182AC95A69EA58479759E72A4978B6765658076857C826B8F7DBDA6BBAA83659AA4B7 | https://pim-kvc.soneparsea.com:3443/PictureServer/default.aspx/prysmian-h07v-k-series_Datasheet1.pdf?A097AD989F807182ACB5C6BEC5A49995BE72BC7589AD5D9F7DB8B9B7BB9CA39394A6C8A6C59F9599C47682B5B69D | H07V-K FLEXIBLE CABLE 2.5MM² DARK BLUE | Used in control panels and electrical equipments, on and under plaster as laid in conduit. When this cable is used in fixed installations with mechanically protected switchgear and control panels, the rated voltage is 600/1000 V. | Nominal cross section conductor | 2.5mm²
| 150 | Cables and Wires | Low Voltage Cables | Single Core | H07V-K FLEXIBLE CABLE 2.5MM² DARK BLUE | 2358953 | PR9051011704 | PRYSMIAN | 0 | https://pim-kvc.soneparsea.com:3443/PictureServer/default.aspx/PRYSMIAN-PR9051011704_Image1.jpg?A097AD989F807182AC95A69EA58479759E72A4978B6765658076857C826B8F7DBDA6BBAA83659AA4B7 | https://pim-kvc.soneparsea.com:3443/PictureServer/default.aspx/prysmian-h07v-k-series_Datasheet1.pdf?A097AD989F807182ACB5C6BEC5A49995BE72BC7589AD5D9F7DB8B9B7BB9CA39394A6C8A6C59F9599C47682B5B69D | H07V-K FLEXIBLE CABLE 2.5MM² DARK BLUE | Used in control panels and electrical equipments, on and under plaster as laid in conduit. When this cable is used in fixed installations with mechanically protected switchgear and control panels, the rated voltage is 600/1000 V. | Conductor category | Class 5 = flexible
| 150 | Cables and Wires | Low Voltage Cables | Single Core | H07V-K FLEXIBLE CABLE 2.5MM² DARK BLUE | 2358953 | PR9051011704 | PRYSMIAN | 0 | https://pim-kvc.soneparsea.com:3443/PictureServer/default.aspx/PRYSMIAN-PR9051011704_Image1.jpg?A097AD989F807182AC95A69EA58479759E72A4978B6765658076857C826B8F7DBDA6BBAA83659AA4B7 | https://pim-kvc.soneparsea.com:3443/PictureServer/default.aspx/prysmian-h07v-k-series_Datasheet1.pdf?A097AD989F807182ACB5C6BEC5A49995BE72BC7589AD5D9F7DB8B9B7BB9CA39394A6C8A6C59F9599C47682B5B69D | H07V-K FLEXIBLE CABLE 2.5MM² DARK BLUE | Used in control panels and electrical equipments, on and under plaster as laid in conduit. When this cable is used in fixed installations with mechanically protected switchgear and control panels, the rated voltage is 600/1000 V. | Number of cores | 1
| 150 | Cables and Wires | Low Voltage Cables | Single Core | H07V-K FLEXIBLE CABLE 2.5MM² DARK BLUE | 2358953 | PR9051011704 | PRYSMIAN | 0 | https://pim-kvc.soneparsea.com:3443/PictureServer/default.aspx/PRYSMIAN-PR9051011704_Image1.jpg?A097AD989F807182AC95A69EA58479759E72A4978B6765658076857C826B8F7DBDA6BBAA83659AA4B7 | https://pim-kvc.soneparsea.com:3443/PictureServer/default.aspx/prysmian-h07v-k-series_Datasheet1.pdf?A097AD989F807182ACB5C6BEC5A49995BE72BC7589AD5D9F7DB8B9B7BB9CA39394A6C8A6C59F9599C47682B5B69D | H07V-K FLEXIBLE CABLE 2.5MM² DARK BLUE | Used in control panels and electrical equipments, on and under plaster as laid in conduit. When this cable is used in fixed installations with mechanically protected switchgear and control panels, the rated voltage is 600/1000 V. | Material outer sheath | Polyvinyl chloride (PVC)
| 150 | Cables and Wires | Low Voltage Cables | Single Core | H07V-K FLEXIBLE CABLE 2.5MM² DARK BLUE | 2358953 | PR9051011704 | PRYSMIAN | 0 | https://pim-kvc.soneparsea.com:3443/PictureServer/default.aspx/PRYSMIAN-PR9051011704_Image1.jpg?A097AD989F807182AC95A69EA58479759E72A4978B6765658076857C826B8F7DBDA6BBAA83659AA4B7 | https://pim-kvc.soneparsea.com:3443/PictureServer/default.aspx/prysmian-h07v-k-series_Datasheet1.pdf?A097AD989F807182ACB5C6BEC5A49995BE72BC7589AD5D9F7DB8B9B7BB9CA39394A6C8A6C59F9599C47682B5B69D | H07V-K FLEXIBLE CABLE 2.5MM² DARK BLUE | Used in control panels and electrical equipments, on and under plaster as laid in conduit. When this cable is used in fixed installations with mechanically protected switchgear and control panels, the rated voltage is 600/1000 V. | Colour outer sheath | Blue
| 150 | Cables and Wires | Low Voltage Cables | Single Core | H07V-K FLEXIBLE CABLE 2.5MM² DARK BLUE | 2358953 | PR9051011704 | PRYSMIAN | 0 | https://pim-kvc.soneparsea.com:3443/PictureServer/default.aspx/PRYSMIAN-PR9051011704_Image1.jpg?A097AD989F807182AC95A69EA58479759E72A4978B6765658076857C826B8F7DBDA6BBAA83659AA4B7 | https://pim-kvc.soneparsea.com:3443/PictureServer/default.aspx/prysmian-h07v-k-series_Datasheet1.pdf?A097AD989F807182ACB5C6BEC5A49995BE72BC7589AD5D9F7DB8B9B7BB9CA39394A6C8A6C59F9599C47682B5B69D | H07V-K FLEXIBLE CABLE 2.5MM² DARK BLUE | Used in control panels and electrical equipments, on and under plaster as laid in conduit. When this cable is used in fixed installations with mechanically protected switchgear and control panels, the rated voltage is 600/1000 V. | Cable geometry | Round
| 150 | Cables and Wires | Low Voltage Cables | Single Core | H07V-K FLEXIBLE CABLE 2.5MM² DARK BLUE | 2358953 | PR9051011704 | PRYSMIAN | 0 | https://pim-kvc.soneparsea.com:3443/PictureServer/default.aspx/PRYSMIAN-PR9051011704_Image1.jpg?A097AD989F807182AC95A69EA58479759E72A4978B6765658076857C826B8F7DBDA6BBAA83659AA4B7 | https://pim-kvc.soneparsea.com:3443/PictureServer/default.aspx/prysmian-h07v-k-series_Datasheet1.pdf?A097AD989F807182ACB5C6BEC5A49995BE72BC7589AD5D9F7DB8B9B7BB9CA39394A6C8A6C59F9599C47682B5B69D | H07V-K FLEXIBLE CABLE 2.5MM² DARK BLUE | Used in control panels and electrical equipments, on and under plaster as laid in conduit. When this cable is used in fixed installations with mechanically protected switchgear and control panels, the rated voltage is 600/1000 V. | Nominal voltage U0 | 450V
| 150 | Cables and Wires | Low Voltage Cables | Single Core | H07V-K FLEXIBLE CABLE 2.5MM² DARK BLUE | 2358953 | PR9051011704 | PRYSMIAN | 0 | https://pim-kvc.soneparsea.com:3443/PictureServer/default.aspx/PRYSMIAN-PR9051011704_Image1.jpg?A097AD989F807182AC95A69EA58479759E72A4978B6765658076857C826B8F7DBDA6BBAA83659AA4B7 | https://pim-kvc.soneparsea.com:3443/PictureServer/default.aspx/prysmian-h07v-k-series_Datasheet1.pdf?A097AD989F807182ACB5C6BEC5A49995BE72BC7589AD5D9F7DB8B9B7BB9CA39394A6C8A6C59F9599C47682B5B69D | H07V-K FLEXIBLE CABLE 2.5MM² DARK BLUE | Used in control panels and electrical equipments, on and under plaster as laid in conduit. When this cable is used in fixed installations with mechanically protected switchgear and control panels, the rated voltage is 600/1000 V. | Nominal voltage U | 750V
| 150 | Cables and Wires | Low Voltage Cables | Single Core | H07V-K FLEXIBLE CABLE 2.5MM² DARK BLUE | 2358953 | PR9051011704 | PRYSMIAN | 0 | https://pim-kvc.soneparsea.com:3443/PictureServer/default.aspx/PRYSMIAN-PR9051011704_Image1.jpg?A097AD989F807182AC95A69EA58479759E72A4978B6765658076857C826B8F7DBDA6BBAA83659AA4B7 | https://pim-kvc.soneparsea.com:3443/PictureServer/default.aspx/prysmian-h07v-k-series_Datasheet1.pdf?A097AD989F807182ACB5C6BEC5A49995BE72BC7589AD5D9F7DB8B9B7BB9CA39394A6C8A6C59F9599C47682B5B69D | H07V-K FLEXIBLE CABLE 2.5MM² DARK BLUE | Used in control panels and electrical equipments, on and under plaster as laid in conduit. When this cable is used in fixed installations with mechanically protected switchgear and control panels, the rated voltage is 600/1000 V. | Shape of conductor | Round
| 151 | Cables and Wires | Low Voltage Cables | Single Core | H07V-K FLEXIBLE CABLE 2.5MM² GREEN | 2358954 | PR9051011705 | PRYSMIAN | 0 | https://pim-kvc.soneparsea.com:3443/PictureServer/default.aspx/PRYSMIAN_PR9051011705_Image1.jpg?A097AD989F807182AC95A69EA58479759EA4A4978B6765658076857C826C8F7DBDA6BBAA83659AA4B7 | https://pim-kvc.soneparsea.com:3443/PictureServer/default.aspx/prysmian-h07v-k-series_Datasheet1.pdf?A097AD989F807182ACB5C6BEC5A49995BE72BC7589AD5D9F7DB8B9B7BB9CA39394A6C8A6C59F9599C47682B5B69D | H07V-K FLEXIBLE CABLE 2.5MM² GREEN | Used in control panels and electrical equipments, on and under plaster as laid in conduit. When this cable is used in fixed installations with mechanically protected switchgear and control panels, the rated voltage is 600/1000 V. | Conductor material | Copper
| 151 | Cables and Wires | Low Voltage Cables | Single Core | H07V-K FLEXIBLE CABLE 2.5MM² GREEN | 2358954 | PR9051011705 | PRYSMIAN | 0 | https://pim-kvc.soneparsea.com:3443/PictureServer/default.aspx/PRYSMIAN_PR9051011705_Image1.jpg?A097AD989F807182AC95A69EA58479759EA4A4978B6765658076857C826C8F7DBDA6BBAA83659AA4B7 | https://pim-kvc.soneparsea.com:3443/PictureServer/default.aspx/prysmian-h07v-k-series_Datasheet1.pdf?A097AD989F807182ACB5C6BEC5A49995BE72BC7589AD5D9F7DB8B9B7BB9CA39394A6C8A6C59F9599C47682B5B69D | H07V-K FLEXIBLE CABLE 2.5MM² GREEN | Used in control panels and electrical equipments, on and under plaster as laid in conduit. When this cable is used in fixed installations with mechanically protected switchgear and control panels, the rated voltage is 600/1000 V. | Nominal cross section conductor | 2.5mm²
| 151 | Cables and Wires | Low Voltage Cables | Single Core | H07V-K FLEXIBLE CABLE 2.5MM² GREEN | 2358954 | PR9051011705 | PRYSMIAN | 0 | https://pim-kvc.soneparsea.com:3443/PictureServer/default.aspx/PRYSMIAN_PR9051011705_Image1.jpg?A097AD989F807182AC95A69EA58479759EA4A4978B6765658076857C826C8F7DBDA6BBAA83659AA4B7 | https://pim-kvc.soneparsea.com:3443/PictureServer/default.aspx/prysmian-h07v-k-series_Datasheet1.pdf?A097AD989F807182ACB5C6BEC5A49995BE72BC7589AD5D9F7DB8B9B7BB9CA39394A6C8A6C59F9599C47682B5B69D | H07V-K FLEXIBLE CABLE 2.5MM² GREEN | Used in control panels and electrical equipments, on and under plaster as laid in conduit. When this cable is used in fixed installations with mechanically protected switchgear and control panels, the rated voltage is 600/1000 V. | Conductor category | Class 5 = flexible
| 151 | Cables and Wires | Low Voltage Cables | Single Core | H07V-K FLEXIBLE CABLE 2.5MM² GREEN | 2358954 | PR9051011705 | PRYSMIAN | 0 | https://pim-kvc.soneparsea.com:3443/PictureServer/default.aspx/PRYSMIAN_PR9051011705_Image1.jpg?A097AD989F807182AC95A69EA58479759EA4A4978B6765658076857C826C8F7DBDA6BBAA83659AA4B7 | https://pim-kvc.soneparsea.com:3443/PictureServer/default.aspx/prysmian-h07v-k-series_Datasheet1.pdf?A097AD989F807182ACB5C6BEC5A49995BE72BC7589AD5D9F7DB8B9B7BB9CA39394A6C8A6C59F9599C47682B5B69D | H07V-K FLEXIBLE CABLE 2.5MM² GREEN | Used in control panels and electrical equipments, on and under plaster as laid in conduit. When this cable is used in fixed installations with mechanically protected switchgear and control panels, the rated voltage is 600/1000 V. | Number of cores | 1
| 151 | Cables and Wires | Low Voltage Cables | Single Core | H07V-K FLEXIBLE CABLE 2.5MM² GREEN | 2358954 | PR9051011705 | PRYSMIAN | 0 | https://pim-kvc.soneparsea.com:3443/PictureServer/default.aspx/PRYSMIAN_PR9051011705_Image1.jpg?A097AD989F807182AC95A69EA58479759EA4A4978B6765658076857C826C8F7DBDA6BBAA83659AA4B7 | https://pim-kvc.soneparsea.com:3443/PictureServer/default.aspx/prysmian-h07v-k-series_Datasheet1.pdf?A097AD989F807182ACB5C6BEC5A49995BE72BC7589AD5D9F7DB8B9B7BB9CA39394A6C8A6C59F9599C47682B5B69D | H07V-K FLEXIBLE CABLE 2.5MM² GREEN | Used in control panels and electrical equipments, on and under plaster as laid in conduit. When this cable is used in fixed installations with mechanically protected switchgear and control panels, the rated voltage is 600/1000 V. | Material outer sheath | Polyvinyl chloride (PVC)
| 151 | Cables and Wires | Low Voltage Cables | Single Core | H07V-K FLEXIBLE CABLE 2.5MM² GREEN | 2358954 | PR9051011705 | PRYSMIAN | 0 | https://pim-kvc.soneparsea.com:3443/PictureServer/default.aspx/PRYSMIAN_PR9051011705_Image1.jpg?A097AD989F807182AC95A69EA58479759EA4A4978B6765658076857C826C8F7DBDA6BBAA83659AA4B7 | https://pim-kvc.soneparsea.com:3443/PictureServer/default.aspx/prysmian-h07v-k-series_Datasheet1.pdf?A097AD989F807182ACB5C6BEC5A49995BE72BC7589AD5D9F7DB8B9B7BB9CA39394A6C8A6C59F9599C47682B5B69D | H07V-K FLEXIBLE CABLE 2.5MM² GREEN | Used in control panels and electrical equipments, on and under plaster as laid in conduit. When this cable is used in fixed installations with mechanically protected switchgear and control panels, the rated voltage is 600/1000 V. | Colour outer sheath | Green
| 151 | Cables and Wires | Low Voltage Cables | Single Core | H07V-K FLEXIBLE CABLE 2.5MM² GREEN | 2358954 | PR9051011705 | PRYSMIAN | 0 | https://pim-kvc.soneparsea.com:3443/PictureServer/default.aspx/PRYSMIAN_PR9051011705_Image1.jpg?A097AD989F807182AC95A69EA58479759EA4A4978B6765658076857C826C8F7DBDA6BBAA83659AA4B7 | https://pim-kvc.soneparsea.com:3443/PictureServer/default.aspx/prysmian-h07v-k-series_Datasheet1.pdf?A097AD989F807182ACB5C6BEC5A49995BE72BC7589AD5D9F7DB8B9B7BB9CA39394A6C8A6C59F9599C47682B5B69D | H07V-K FLEXIBLE CABLE 2.5MM² GREEN | Used in control panels and electrical equipments, on and under plaster as laid in conduit. When this cable is used in fixed installations with mechanically protected switchgear and control panels, the rated voltage is 600/1000 V. | Cable geometry | Round
| 151 | Cables and Wires | Low Voltage Cables | Single Core | H07V-K FLEXIBLE CABLE 2.5MM² GREEN | 2358954 | PR9051011705 | PRYSMIAN | 0 | https://pim-kvc.soneparsea.com:3443/PictureServer/default.aspx/PRYSMIAN_PR9051011705_Image1.jpg?A097AD989F807182AC95A69EA58479759EA4A4978B6765658076857C826C8F7DBDA6BBAA83659AA4B7 | https://pim-kvc.soneparsea.com:3443/PictureServer/default.aspx/prysmian-h07v-k-series_Datasheet1.pdf?A097AD989F807182ACB5C6BEC5A49995BE72BC7589AD5D9F7DB8B9B7BB9CA39394A6C8A6C59F9599C47682B5B69D | H07V-K FLEXIBLE CABLE 2.5MM² GREEN | Used in control panels and electrical equipments, on and under plaster as laid in conduit. When this cable is used in fixed installations with mechanically protected switchgear and control panels, the rated voltage is 600/1000 V. | Nominal voltage U0 | 450V
| 151 | Cables and Wires | Low Voltage Cables | Single Core | H07V-K FLEXIBLE CABLE 2.5MM² GREEN | 2358954 | PR9051011705 | PRYSMIAN | 0 | https://pim-kvc.soneparsea.com:3443/PictureServer/default.aspx/PRYSMIAN_PR9051011705_Image1.jpg?A097AD989F807182AC95A69EA58479759EA4A4978B6765658076857C826C8F7DBDA6BBAA83659AA4B7 | https://pim-kvc.soneparsea.com:3443/PictureServer/default.aspx/prysmian-h07v-k-series_Datasheet1.pdf?A097AD989F807182ACB5C6BEC5A49995BE72BC7589AD5D9F7DB8B9B7BB9CA39394A6C8A6C59F9599C47682B5B69D | H07V-K FLEXIBLE CABLE 2.5MM² GREEN | Used in control panels and electrical equipments, on and under plaster as laid in conduit. When this cable is used in fixed installations with mechanically protected switchgear and control panels, the rated voltage is 600/1000 V. | Nominal voltage U | 750V
| 151 | Cables and Wires | Low Voltage Cables | Single Core | H07V-K FLEXIBLE CABLE 2.5MM² GREEN | 2358954 | PR9051011705 | PRYSMIAN | 0 | https://pim-kvc.soneparsea.com:3443/PictureServer/default.aspx/PRYSMIAN_PR9051011705_Image1.jpg?A097AD989F807182AC95A69EA58479759EA4A4978B6765658076857C826C8F7DBDA6BBAA83659AA4B7 | https://pim-kvc.soneparsea.com:3443/PictureServer/default.aspx/prysmian-h07v-k-series_Datasheet1.pdf?A097AD989F807182ACB5C6BEC5A49995BE72BC7589AD5D9F7DB8B9B7BB9CA39394A6C8A6C59F9599C47682B5B69D | H07V-K FLEXIBLE CABLE 2.5MM² GREEN | Used in control panels and electrical equipments, on and under plaster as laid in conduit. When this cable is used in fixed installations with mechanically protected switchgear and control panels, the rated voltage is 600/1000 V. | Shape of conductor | Round
| 152 | Cables and Wires | Low Voltage Cables | Single Core | PE/OSCR/PVC-FR 300/500V CLASS 5, BS5308, 1X2X0.75MM² BLACK | 2368363 | CSEP8120201120103-CL5 | CSEP | 0 | https://pim-kvc.soneparsea.com:3443/PictureServer/default.aspx/csep-csep8120201120103-cl5_Image1.jpg?93989995AE9AA399C072B7B8B7A76865827586758368626481758772B5A3659399B2B5ACB7685E9EC0AC | https://pim-kvc.soneparsea.com:3443/PictureServer/default.aspx/csep-CSEP8120201120103-cl5_Datasheet1.pdf?93989995AE9AA399C072979897876865827586758368626481758772B5A3659394A6C8A6C59F9599C47682B5B69D | PE/OSCR/PVC-FR 300/500V CLASS 5, BS5308, IEC332-3C, 1X2X0.75MM² BLACK | Instrumentation cables are used in data processing and process control. The electrostatic screen protect the screened pairs against outer electrostatic interference fields. Low level of line attenuations and low mutual capacitances enable long transmission distances fast pulse acceleration. | Conductor material | Copper
| 152 | Cables and Wires | Low Voltage Cables | Single Core | PE/OSCR/PVC-FR 300/500V CLASS 5, BS5308, 1X2X0.75MM² BLACK | 2368363 | CSEP8120201120103-CL5 | CSEP | 0 | https://pim-kvc.soneparsea.com:3443/PictureServer/default.aspx/csep-csep8120201120103-cl5_Image1.jpg?93989995AE9AA399C072B7B8B7A76865827586758368626481758772B5A3659399B2B5ACB7685E9EC0AC | https://pim-kvc.soneparsea.com:3443/PictureServer/default.aspx/csep-CSEP8120201120103-cl5_Datasheet1.pdf?93989995AE9AA399C072979897876865827586758368626481758772B5A3659394A6C8A6C59F9599C47682B5B69D | PE/OSCR/PVC-FR 300/500V CLASS 5, BS5308, IEC332-3C, 1X2X0.75MM² BLACK | Instrumentation cables are used in data processing and process control. The electrostatic screen protect the screened pairs against outer electrostatic interference fields. Low level of line attenuations and low mutual capacitances enable long transmission distances fast pulse acceleration. | Nominal cross section conductor | 0.75mm²
| 152 | Cables and Wires | Low Voltage Cables | Single Core | PE/OSCR/PVC-FR 300/500V CLASS 5, BS5308, 1X2X0.75MM² BLACK | 2368363 | CSEP8120201120103-CL5 | CSEP | 0 | https://pim-kvc.soneparsea.com:3443/PictureServer/default.aspx/csep-csep8120201120103-cl5_Image1.jpg?93989995AE9AA399C072B7B8B7A76865827586758368626481758772B5A3659399B2B5ACB7685E9EC0AC | https://pim-kvc.soneparsea.com:3443/PictureServer/default.aspx/csep-CSEP8120201120103-cl5_Datasheet1.pdf?93989995AE9AA399C072979897876865827586758368626481758772B5A3659394A6C8A6C59F9599C47682B5B69D | PE/OSCR/PVC-FR 300/500V CLASS 5, BS5308, IEC332-3C, 1X2X0.75MM² BLACK | Instrumentation cables are used in data processing and process control. The electrostatic screen protect the screened pairs against outer electrostatic interference fields. Low level of line attenuations and low mutual capacitances enable long transmission distances fast pulse acceleration. | Conductor category | Class 5 = flexible
| 152 | Cables and Wires | Low Voltage Cables | Single Core | PE/OSCR/PVC-FR 300/500V CLASS 5, BS5308, 1X2X0.75MM² BLACK | 2368363 | CSEP8120201120103-CL5 | CSEP | 0 | https://pim-kvc.soneparsea.com:3443/PictureServer/default.aspx/csep-csep8120201120103-cl5_Image1.jpg?93989995AE9AA399C072B7B8B7A76865827586758368626481758772B5A3659399B2B5ACB7685E9EC0AC | https://pim-kvc.soneparsea.com:3443/PictureServer/default.aspx/csep-CSEP8120201120103-cl5_Datasheet1.pdf?93989995AE9AA399C072979897876865827586758368626481758772B5A3659394A6C8A6C59F9599C47682B5B69D | PE/OSCR/PVC-FR 300/500V CLASS 5, BS5308, IEC332-3C, 1X2X0.75MM² BLACK | Instrumentation cables are used in data processing and process control. The electrostatic screen protect the screened pairs against outer electrostatic interference fields. Low level of line attenuations and low mutual capacitances enable long transmission distances fast pulse acceleration. | Number of cores | 1
| 152 | Cables and Wires | Low Voltage Cables | Single Core | PE/OSCR/PVC-FR 300/500V CLASS 5, BS5308, 1X2X0.75MM² BLACK | 2368363 | CSEP8120201120103-CL5 | CSEP | 0 | https://pim-kvc.soneparsea.com:3443/PictureServer/default.aspx/csep-csep8120201120103-cl5_Image1.jpg?93989995AE9AA399C072B7B8B7A76865827586758368626481758772B5A3659399B2B5ACB7685E9EC0AC | https://pim-kvc.soneparsea.com:3443/PictureServer/default.aspx/csep-CSEP8120201120103-cl5_Datasheet1.pdf?93989995AE9AA399C072979897876865827586758368626481758772B5A3659394A6C8A6C59F9599C47682B5B69D | PE/OSCR/PVC-FR 300/500V CLASS 5, BS5308, IEC332-3C, 1X2X0.75MM² BLACK | Instrumentation cables are used in data processing and process control. The electrostatic screen protect the screened pairs against outer electrostatic interference fields. Low level of line attenuations and low mutual capacitances enable long transmission distances fast pulse acceleration. | Specification core insulation | Polyethylene (PE)
| 152 | Cables and Wires | Low Voltage Cables | Single Core | PE/OSCR/PVC-FR 300/500V CLASS 5, BS5308, 1X2X0.75MM² BLACK | 2368363 | CSEP8120201120103-CL5 | CSEP | 0 | https://pim-kvc.soneparsea.com:3443/PictureServer/default.aspx/csep-csep8120201120103-cl5_Image1.jpg?93989995AE9AA399C072B7B8B7A76865827586758368626481758772B5A3659399B2B5ACB7685E9EC0AC | https://pim-kvc.soneparsea.com:3443/PictureServer/default.aspx/csep-CSEP8120201120103-cl5_Datasheet1.pdf?93989995AE9AA399C072979897876865827586758368626481758772B5A3659394A6C8A6C59F9599C47682B5B69D | PE/OSCR/PVC-FR 300/500V CLASS 5, BS5308, IEC332-3C, 1X2X0.75MM² BLACK | Instrumentation cables are used in data processing and process control. The electrostatic screen protect the screened pairs against outer electrostatic interference fields. Low level of line attenuations and low mutual capacitances enable long transmission distances fast pulse acceleration. | Material outer sheath | Polyvinyl chloride (PVC)
| 152 | Cables and Wires | Low Voltage Cables | Single Core | PE/OSCR/PVC-FR 300/500V CLASS 5, BS5308, 1X2X0.75MM² BLACK | 2368363 | CSEP8120201120103-CL5 | CSEP | 0 | https://pim-kvc.soneparsea.com:3443/PictureServer/default.aspx/csep-csep8120201120103-cl5_Image1.jpg?93989995AE9AA399C072B7B8B7A76865827586758368626481758772B5A3659399B2B5ACB7685E9EC0AC | https://pim-kvc.soneparsea.com:3443/PictureServer/default.aspx/csep-CSEP8120201120103-cl5_Datasheet1.pdf?93989995AE9AA399C072979897876865827586758368626481758772B5A3659394A6C8A6C59F9599C47682B5B69D | PE/OSCR/PVC-FR 300/500V CLASS 5, BS5308, IEC332-3C, 1X2X0.75MM² BLACK | Instrumentation cables are used in data processing and process control. The electrostatic screen protect the screened pairs against outer electrostatic interference fields. Low level of line attenuations and low mutual capacitances enable long transmission distances fast pulse acceleration. | Colour outer sheath | Black
| 152 | Cables and Wires | Low Voltage Cables | Single Core | PE/OSCR/PVC-FR 300/500V CLASS 5, BS5308, 1X2X0.75MM² BLACK | 2368363 | CSEP8120201120103-CL5 | CSEP | 0 | https://pim-kvc.soneparsea.com:3443/PictureServer/default.aspx/csep-csep8120201120103-cl5_Image1.jpg?93989995AE9AA399C072B7B8B7A76865827586758368626481758772B5A3659399B2B5ACB7685E9EC0AC | https://pim-kvc.soneparsea.com:3443/PictureServer/default.aspx/csep-CSEP8120201120103-cl5_Datasheet1.pdf?93989995AE9AA399C072979897876865827586758368626481758772B5A3659394A6C8A6C59F9599C47682B5B69D | PE/OSCR/PVC-FR 300/500V CLASS 5, BS5308, IEC332-3C, 1X2X0.75MM² BLACK | Instrumentation cables are used in data processing and process control. The electrostatic screen protect the screened pairs against outer electrostatic interference fields. Low level of line attenuations and low mutual capacitances enable long transmission distances fast pulse acceleration. | Nominal voltage U0 | 300V
| 152 | Cables and Wires | Low Voltage Cables | Single Core | PE/OSCR/PVC-FR 300/500V CLASS 5, BS5308, 1X2X0.75MM² BLACK | 2368363 | CSEP8120201120103-CL5 | CSEP | 0 | https://pim-kvc.soneparsea.com:3443/PictureServer/default.aspx/csep-csep8120201120103-cl5_Image1.jpg?93989995AE9AA399C072B7B8B7A76865827586758368626481758772B5A3659399B2B5ACB7685E9EC0AC | https://pim-kvc.soneparsea.com:3443/PictureServer/default.aspx/csep-CSEP8120201120103-cl5_Datasheet1.pdf?93989995AE9AA399C072979897876865827586758368626481758772B5A3659394A6C8A6C59F9599C47682B5B69D | PE/OSCR/PVC-FR 300/500V CLASS 5, BS5308, IEC332-3C, 1X2X0.75MM² BLACK | Instrumentation cables are used in data processing and process control. The electrostatic screen protect the screened pairs against outer electrostatic interference fields. Low level of line attenuations and low mutual capacitances enable long transmission distances fast pulse acceleration. | Nominal voltage U | 500V
| 153 | Cables and Wires | Low Voltage Cables | Single Core | PE/OSCR/PVC-FR 300/500V CLASS 5, BS5308, 2X2X0.75MM² BLACK | 2368365 | CSEP8120202120103-CL5 | CSEP | 0 | https://pim-kvc.soneparsea.com:3443/PictureServer/default.aspx/csep-csep8120202120103-cl5_Image1.jpg?93989995AE9AA399C072B7B8B7A76865827586758468626481758772B5A3659399B2B5ACB7685E9EC0AC | https://pim-kvc.soneparsea.com:3443/PictureServer/default.aspx/csep-CSEP8120202120103-cl5_Datasheet1.pdf?93989995AE9AA399C072979897876865827586758468626481758772B5A3659394A6C8A6C59F9599C47682B5B69D | PE/OSCR/PVC-FR 300/500V CLASS 5, BS5308, IEC332-3C, 2X2X0.75MM² BLACK | Instrumentation cables are used in data processing and process control. The electrostatic screen protect the screened pairs against outer electrostatic interference fields. Low level of line attenuations and low mutual capacitances enable long transmission distances fast pulse acceleration. | Conductor material | Copper
| 153 | Cables and Wires | Low Voltage Cables | Single Core | PE/OSCR/PVC-FR 300/500V CLASS 5, BS5308, 2X2X0.75MM² BLACK | 2368365 | CSEP8120202120103-CL5 | CSEP | 0 | https://pim-kvc.soneparsea.com:3443/PictureServer/default.aspx/csep-csep8120202120103-cl5_Image1.jpg?93989995AE9AA399C072B7B8B7A76865827586758468626481758772B5A3659399B2B5ACB7685E9EC0AC | https://pim-kvc.soneparsea.com:3443/PictureServer/default.aspx/csep-CSEP8120202120103-cl5_Datasheet1.pdf?93989995AE9AA399C072979897876865827586758468626481758772B5A3659394A6C8A6C59F9599C47682B5B69D | PE/OSCR/PVC-FR 300/500V CLASS 5, BS5308, IEC332-3C, 2X2X0.75MM² BLACK | Instrumentation cables are used in data processing and process control. The electrostatic screen protect the screened pairs against outer electrostatic interference fields. Low level of line attenuations and low mutual capacitances enable long transmission distances fast pulse acceleration. | Nominal cross section conductor | 0.75mm²
| 153 | Cables and Wires | Low Voltage Cables | Single Core | PE/OSCR/PVC-FR 300/500V CLASS 5, BS5308, 2X2X0.75MM² BLACK | 2368365 | CSEP8120202120103-CL5 | CSEP | 0 | https://pim-kvc.soneparsea.com:3443/PictureServer/default.aspx/csep-csep8120202120103-cl5_Image1.jpg?93989995AE9AA399C072B7B8B7A76865827586758468626481758772B5A3659399B2B5ACB7685E9EC0AC | https://pim-kvc.soneparsea.com:3443/PictureServer/default.aspx/csep-CSEP8120202120103-cl5_Datasheet1.pdf?93989995AE9AA399C072979897876865827586758468626481758772B5A3659394A6C8A6C59F9599C47682B5B69D | PE/OSCR/PVC-FR 300/500V CLASS 5, BS5308, IEC332-3C, 2X2X0.75MM² BLACK | Instrumentation cables are used in data processing and process control. The electrostatic screen protect the screened pairs against outer electrostatic interference fields. Low level of line attenuations and low mutual capacitances enable long transmission distances fast pulse acceleration. | Conductor category | Class 5 = flexible
| 153 | Cables and Wires | Low Voltage Cables | Single Core | PE/OSCR/PVC-FR 300/500V CLASS 5, BS5308, 2X2X0.75MM² BLACK | 2368365 | CSEP8120202120103-CL5 | CSEP | 0 | https://pim-kvc.soneparsea.com:3443/PictureServer/default.aspx/csep-csep8120202120103-cl5_Image1.jpg?93989995AE9AA399C072B7B8B7A76865827586758468626481758772B5A3659399B2B5ACB7685E9EC0AC | https://pim-kvc.soneparsea.com:3443/PictureServer/default.aspx/csep-CSEP8120202120103-cl5_Datasheet1.pdf?93989995AE9AA399C072979897876865827586758468626481758772B5A3659394A6C8A6C59F9599C47682B5B69D | PE/OSCR/PVC-FR 300/500V CLASS 5, BS5308, IEC332-3C, 2X2X0.75MM² BLACK | Instrumentation cables are used in data processing and process control. The electrostatic screen protect the screened pairs against outer electrostatic interference fields. Low level of line attenuations and low mutual capacitances enable long transmission distances fast pulse acceleration. | Number of cores | 2
| 153 | Cables and Wires | Low Voltage Cables | Single Core | PE/OSCR/PVC-FR 300/500V CLASS 5, BS5308, 2X2X0.75MM² BLACK | 2368365 | CSEP8120202120103-CL5 | CSEP | 0 | https://pim-kvc.soneparsea.com:3443/PictureServer/default.aspx/csep-csep8120202120103-cl5_Image1.jpg?93989995AE9AA399C072B7B8B7A76865827586758468626481758772B5A3659399B2B5ACB7685E9EC0AC | https://pim-kvc.soneparsea.com:3443/PictureServer/default.aspx/csep-CSEP8120202120103-cl5_Datasheet1.pdf?93989995AE9AA399C072979897876865827586758468626481758772B5A3659394A6C8A6C59F9599C47682B5B69D | PE/OSCR/PVC-FR 300/500V CLASS 5, BS5308, IEC332-3C, 2X2X0.75MM² BLACK | Instrumentation cables are used in data processing and process control. The electrostatic screen protect the screened pairs against outer electrostatic interference fields. Low level of line attenuations and low mutual capacitances enable long transmission distances fast pulse acceleration. | Specification core insulation | Polyethylene (PE)
| 153 | Cables and Wires | Low Voltage Cables | Single Core | PE/OSCR/PVC-FR 300/500V CLASS 5, BS5308, 2X2X0.75MM² BLACK | 2368365 | CSEP8120202120103-CL5 | CSEP | 0 | https://pim-kvc.soneparsea.com:3443/PictureServer/default.aspx/csep-csep8120202120103-cl5_Image1.jpg?93989995AE9AA399C072B7B8B7A76865827586758468626481758772B5A3659399B2B5ACB7685E9EC0AC | https://pim-kvc.soneparsea.com:3443/PictureServer/default.aspx/csep-CSEP8120202120103-cl5_Datasheet1.pdf?93989995AE9AA399C072979897876865827586758468626481758772B5A3659394A6C8A6C59F9599C47682B5B69D | PE/OSCR/PVC-FR 300/500V CLASS 5, BS5308, IEC332-3C, 2X2X0.75MM² BLACK | Instrumentation cables are used in data processing and process control. The electrostatic screen protect the screened pairs against outer electrostatic interference fields. Low level of line attenuations and low mutual capacitances enable long transmission distances fast pulse acceleration. | Material outer sheath | Polyvinyl chloride (PVC)
| 153 | Cables and Wires | Low Voltage Cables | Single Core | PE/OSCR/PVC-FR 300/500V CLASS 5, BS5308, 2X2X0.75MM² BLACK | 2368365 | CSEP8120202120103-CL5 | CSEP | 0 | https://pim-kvc.soneparsea.com:3443/PictureServer/default.aspx/csep-csep8120202120103-cl5_Image1.jpg?93989995AE9AA399C072B7B8B7A76865827586758468626481758772B5A3659399B2B5ACB7685E9EC0AC | https://pim-kvc.soneparsea.com:3443/PictureServer/default.aspx/csep-CSEP8120202120103-cl5_Datasheet1.pdf?93989995AE9AA399C072979897876865827586758468626481758772B5A3659394A6C8A6C59F9599C47682B5B69D | PE/OSCR/PVC-FR 300/500V CLASS 5, BS5308, IEC332-3C, 2X2X0.75MM² BLACK | Instrumentation cables are used in data processing and process control. The electrostatic screen protect the screened pairs against outer electrostatic interference fields. Low level of line attenuations and low mutual capacitances enable long transmission distances fast pulse acceleration. | Colour outer sheath | Black
| 153 | Cables and Wires | Low Voltage Cables | Single Core | PE/OSCR/PVC-FR 300/500V CLASS 5, BS5308, 2X2X0.75MM² BLACK | 2368365 | CSEP8120202120103-CL5 | CSEP | 0 | https://pim-kvc.soneparsea.com:3443/PictureServer/default.aspx/csep-csep8120202120103-cl5_Image1.jpg?93989995AE9AA399C072B7B8B7A76865827586758468626481758772B5A3659399B2B5ACB7685E9EC0AC | https://pim-kvc.soneparsea.com:3443/PictureServer/default.aspx/csep-CSEP8120202120103-cl5_Datasheet1.pdf?93989995AE9AA399C072979897876865827586758468626481758772B5A3659394A6C8A6C59F9599C47682B5B69D | PE/OSCR/PVC-FR 300/500V CLASS 5, BS5308, IEC332-3C, 2X2X0.75MM² BLACK | Instrumentation cables are used in data processing and process control. The electrostatic screen protect the screened pairs against outer electrostatic interference fields. Low level of line attenuations and low mutual capacitances enable long transmission distances fast pulse acceleration. | Nominal voltage U0 | 300V
| 153 | Cables and Wires | Low Voltage Cables | Single Core | PE/OSCR/PVC-FR 300/500V CLASS 5, BS5308, 2X2X0.75MM² BLACK | 2368365 | CSEP8120202120103-CL5 | CSEP | 0 | https://pim-kvc.soneparsea.com:3443/PictureServer/default.aspx/csep-csep8120202120103-cl5_Image1.jpg?93989995AE9AA399C072B7B8B7A76865827586758468626481758772B5A3659399B2B5ACB7685E9EC0AC | https://pim-kvc.soneparsea.com:3443/PictureServer/default.aspx/csep-CSEP8120202120103-cl5_Datasheet1.pdf?93989995AE9AA399C072979897876865827586758468626481758772B5A3659394A6C8A6C59F9599C47682B5B69D | PE/OSCR/PVC-FR 300/500V CLASS 5, BS5308, IEC332-3C, 2X2X0.75MM² BLACK | Instrumentation cables are used in data processing and process control. The electrostatic screen protect the screened pairs against outer electrostatic interference fields. Low level of line attenuations and low mutual capacitances enable long transmission distances fast pulse acceleration. | Nominal voltage U | 500V
| 154 | Cables and Wires | Low Voltage Cables | Multi Cores | PE/OSCR/PVC-FR 300/500V 2X2X1.5MM² BLACK BS5308 IEC332-3C | 2368366 | CSEP8120202160103 | CSEP | 0 | https://pim-kvc.soneparsea.com:3443/PictureServer/default.aspx/csep-csep8120202160103_Image1.jpg?93989995AE9AA399C072B7B8B7A768658275867584686664817587A49BA4919BB57682AFC29E | https://pim-kvc.soneparsea.com:3443/PictureServer/default.aspx/csep-CSEP8120202160103_Datasheet1.pdf?93989995AE9AA399C0729798978768658275867584686664817587A49698A495C3ADB9AAC6685EA4B4AB | PE/OSCR/PVC-FR 300/500V 2X2X1.5MM² BLACK BS5308 IEC332-3C | Instrumentation cables are used in data processing and process control. The electrostatic screen protect the screened pairs against outer electrostatic interference fields. Low level of line attenuations and low mutual capacitances enable long transmission distances fast pulse acceleration. | Conductor material | Copper
| 154 | Cables and Wires | Low Voltage Cables | Multi Cores | PE/OSCR/PVC-FR 300/500V 2X2X1.5MM² BLACK BS5308 IEC332-3C | 2368366 | CSEP8120202160103 | CSEP | 0 | https://pim-kvc.soneparsea.com:3443/PictureServer/default.aspx/csep-csep8120202160103_Image1.jpg?93989995AE9AA399C072B7B8B7A768658275867584686664817587A49BA4919BB57682AFC29E | https://pim-kvc.soneparsea.com:3443/PictureServer/default.aspx/csep-CSEP8120202160103_Datasheet1.pdf?93989995AE9AA399C0729798978768658275867584686664817587A49698A495C3ADB9AAC6685EA4B4AB | PE/OSCR/PVC-FR 300/500V 2X2X1.5MM² BLACK BS5308 IEC332-3C | Instrumentation cables are used in data processing and process control. The electrostatic screen protect the screened pairs against outer electrostatic interference fields. Low level of line attenuations and low mutual capacitances enable long transmission distances fast pulse acceleration. | Nominal cross section conductor | 1.5mm²
| 154 | Cables and Wires | Low Voltage Cables | Multi Cores | PE/OSCR/PVC-FR 300/500V 2X2X1.5MM² BLACK BS5308 IEC332-3C | 2368366 | CSEP8120202160103 | CSEP | 0 | https://pim-kvc.soneparsea.com:3443/PictureServer/default.aspx/csep-csep8120202160103_Image1.jpg?93989995AE9AA399C072B7B8B7A768658275867584686664817587A49BA4919BB57682AFC29E | https://pim-kvc.soneparsea.com:3443/PictureServer/default.aspx/csep-CSEP8120202160103_Datasheet1.pdf?93989995AE9AA399C0729798978768658275867584686664817587A49698A495C3ADB9AAC6685EA4B4AB | PE/OSCR/PVC-FR 300/500V 2X2X1.5MM² BLACK BS5308 IEC332-3C | Instrumentation cables are used in data processing and process control. The electrostatic screen protect the screened pairs against outer electrostatic interference fields. Low level of line attenuations and low mutual capacitances enable long transmission distances fast pulse acceleration. | Conductor category | Class 5 = flexible
| 154 | Cables and Wires | Low Voltage Cables | Multi Cores | PE/OSCR/PVC-FR 300/500V 2X2X1.5MM² BLACK BS5308 IEC332-3C | 2368366 | CSEP8120202160103 | CSEP | 0 | https://pim-kvc.soneparsea.com:3443/PictureServer/default.aspx/csep-csep8120202160103_Image1.jpg?93989995AE9AA399C072B7B8B7A768658275867584686664817587A49BA4919BB57682AFC29E | https://pim-kvc.soneparsea.com:3443/PictureServer/default.aspx/csep-CSEP8120202160103_Datasheet1.pdf?93989995AE9AA399C0729798978768658275867584686664817587A49698A495C3ADB9AAC6685EA4B4AB | PE/OSCR/PVC-FR 300/500V 2X2X1.5MM² BLACK BS5308 IEC332-3C | Instrumentation cables are used in data processing and process control. The electrostatic screen protect the screened pairs against outer electrostatic interference fields. Low level of line attenuations and low mutual capacitances enable long transmission distances fast pulse acceleration. | Number of cores | 2
| 154 | Cables and Wires | Low Voltage Cables | Multi Cores | PE/OSCR/PVC-FR 300/500V 2X2X1.5MM² BLACK BS5308 IEC332-3C | 2368366 | CSEP8120202160103 | CSEP | 0 | https://pim-kvc.soneparsea.com:3443/PictureServer/default.aspx/csep-csep8120202160103_Image1.jpg?93989995AE9AA399C072B7B8B7A768658275867584686664817587A49BA4919BB57682AFC29E | https://pim-kvc.soneparsea.com:3443/PictureServer/default.aspx/csep-CSEP8120202160103_Datasheet1.pdf?93989995AE9AA399C0729798978768658275867584686664817587A49698A495C3ADB9AAC6685EA4B4AB | PE/OSCR/PVC-FR 300/500V 2X2X1.5MM² BLACK BS5308 IEC332-3C | Instrumentation cables are used in data processing and process control. The electrostatic screen protect the screened pairs against outer electrostatic interference fields. Low level of line attenuations and low mutual capacitances enable long transmission distances fast pulse acceleration. | Specification core insulation | Polyethylene (PE)
| 154 | Cables and Wires | Low Voltage Cables | Multi Cores | PE/OSCR/PVC-FR 300/500V 2X2X1.5MM² BLACK BS5308 IEC332-3C | 2368366 | CSEP8120202160103 | CSEP | 0 | https://pim-kvc.soneparsea.com:3443/PictureServer/default.aspx/csep-csep8120202160103_Image1.jpg?93989995AE9AA399C072B7B8B7A768658275867584686664817587A49BA4919BB57682AFC29E | https://pim-kvc.soneparsea.com:3443/PictureServer/default.aspx/csep-CSEP8120202160103_Datasheet1.pdf?93989995AE9AA399C0729798978768658275867584686664817587A49698A495C3ADB9AAC6685EA4B4AB | PE/OSCR/PVC-FR 300/500V 2X2X1.5MM² BLACK BS5308 IEC332-3C | Instrumentation cables are used in data processing and process control. The electrostatic screen protect the screened pairs against outer electrostatic interference fields. Low level of line attenuations and low mutual capacitances enable long transmission distances fast pulse acceleration. | Material outer sheath | Polyvinyl chloride (PVC)
| 154 | Cables and Wires | Low Voltage Cables | Multi Cores | PE/OSCR/PVC-FR 300/500V 2X2X1.5MM² BLACK BS5308 IEC332-3C | 2368366 | CSEP8120202160103 | CSEP | 0 | https://pim-kvc.soneparsea.com:3443/PictureServer/default.aspx/csep-csep8120202160103_Image1.jpg?93989995AE9AA399C072B7B8B7A768658275867584686664817587A49BA4919BB57682AFC29E | https://pim-kvc.soneparsea.com:3443/PictureServer/default.aspx/csep-CSEP8120202160103_Datasheet1.pdf?93989995AE9AA399C0729798978768658275867584686664817587A49698A495C3ADB9AAC6685EA4B4AB | PE/OSCR/PVC-FR 300/500V 2X2X1.5MM² BLACK BS5308 IEC332-3C | Instrumentation cables are used in data processing and process control. The electrostatic screen protect the screened pairs against outer electrostatic interference fields. Low level of line attenuations and low mutual capacitances enable long transmission distances fast pulse acceleration. | Colour outer sheath | Black
| 154 | Cables and Wires | Low Voltage Cables | Multi Cores | PE/OSCR/PVC-FR 300/500V 2X2X1.5MM² BLACK BS5308 IEC332-3C | 2368366 | CSEP8120202160103 | CSEP | 0 | https://pim-kvc.soneparsea.com:3443/PictureServer/default.aspx/csep-csep8120202160103_Image1.jpg?93989995AE9AA399C072B7B8B7A768658275867584686664817587A49BA4919BB57682AFC29E | https://pim-kvc.soneparsea.com:3443/PictureServer/default.aspx/csep-CSEP8120202160103_Datasheet1.pdf?93989995AE9AA399C0729798978768658275867584686664817587A49698A495C3ADB9AAC6685EA4B4AB | PE/OSCR/PVC-FR 300/500V 2X2X1.5MM² BLACK BS5308 IEC332-3C | Instrumentation cables are used in data processing and process control. The electrostatic screen protect the screened pairs against outer electrostatic interference fields. Low level of line attenuations and low mutual capacitances enable long transmission distances fast pulse acceleration. | Nominal voltage U0 | 300V
| 154 | Cables and Wires | Low Voltage Cables | Multi Cores | PE/OSCR/PVC-FR 300/500V 2X2X1.5MM² BLACK BS5308 IEC332-3C | 2368366 | CSEP8120202160103 | CSEP | 0 | https://pim-kvc.soneparsea.com:3443/PictureServer/default.aspx/csep-csep8120202160103_Image1.jpg?93989995AE9AA399C072B7B8B7A768658275867584686664817587A49BA4919BB57682AFC29E | https://pim-kvc.soneparsea.com:3443/PictureServer/default.aspx/csep-CSEP8120202160103_Datasheet1.pdf?93989995AE9AA399C0729798978768658275867584686664817587A49698A495C3ADB9AAC6685EA4B4AB | PE/OSCR/PVC-FR 300/500V 2X2X1.5MM² BLACK BS5308 IEC332-3C | Instrumentation cables are used in data processing and process control. The electrostatic screen protect the screened pairs against outer electrostatic interference fields. Low level of line attenuations and low mutual capacitances enable long transmission distances fast pulse acceleration. | Nominal voltage U | 500V
| 155 | Cables and Wires | Low Voltage Cables | Single Core | PE/OSCR/PVC-FR 300/500V CLASS 5, BS5308, 1X3X0.75MM² BLACK | 2368371 | CSEP8120301120103-CL5 | CSEP | 0 | https://pim-kvc.soneparsea.com:3443/PictureServer/default.aspx/csep-csep8120301120103-cl5_Image1.jpg?93989995AE9AA399C072B7B8B7A76865827587758368626481758772B5A3659399B2B5ACB7685E9EC0AC | https://pim-kvc.soneparsea.com:3443/PictureServer/default.aspx/csep-CSEP8120301120103-cl5_Datasheet1.pdf?93989995AE9AA399C072979897876865827587758368626481758772B5A3659394A6C8A6C59F9599C47682B5B69D | PE/OSCR/PVC-FR 300/500V CLASS 5, BS5308, IEC332-3C, 1X3X0.75MM² BLACK | Instrumentation cables are used in data processing and process control. The electrostatic screen protect the screened pairs against outer electrostatic interference fields. Low level of line attenuations and low mutual capacitances enable long transmission distances fast pulse acceleration. | Conductor material | Copper
| 155 | Cables and Wires | Low Voltage Cables | Single Core | PE/OSCR/PVC-FR 300/500V CLASS 5, BS5308, 1X3X0.75MM² BLACK | 2368371 | CSEP8120301120103-CL5 | CSEP | 0 | https://pim-kvc.soneparsea.com:3443/PictureServer/default.aspx/csep-csep8120301120103-cl5_Image1.jpg?93989995AE9AA399C072B7B8B7A76865827587758368626481758772B5A3659399B2B5ACB7685E9EC0AC | https://pim-kvc.soneparsea.com:3443/PictureServer/default.aspx/csep-CSEP8120301120103-cl5_Datasheet1.pdf?93989995AE9AA399C072979897876865827587758368626481758772B5A3659394A6C8A6C59F9599C47682B5B69D | PE/OSCR/PVC-FR 300/500V CLASS 5, BS5308, IEC332-3C, 1X3X0.75MM² BLACK | Instrumentation cables are used in data processing and process control. The electrostatic screen protect the screened pairs against outer electrostatic interference fields. Low level of line attenuations and low mutual capacitances enable long transmission distances fast pulse acceleration. | Nominal cross section conductor | 0.75mm²
| 155 | Cables and Wires | Low Voltage Cables | Single Core | PE/OSCR/PVC-FR 300/500V CLASS 5, BS5308, 1X3X0.75MM² BLACK | 2368371 | CSEP8120301120103-CL5 | CSEP | 0 | https://pim-kvc.soneparsea.com:3443/PictureServer/default.aspx/csep-csep8120301120103-cl5_Image1.jpg?93989995AE9AA399C072B7B8B7A76865827587758368626481758772B5A3659399B2B5ACB7685E9EC0AC | https://pim-kvc.soneparsea.com:3443/PictureServer/default.aspx/csep-CSEP8120301120103-cl5_Datasheet1.pdf?93989995AE9AA399C072979897876865827587758368626481758772B5A3659394A6C8A6C59F9599C47682B5B69D | PE/OSCR/PVC-FR 300/500V CLASS 5, BS5308, IEC332-3C, 1X3X0.75MM² BLACK | Instrumentation cables are used in data processing and process control. The electrostatic screen protect the screened pairs against outer electrostatic interference fields. Low level of line attenuations and low mutual capacitances enable long transmission distances fast pulse acceleration. | Conductor category | Class 5 = flexible
| 155 | Cables and Wires | Low Voltage Cables | Single Core | PE/OSCR/PVC-FR 300/500V CLASS 5, BS5308, 1X3X0.75MM² BLACK | 2368371 | CSEP8120301120103-CL5 | CSEP | 0 | https://pim-kvc.soneparsea.com:3443/PictureServer/default.aspx/csep-csep8120301120103-cl5_Image1.jpg?93989995AE9AA399C072B7B8B7A76865827587758368626481758772B5A3659399B2B5ACB7685E9EC0AC | https://pim-kvc.soneparsea.com:3443/PictureServer/default.aspx/csep-CSEP8120301120103-cl5_Datasheet1.pdf?93989995AE9AA399C072979897876865827587758368626481758772B5A3659394A6C8A6C59F9599C47682B5B69D | PE/OSCR/PVC-FR 300/500V CLASS 5, BS5308, IEC332-3C, 1X3X0.75MM² BLACK | Instrumentation cables are used in data processing and process control. The electrostatic screen protect the screened pairs against outer electrostatic interference fields. Low level of line attenuations and low mutual capacitances enable long transmission distances fast pulse acceleration. | Number of cores | 1
| 155 | Cables and Wires | Low Voltage Cables | Single Core | PE/OSCR/PVC-FR 300/500V CLASS 5, BS5308, 1X3X0.75MM² BLACK | 2368371 | CSEP8120301120103-CL5 | CSEP | 0 | https://pim-kvc.soneparsea.com:3443/PictureServer/default.aspx/csep-csep8120301120103-cl5_Image1.jpg?93989995AE9AA399C072B7B8B7A76865827587758368626481758772B5A3659399B2B5ACB7685E9EC0AC | https://pim-kvc.soneparsea.com:3443/PictureServer/default.aspx/csep-CSEP8120301120103-cl5_Datasheet1.pdf?93989995AE9AA399C072979897876865827587758368626481758772B5A3659394A6C8A6C59F9599C47682B5B69D | PE/OSCR/PVC-FR 300/500V CLASS 5, BS5308, IEC332-3C, 1X3X0.75MM² BLACK | Instrumentation cables are used in data processing and process control. The electrostatic screen protect the screened pairs against outer electrostatic interference fields. Low level of line attenuations and low mutual capacitances enable long transmission distances fast pulse acceleration. | Specification core insulation | Polyethylene (PE)
| 155 | Cables and Wires | Low Voltage Cables | Single Core | PE/OSCR/PVC-FR 300/500V CLASS 5, BS5308, 1X3X0.75MM² BLACK | 2368371 | CSEP8120301120103-CL5 | CSEP | 0 | https://pim-kvc.soneparsea.com:3443/PictureServer/default.aspx/csep-csep8120301120103-cl5_Image1.jpg?93989995AE9AA399C072B7B8B7A76865827587758368626481758772B5A3659399B2B5ACB7685E9EC0AC | https://pim-kvc.soneparsea.com:3443/PictureServer/default.aspx/csep-CSEP8120301120103-cl5_Datasheet1.pdf?93989995AE9AA399C072979897876865827587758368626481758772B5A3659394A6C8A6C59F9599C47682B5B69D | PE/OSCR/PVC-FR 300/500V CLASS 5, BS5308, IEC332-3C, 1X3X0.75MM² BLACK | Instrumentation cables are used in data processing and process control. The electrostatic screen protect the screened pairs against outer electrostatic interference fields. Low level of line attenuations and low mutual capacitances enable long transmission distances fast pulse acceleration. | Material outer sheath | Polyvinyl chloride (PVC)
| 155 | Cables and Wires | Low Voltage Cables | Single Core | PE/OSCR/PVC-FR 300/500V CLASS 5, BS5308, 1X3X0.75MM² BLACK | 2368371 | CSEP8120301120103-CL5 | CSEP | 0 | https://pim-kvc.soneparsea.com:3443/PictureServer/default.aspx/csep-csep8120301120103-cl5_Image1.jpg?93989995AE9AA399C072B7B8B7A76865827587758368626481758772B5A3659399B2B5ACB7685E9EC0AC | https://pim-kvc.soneparsea.com:3443/PictureServer/default.aspx/csep-CSEP8120301120103-cl5_Datasheet1.pdf?93989995AE9AA399C072979897876865827587758368626481758772B5A3659394A6C8A6C59F9599C47682B5B69D | PE/OSCR/PVC-FR 300/500V CLASS 5, BS5308, IEC332-3C, 1X3X0.75MM² BLACK | Instrumentation cables are used in data processing and process control. The electrostatic screen protect the screened pairs against outer electrostatic interference fields. Low level of line attenuations and low mutual capacitances enable long transmission distances fast pulse acceleration. | Colour outer sheath | Black
| 155 | Cables and Wires | Low Voltage Cables | Single Core | PE/OSCR/PVC-FR 300/500V CLASS 5, BS5308, 1X3X0.75MM² BLACK | 2368371 | CSEP8120301120103-CL5 | CSEP | 0 | https://pim-kvc.soneparsea.com:3443/PictureServer/default.aspx/csep-csep8120301120103-cl5_Image1.jpg?93989995AE9AA399C072B7B8B7A76865827587758368626481758772B5A3659399B2B5ACB7685E9EC0AC | https://pim-kvc.soneparsea.com:3443/PictureServer/default.aspx/csep-CSEP8120301120103-cl5_Datasheet1.pdf?93989995AE9AA399C072979897876865827587758368626481758772B5A3659394A6C8A6C59F9599C47682B5B69D | PE/OSCR/PVC-FR 300/500V CLASS 5, BS5308, IEC332-3C, 1X3X0.75MM² BLACK | Instrumentation cables are used in data processing and process control. The electrostatic screen protect the screened pairs against outer electrostatic interference fields. Low level of line attenuations and low mutual capacitances enable long transmission distances fast pulse acceleration. | Nominal voltage U0 | 300V
| 155 | Cables and Wires | Low Voltage Cables | Single Core | PE/OSCR/PVC-FR 300/500V CLASS 5, BS5308, 1X3X0.75MM² BLACK | 2368371 | CSEP8120301120103-CL5 | CSEP | 0 | https://pim-kvc.soneparsea.com:3443/PictureServer/default.aspx/csep-csep8120301120103-cl5_Image1.jpg?93989995AE9AA399C072B7B8B7A76865827587758368626481758772B5A3659399B2B5ACB7685E9EC0AC | https://pim-kvc.soneparsea.com:3443/PictureServer/default.aspx/csep-CSEP8120301120103-cl5_Datasheet1.pdf?93989995AE9AA399C072979897876865827587758368626481758772B5A3659394A6C8A6C59F9599C47682B5B69D | PE/OSCR/PVC-FR 300/500V CLASS 5, BS5308, IEC332-3C, 1X3X0.75MM² BLACK | Instrumentation cables are used in data processing and process control. The electrostatic screen protect the screened pairs against outer electrostatic interference fields. Low level of line attenuations and low mutual capacitances enable long transmission distances fast pulse acceleration. | Nominal voltage U | 500V
| 156 | Cables and Wires | Low Voltage Cables | Single Core | CU/LSHF 450/750V BS EN 50525-3-41 1C X 2.5MM² BLACK | 2368893 | CU/LSHF101170104 | PRYSMIAN | 0 | https://pim-kvc.soneparsea.com:3443/PictureServer/default.aspx/draka-cu-lshf101170104_Image1.jpg?A097AD989F807182ACA9C6A6BD985D97C572C0B8BA9D616481768B758367649399B2B5ACB7685E9EC0AC | https://pim-kvc.soneparsea.com:3443/PictureServer/default.aspx/draka-cu-lshf_Datasheet1.pdf?A097AD989F807182ACA9C6A6BD985D97C572C0B8BA9D8F78B1B9B5B8BA9C95A88173C4A9B8 | CU/LSHF 450/750V BS EN 50525-3-41, IEC60332-3-22 1C X 2.5MM² BLACK | This cable is made of plain annealed copper wire conductor with an extruded layer of cross-linked polyelefin insulation. It also meets IEC60754-1/2 AND IEC61034-2 international standards for low smoke function. | Conductor material | Copper
| 156 | Cables and Wires | Low Voltage Cables | Single Core | CU/LSHF 450/750V BS EN 50525-3-41 1C X 2.5MM² BLACK | 2368893 | CU/LSHF101170104 | PRYSMIAN | 0 | https://pim-kvc.soneparsea.com:3443/PictureServer/default.aspx/draka-cu-lshf101170104_Image1.jpg?A097AD989F807182ACA9C6A6BD985D97C572C0B8BA9D616481768B758367649399B2B5ACB7685E9EC0AC | https://pim-kvc.soneparsea.com:3443/PictureServer/default.aspx/draka-cu-lshf_Datasheet1.pdf?A097AD989F807182ACA9C6A6BD985D97C572C0B8BA9D8F78B1B9B5B8BA9C95A88173C4A9B8 | CU/LSHF 450/750V BS EN 50525-3-41, IEC60332-3-22 1C X 2.5MM² BLACK | This cable is made of plain annealed copper wire conductor with an extruded layer of cross-linked polyelefin insulation. It also meets IEC60754-1/2 AND IEC61034-2 international standards for low smoke function. | Nominal cross section conductor | 2.5mm²
| 156 | Cables and Wires | Low Voltage Cables | Single Core | CU/LSHF 450/750V BS EN 50525-3-41 1C X 2.5MM² BLACK | 2368893 | CU/LSHF101170104 | PRYSMIAN | 0 | https://pim-kvc.soneparsea.com:3443/PictureServer/default.aspx/draka-cu-lshf101170104_Image1.jpg?A097AD989F807182ACA9C6A6BD985D97C572C0B8BA9D616481768B758367649399B2B5ACB7685E9EC0AC | https://pim-kvc.soneparsea.com:3443/PictureServer/default.aspx/draka-cu-lshf_Datasheet1.pdf?A097AD989F807182ACA9C6A6BD985D97C572C0B8BA9D8F78B1B9B5B8BA9C95A88173C4A9B8 | CU/LSHF 450/750V BS EN 50525-3-41, IEC60332-3-22 1C X 2.5MM² BLACK | This cable is made of plain annealed copper wire conductor with an extruded layer of cross-linked polyelefin insulation. It also meets IEC60754-1/2 AND IEC61034-2 international standards for low smoke function. | Number of cores | 1
| 156 | Cables and Wires | Low Voltage Cables | Single Core | CU/LSHF 450/750V BS EN 50525-3-41 1C X 2.5MM² BLACK | 2368893 | CU/LSHF101170104 | PRYSMIAN | 0 | https://pim-kvc.soneparsea.com:3443/PictureServer/default.aspx/draka-cu-lshf101170104_Image1.jpg?A097AD989F807182ACA9C6A6BD985D97C572C0B8BA9D616481768B758367649399B2B5ACB7685E9EC0AC | https://pim-kvc.soneparsea.com:3443/PictureServer/default.aspx/draka-cu-lshf_Datasheet1.pdf?A097AD989F807182ACA9C6A6BD985D97C572C0B8BA9D8F78B1B9B5B8BA9C95A88173C4A9B8 | CU/LSHF 450/750V BS EN 50525-3-41, IEC60332-3-22 1C X 2.5MM² BLACK | This cable is made of plain annealed copper wire conductor with an extruded layer of cross-linked polyelefin insulation. It also meets IEC60754-1/2 AND IEC61034-2 international standards for low smoke function. | Material core insulation | Polyolefin
| 156 | Cables and Wires | Low Voltage Cables | Single Core | CU/LSHF 450/750V BS EN 50525-3-41 1C X 2.5MM² BLACK | 2368893 | CU/LSHF101170104 | PRYSMIAN | 0 | https://pim-kvc.soneparsea.com:3443/PictureServer/default.aspx/draka-cu-lshf101170104_Image1.jpg?A097AD989F807182ACA9C6A6BD985D97C572C0B8BA9D616481768B758367649399B2B5ACB7685E9EC0AC | https://pim-kvc.soneparsea.com:3443/PictureServer/default.aspx/draka-cu-lshf_Datasheet1.pdf?A097AD989F807182ACA9C6A6BD985D97C572C0B8BA9D8F78B1B9B5B8BA9C95A88173C4A9B8 | CU/LSHF 450/750V BS EN 50525-3-41, IEC60332-3-22 1C X 2.5MM² BLACK | This cable is made of plain annealed copper wire conductor with an extruded layer of cross-linked polyelefin insulation. It also meets IEC60754-1/2 AND IEC61034-2 international standards for low smoke function. | Specification core insulation | Crosslinked polyethylene (XLPE)
| 156 | Cables and Wires | Low Voltage Cables | Single Core | CU/LSHF 450/750V BS EN 50525-3-41 1C X 2.5MM² BLACK | 2368893 | CU/LSHF101170104 | PRYSMIAN | 0 | https://pim-kvc.soneparsea.com:3443/PictureServer/default.aspx/draka-cu-lshf101170104_Image1.jpg?A097AD989F807182ACA9C6A6BD985D97C572C0B8BA9D616481768B758367649399B2B5ACB7685E9EC0AC | https://pim-kvc.soneparsea.com:3443/PictureServer/default.aspx/draka-cu-lshf_Datasheet1.pdf?A097AD989F807182ACA9C6A6BD985D97C572C0B8BA9D8F78B1B9B5B8BA9C95A88173C4A9B8 | CU/LSHF 450/750V BS EN 50525-3-41, IEC60332-3-22 1C X 2.5MM² BLACK | This cable is made of plain annealed copper wire conductor with an extruded layer of cross-linked polyelefin insulation. It also meets IEC60754-1/2 AND IEC61034-2 international standards for low smoke function. | Core identification | Colour
| 156 | Cables and Wires | Low Voltage Cables | Single Core | CU/LSHF 450/750V BS EN 50525-3-41 1C X 2.5MM² BLACK | 2368893 | CU/LSHF101170104 | PRYSMIAN | 0 | https://pim-kvc.soneparsea.com:3443/PictureServer/default.aspx/draka-cu-lshf101170104_Image1.jpg?A097AD989F807182ACA9C6A6BD985D97C572C0B8BA9D616481768B758367649399B2B5ACB7685E9EC0AC | https://pim-kvc.soneparsea.com:3443/PictureServer/default.aspx/draka-cu-lshf_Datasheet1.pdf?A097AD989F807182ACA9C6A6BD985D97C572C0B8BA9D8F78B1B9B5B8BA9C95A88173C4A9B8 | CU/LSHF 450/750V BS EN 50525-3-41, IEC60332-3-22 1C X 2.5MM² BLACK | This cable is made of plain annealed copper wire conductor with an extruded layer of cross-linked polyelefin insulation. It also meets IEC60754-1/2 AND IEC61034-2 international standards for low smoke function. | Core colour | Black
| 156 | Cables and Wires | Low Voltage Cables | Single Core | CU/LSHF 450/750V BS EN 50525-3-41 1C X 2.5MM² BLACK | 2368893 | CU/LSHF101170104 | PRYSMIAN | 0 | https://pim-kvc.soneparsea.com:3443/PictureServer/default.aspx/draka-cu-lshf101170104_Image1.jpg?A097AD989F807182ACA9C6A6BD985D97C572C0B8BA9D616481768B758367649399B2B5ACB7685E9EC0AC | https://pim-kvc.soneparsea.com:3443/PictureServer/default.aspx/draka-cu-lshf_Datasheet1.pdf?A097AD989F807182ACA9C6A6BD985D97C572C0B8BA9D8F78B1B9B5B8BA9C95A88173C4A9B8 | CU/LSHF 450/750V BS EN 50525-3-41, IEC60332-3-22 1C X 2.5MM² BLACK | This cable is made of plain annealed copper wire conductor with an extruded layer of cross-linked polyelefin insulation. It also meets IEC60754-1/2 AND IEC61034-2 international standards for low smoke function. | Cable geometry | Round
| 156 | Cables and Wires | Low Voltage Cables | Single Core | CU/LSHF 450/750V BS EN 50525-3-41 1C X 2.5MM² BLACK | 2368893 | CU/LSHF101170104 | PRYSMIAN | 0 | https://pim-kvc.soneparsea.com:3443/PictureServer/default.aspx/draka-cu-lshf101170104_Image1.jpg?A097AD989F807182ACA9C6A6BD985D97C572C0B8BA9D616481768B758367649399B2B5ACB7685E9EC0AC | https://pim-kvc.soneparsea.com:3443/PictureServer/default.aspx/draka-cu-lshf_Datasheet1.pdf?A097AD989F807182ACA9C6A6BD985D97C572C0B8BA9D8F78B1B9B5B8BA9C95A88173C4A9B8 | CU/LSHF 450/750V BS EN 50525-3-41, IEC60332-3-22 1C X 2.5MM² BLACK | This cable is made of plain annealed copper wire conductor with an extruded layer of cross-linked polyelefin insulation. It also meets IEC60754-1/2 AND IEC61034-2 international standards for low smoke function. | Nominal voltage U0 | 450V
| 156 | Cables and Wires | Low Voltage Cables | Single Core | CU/LSHF 450/750V BS EN 50525-3-41 1C X 2.5MM² BLACK | 2368893 | CU/LSHF101170104 | PRYSMIAN | 0 | https://pim-kvc.soneparsea.com:3443/PictureServer/default.aspx/draka-cu-lshf101170104_Image1.jpg?A097AD989F807182ACA9C6A6BD985D97C572C0B8BA9D616481768B758367649399B2B5ACB7685E9EC0AC | https://pim-kvc.soneparsea.com:3443/PictureServer/default.aspx/draka-cu-lshf_Datasheet1.pdf?A097AD989F807182ACA9C6A6BD985D97C572C0B8BA9D8F78B1B9B5B8BA9C95A88173C4A9B8 | CU/LSHF 450/750V BS EN 50525-3-41, IEC60332-3-22 1C X 2.5MM² BLACK | This cable is made of plain annealed copper wire conductor with an extruded layer of cross-linked polyelefin insulation. It also meets IEC60754-1/2 AND IEC61034-2 international standards for low smoke function. | Nominal voltage U | 750V
| 156 | Cables and Wires | Low Voltage Cables | Single Core | CU/LSHF 450/750V BS EN 50525-3-41 1C X 2.5MM² BLACK | 2368893 | CU/LSHF101170104 | PRYSMIAN | 0 | https://pim-kvc.soneparsea.com:3443/PictureServer/default.aspx/draka-cu-lshf101170104_Image1.jpg?A097AD989F807182ACA9C6A6BD985D97C572C0B8BA9D616481768B758367649399B2B5ACB7685E9EC0AC | https://pim-kvc.soneparsea.com:3443/PictureServer/default.aspx/draka-cu-lshf_Datasheet1.pdf?A097AD989F807182ACA9C6A6BD985D97C572C0B8BA9D8F78B1B9B5B8BA9C95A88173C4A9B8 | CU/LSHF 450/750V BS EN 50525-3-41, IEC60332-3-22 1C X 2.5MM² BLACK | This cable is made of plain annealed copper wire conductor with an extruded layer of cross-linked polyelefin insulation. It also meets IEC60754-1/2 AND IEC61034-2 international standards for low smoke function. | Shape of conductor | Round
| 157 | Cables and Wires | Low Voltage Cables | Single Core | CU/LSHF 450/750V BS EN 50525-3-41 1C X 4MM² BLACK | 2368901 | CU/LSHF101200104 | PRYSMIAN | 0 | https://pim-kvc.soneparsea.com:3443/PictureServer/default.aspx/draka-cu-lshf101200104_Image1.jpg?A097AD989F807182ACA9C6A6BD985D97C572C0B8BA9D6164817784758367649399B2B5ACB7685E9EC0AC | https://pim-kvc.soneparsea.com:3443/PictureServer/default.aspx/draka-cu-lshf_Datasheet1.pdf?A097AD989F807182ACA9C6A6BD985D97C572C0B8BA9D8F78B1B9B5B8BA9C95A88173C4A9B8 | CU/LSHF 450/750V BS EN 50525-3-41, IEC60332-3-22 1C X 4MM² BLACK | This cable is made of plain annealed copper wire conductor with an extruded layer of cross-linked polyelefin insulation. It also meets IEC60754-1/2 AND IEC61034-2 international standards for low smoke function. | Conductor material | Copper
| 157 | Cables and Wires | Low Voltage Cables | Single Core | CU/LSHF 450/750V BS EN 50525-3-41 1C X 4MM² BLACK | 2368901 | CU/LSHF101200104 | PRYSMIAN | 0 | https://pim-kvc.soneparsea.com:3443/PictureServer/default.aspx/draka-cu-lshf101200104_Image1.jpg?A097AD989F807182ACA9C6A6BD985D97C572C0B8BA9D6164817784758367649399B2B5ACB7685E9EC0AC | https://pim-kvc.soneparsea.com:3443/PictureServer/default.aspx/draka-cu-lshf_Datasheet1.pdf?A097AD989F807182ACA9C6A6BD985D97C572C0B8BA9D8F78B1B9B5B8BA9C95A88173C4A9B8 | CU/LSHF 450/750V BS EN 50525-3-41, IEC60332-3-22 1C X 4MM² BLACK | This cable is made of plain annealed copper wire conductor with an extruded layer of cross-linked polyelefin insulation. It also meets IEC60754-1/2 AND IEC61034-2 international standards for low smoke function. | Nominal cross section conductor | 4mm²
| 157 | Cables and Wires | Low Voltage Cables | Single Core | CU/LSHF 450/750V BS EN 50525-3-41 1C X 4MM² BLACK | 2368901 | CU/LSHF101200104 | PRYSMIAN | 0 | https://pim-kvc.soneparsea.com:3443/PictureServer/default.aspx/draka-cu-lshf101200104_Image1.jpg?A097AD989F807182ACA9C6A6BD985D97C572C0B8BA9D6164817784758367649399B2B5ACB7685E9EC0AC | https://pim-kvc.soneparsea.com:3443/PictureServer/default.aspx/draka-cu-lshf_Datasheet1.pdf?A097AD989F807182ACA9C6A6BD985D97C572C0B8BA9D8F78B1B9B5B8BA9C95A88173C4A9B8 | CU/LSHF 450/750V BS EN 50525-3-41, IEC60332-3-22 1C X 4MM² BLACK | This cable is made of plain annealed copper wire conductor with an extruded layer of cross-linked polyelefin insulation. It also meets IEC60754-1/2 AND IEC61034-2 international standards for low smoke function. | Number of cores | 1
| 157 | Cables and Wires | Low Voltage Cables | Single Core | CU/LSHF 450/750V BS EN 50525-3-41 1C X 4MM² BLACK | 2368901 | CU/LSHF101200104 | PRYSMIAN | 0 | https://pim-kvc.soneparsea.com:3443/PictureServer/default.aspx/draka-cu-lshf101200104_Image1.jpg?A097AD989F807182ACA9C6A6BD985D97C572C0B8BA9D6164817784758367649399B2B5ACB7685E9EC0AC | https://pim-kvc.soneparsea.com:3443/PictureServer/default.aspx/draka-cu-lshf_Datasheet1.pdf?A097AD989F807182ACA9C6A6BD985D97C572C0B8BA9D8F78B1B9B5B8BA9C95A88173C4A9B8 | CU/LSHF 450/750V BS EN 50525-3-41, IEC60332-3-22 1C X 4MM² BLACK | This cable is made of plain annealed copper wire conductor with an extruded layer of cross-linked polyelefin insulation. It also meets IEC60754-1/2 AND IEC61034-2 international standards for low smoke function. | Material core insulation | Polyolefin
| 157 | Cables and Wires | Low Voltage Cables | Single Core | CU/LSHF 450/750V BS EN 50525-3-41 1C X 4MM² BLACK | 2368901 | CU/LSHF101200104 | PRYSMIAN | 0 | https://pim-kvc.soneparsea.com:3443/PictureServer/default.aspx/draka-cu-lshf101200104_Image1.jpg?A097AD989F807182ACA9C6A6BD985D97C572C0B8BA9D6164817784758367649399B2B5ACB7685E9EC0AC | https://pim-kvc.soneparsea.com:3443/PictureServer/default.aspx/draka-cu-lshf_Datasheet1.pdf?A097AD989F807182ACA9C6A6BD985D97C572C0B8BA9D8F78B1B9B5B8BA9C95A88173C4A9B8 | CU/LSHF 450/750V BS EN 50525-3-41, IEC60332-3-22 1C X 4MM² BLACK | This cable is made of plain annealed copper wire conductor with an extruded layer of cross-linked polyelefin insulation. It also meets IEC60754-1/2 AND IEC61034-2 international standards for low smoke function. | Specification core insulation | Crosslinked polyethylene (XLPE)
| 157 | Cables and Wires | Low Voltage Cables | Single Core | CU/LSHF 450/750V BS EN 50525-3-41 1C X 4MM² BLACK | 2368901 | CU/LSHF101200104 | PRYSMIAN | 0 | https://pim-kvc.soneparsea.com:3443/PictureServer/default.aspx/draka-cu-lshf101200104_Image1.jpg?A097AD989F807182ACA9C6A6BD985D97C572C0B8BA9D6164817784758367649399B2B5ACB7685E9EC0AC | https://pim-kvc.soneparsea.com:3443/PictureServer/default.aspx/draka-cu-lshf_Datasheet1.pdf?A097AD989F807182ACA9C6A6BD985D97C572C0B8BA9D8F78B1B9B5B8BA9C95A88173C4A9B8 | CU/LSHF 450/750V BS EN 50525-3-41, IEC60332-3-22 1C X 4MM² BLACK | This cable is made of plain annealed copper wire conductor with an extruded layer of cross-linked polyelefin insulation. It also meets IEC60754-1/2 AND IEC61034-2 international standards for low smoke function. | Core identification | Colour
| 157 | Cables and Wires | Low Voltage Cables | Single Core | CU/LSHF 450/750V BS EN 50525-3-41 1C X 4MM² BLACK | 2368901 | CU/LSHF101200104 | PRYSMIAN | 0 | https://pim-kvc.soneparsea.com:3443/PictureServer/default.aspx/draka-cu-lshf101200104_Image1.jpg?A097AD989F807182ACA9C6A6BD985D97C572C0B8BA9D6164817784758367649399B2B5ACB7685E9EC0AC | https://pim-kvc.soneparsea.com:3443/PictureServer/default.aspx/draka-cu-lshf_Datasheet1.pdf?A097AD989F807182ACA9C6A6BD985D97C572C0B8BA9D8F78B1B9B5B8BA9C95A88173C4A9B8 | CU/LSHF 450/750V BS EN 50525-3-41, IEC60332-3-22 1C X 4MM² BLACK | This cable is made of plain annealed copper wire conductor with an extruded layer of cross-linked polyelefin insulation. It also meets IEC60754-1/2 AND IEC61034-2 international standards for low smoke function. | Core colour | Black
| 157 | Cables and Wires | Low Voltage Cables | Single Core | CU/LSHF 450/750V BS EN 50525-3-41 1C X 4MM² BLACK | 2368901 | CU/LSHF101200104 | PRYSMIAN | 0 | https://pim-kvc.soneparsea.com:3443/PictureServer/default.aspx/draka-cu-lshf101200104_Image1.jpg?A097AD989F807182ACA9C6A6BD985D97C572C0B8BA9D6164817784758367649399B2B5ACB7685E9EC0AC | https://pim-kvc.soneparsea.com:3443/PictureServer/default.aspx/draka-cu-lshf_Datasheet1.pdf?A097AD989F807182ACA9C6A6BD985D97C572C0B8BA9D8F78B1B9B5B8BA9C95A88173C4A9B8 | CU/LSHF 450/750V BS EN 50525-3-41, IEC60332-3-22 1C X 4MM² BLACK | This cable is made of plain annealed copper wire conductor with an extruded layer of cross-linked polyelefin insulation. It also meets IEC60754-1/2 AND IEC61034-2 international standards for low smoke function. | Cable geometry | Round
| 157 | Cables and Wires | Low Voltage Cables | Single Core | CU/LSHF 450/750V BS EN 50525-3-41 1C X 4MM² BLACK | 2368901 | CU/LSHF101200104 | PRYSMIAN | 0 | https://pim-kvc.soneparsea.com:3443/PictureServer/default.aspx/draka-cu-lshf101200104_Image1.jpg?A097AD989F807182ACA9C6A6BD985D97C572C0B8BA9D6164817784758367649399B2B5ACB7685E9EC0AC | https://pim-kvc.soneparsea.com:3443/PictureServer/default.aspx/draka-cu-lshf_Datasheet1.pdf?A097AD989F807182ACA9C6A6BD985D97C572C0B8BA9D8F78B1B9B5B8BA9C95A88173C4A9B8 | CU/LSHF 450/750V BS EN 50525-3-41, IEC60332-3-22 1C X 4MM² BLACK | This cable is made of plain annealed copper wire conductor with an extruded layer of cross-linked polyelefin insulation. It also meets IEC60754-1/2 AND IEC61034-2 international standards for low smoke function. | Nominal voltage U0 | 450V
| 157 | Cables and Wires | Low Voltage Cables | Single Core | CU/LSHF 450/750V BS EN 50525-3-41 1C X 4MM² BLACK | 2368901 | CU/LSHF101200104 | PRYSMIAN | 0 | https://pim-kvc.soneparsea.com:3443/PictureServer/default.aspx/draka-cu-lshf101200104_Image1.jpg?A097AD989F807182ACA9C6A6BD985D97C572C0B8BA9D6164817784758367649399B2B5ACB7685E9EC0AC | https://pim-kvc.soneparsea.com:3443/PictureServer/default.aspx/draka-cu-lshf_Datasheet1.pdf?A097AD989F807182ACA9C6A6BD985D97C572C0B8BA9D8F78B1B9B5B8BA9C95A88173C4A9B8 | CU/LSHF 450/750V BS EN 50525-3-41, IEC60332-3-22 1C X 4MM² BLACK | This cable is made of plain annealed copper wire conductor with an extruded layer of cross-linked polyelefin insulation. It also meets IEC60754-1/2 AND IEC61034-2 international standards for low smoke function. | Nominal voltage U | 750V
| 157 | Cables and Wires | Low Voltage Cables | Single Core | CU/LSHF 450/750V BS EN 50525-3-41 1C X 4MM² BLACK | 2368901 | CU/LSHF101200104 | PRYSMIAN | 0 | https://pim-kvc.soneparsea.com:3443/PictureServer/default.aspx/draka-cu-lshf101200104_Image1.jpg?A097AD989F807182ACA9C6A6BD985D97C572C0B8BA9D6164817784758367649399B2B5ACB7685E9EC0AC | https://pim-kvc.soneparsea.com:3443/PictureServer/default.aspx/draka-cu-lshf_Datasheet1.pdf?A097AD989F807182ACA9C6A6BD985D97C572C0B8BA9D8F78B1B9B5B8BA9C95A88173C4A9B8 | CU/LSHF 450/750V BS EN 50525-3-41, IEC60332-3-22 1C X 4MM² BLACK | This cable is made of plain annealed copper wire conductor with an extruded layer of cross-linked polyelefin insulation. It also meets IEC60754-1/2 AND IEC61034-2 international standards for low smoke function. | Shape of conductor | Round
| 158 | Cables and Wires | Low Voltage Cables | Single Core | H07V-K FLEXIBLE CABLE 240MM² BLACK | 2368951 | PR9051013201 | PRYSMIAN | 0 | https://pim-kvc.soneparsea.com:3443/PictureServer/default.aspx/PRYSMIAN-PR9051013201_Image1.jpg?A097AD989F807182AC95A69EA58479759E72A4978B6765658076877782688F7DBDA6BBAA83659AA4B7 | https://pim-kvc.soneparsea.com:3443/PictureServer/default.aspx/prysmian-h07v-k-series_Datasheet1.pdf?A097AD989F807182ACB5C6BEC5A49995BE72BC7589AD5D9F7DB8B9B7BB9CA39394A6C8A6C59F9599C47682B5B69D | H07V-K FLEXIBLE CABLE 240MM² BLACK | Used in control panels and electrical equipments, on and under plaster as laid in conduit. When this cable is used in fixed installations with mechanically protected switchgear and control panels, the rated voltage is 600/1000 V. | Conductor material | Copper
| 158 | Cables and Wires | Low Voltage Cables | Single Core | H07V-K FLEXIBLE CABLE 240MM² BLACK | 2368951 | PR9051013201 | PRYSMIAN | 0 | https://pim-kvc.soneparsea.com:3443/PictureServer/default.aspx/PRYSMIAN-PR9051013201_Image1.jpg?A097AD989F807182AC95A69EA58479759E72A4978B6765658076877782688F7DBDA6BBAA83659AA4B7 | https://pim-kvc.soneparsea.com:3443/PictureServer/default.aspx/prysmian-h07v-k-series_Datasheet1.pdf?A097AD989F807182ACB5C6BEC5A49995BE72BC7589AD5D9F7DB8B9B7BB9CA39394A6C8A6C59F9599C47682B5B69D | H07V-K FLEXIBLE CABLE 240MM² BLACK | Used in control panels and electrical equipments, on and under plaster as laid in conduit. When this cable is used in fixed installations with mechanically protected switchgear and control panels, the rated voltage is 600/1000 V. | Nominal cross section conductor | 240mm²
| 158 | Cables and Wires | Low Voltage Cables | Single Core | H07V-K FLEXIBLE CABLE 240MM² BLACK | 2368951 | PR9051013201 | PRYSMIAN | 0 | https://pim-kvc.soneparsea.com:3443/PictureServer/default.aspx/PRYSMIAN-PR9051013201_Image1.jpg?A097AD989F807182AC95A69EA58479759E72A4978B6765658076877782688F7DBDA6BBAA83659AA4B7 | https://pim-kvc.soneparsea.com:3443/PictureServer/default.aspx/prysmian-h07v-k-series_Datasheet1.pdf?A097AD989F807182ACB5C6BEC5A49995BE72BC7589AD5D9F7DB8B9B7BB9CA39394A6C8A6C59F9599C47682B5B69D | H07V-K FLEXIBLE CABLE 240MM² BLACK | Used in control panels and electrical equipments, on and under plaster as laid in conduit. When this cable is used in fixed installations with mechanically protected switchgear and control panels, the rated voltage is 600/1000 V. | Conductor category | Class 5 = flexible
| 158 | Cables and Wires | Low Voltage Cables | Single Core | H07V-K FLEXIBLE CABLE 240MM² BLACK | 2368951 | PR9051013201 | PRYSMIAN | 0 | https://pim-kvc.soneparsea.com:3443/PictureServer/default.aspx/PRYSMIAN-PR9051013201_Image1.jpg?A097AD989F807182AC95A69EA58479759E72A4978B6765658076877782688F7DBDA6BBAA83659AA4B7 | https://pim-kvc.soneparsea.com:3443/PictureServer/default.aspx/prysmian-h07v-k-series_Datasheet1.pdf?A097AD989F807182ACB5C6BEC5A49995BE72BC7589AD5D9F7DB8B9B7BB9CA39394A6C8A6C59F9599C47682B5B69D | H07V-K FLEXIBLE CABLE 240MM² BLACK | Used in control panels and electrical equipments, on and under plaster as laid in conduit. When this cable is used in fixed installations with mechanically protected switchgear and control panels, the rated voltage is 600/1000 V. | Number of cores | 1
| 158 | Cables and Wires | Low Voltage Cables | Single Core | H07V-K FLEXIBLE CABLE 240MM² BLACK | 2368951 | PR9051013201 | PRYSMIAN | 0 | https://pim-kvc.soneparsea.com:3443/PictureServer/default.aspx/PRYSMIAN-PR9051013201_Image1.jpg?A097AD989F807182AC95A69EA58479759E72A4978B6765658076877782688F7DBDA6BBAA83659AA4B7 | https://pim-kvc.soneparsea.com:3443/PictureServer/default.aspx/prysmian-h07v-k-series_Datasheet1.pdf?A097AD989F807182ACB5C6BEC5A49995BE72BC7589AD5D9F7DB8B9B7BB9CA39394A6C8A6C59F9599C47682B5B69D | H07V-K FLEXIBLE CABLE 240MM² BLACK | Used in control panels and electrical equipments, on and under plaster as laid in conduit. When this cable is used in fixed installations with mechanically protected switchgear and control panels, the rated voltage is 600/1000 V. | Material outer sheath | Polyvinyl chloride (PVC)
| 158 | Cables and Wires | Low Voltage Cables | Single Core | H07V-K FLEXIBLE CABLE 240MM² BLACK | 2368951 | PR9051013201 | PRYSMIAN | 0 | https://pim-kvc.soneparsea.com:3443/PictureServer/default.aspx/PRYSMIAN-PR9051013201_Image1.jpg?A097AD989F807182AC95A69EA58479759E72A4978B6765658076877782688F7DBDA6BBAA83659AA4B7 | https://pim-kvc.soneparsea.com:3443/PictureServer/default.aspx/prysmian-h07v-k-series_Datasheet1.pdf?A097AD989F807182ACB5C6BEC5A49995BE72BC7589AD5D9F7DB8B9B7BB9CA39394A6C8A6C59F9599C47682B5B69D | H07V-K FLEXIBLE CABLE 240MM² BLACK | Used in control panels and electrical equipments, on and under plaster as laid in conduit. When this cable is used in fixed installations with mechanically protected switchgear and control panels, the rated voltage is 600/1000 V. | Colour outer sheath | Black
| 158 | Cables and Wires | Low Voltage Cables | Single Core | H07V-K FLEXIBLE CABLE 240MM² BLACK | 2368951 | PR9051013201 | PRYSMIAN | 0 | https://pim-kvc.soneparsea.com:3443/PictureServer/default.aspx/PRYSMIAN-PR9051013201_Image1.jpg?A097AD989F807182AC95A69EA58479759E72A4978B6765658076877782688F7DBDA6BBAA83659AA4B7 | https://pim-kvc.soneparsea.com:3443/PictureServer/default.aspx/prysmian-h07v-k-series_Datasheet1.pdf?A097AD989F807182ACB5C6BEC5A49995BE72BC7589AD5D9F7DB8B9B7BB9CA39394A6C8A6C59F9599C47682B5B69D | H07V-K FLEXIBLE CABLE 240MM² BLACK | Used in control panels and electrical equipments, on and under plaster as laid in conduit. When this cable is used in fixed installations with mechanically protected switchgear and control panels, the rated voltage is 600/1000 V. | Cable geometry | Round
| 158 | Cables and Wires | Low Voltage Cables | Single Core | H07V-K FLEXIBLE CABLE 240MM² BLACK | 2368951 | PR9051013201 | PRYSMIAN | 0 | https://pim-kvc.soneparsea.com:3443/PictureServer/default.aspx/PRYSMIAN-PR9051013201_Image1.jpg?A097AD989F807182AC95A69EA58479759E72A4978B6765658076877782688F7DBDA6BBAA83659AA4B7 | https://pim-kvc.soneparsea.com:3443/PictureServer/default.aspx/prysmian-h07v-k-series_Datasheet1.pdf?A097AD989F807182ACB5C6BEC5A49995BE72BC7589AD5D9F7DB8B9B7BB9CA39394A6C8A6C59F9599C47682B5B69D | H07V-K FLEXIBLE CABLE 240MM² BLACK | Used in control panels and electrical equipments, on and under plaster as laid in conduit. When this cable is used in fixed installations with mechanically protected switchgear and control panels, the rated voltage is 600/1000 V. | Nominal voltage U0 | 450V
| 158 | Cables and Wires | Low Voltage Cables | Single Core | H07V-K FLEXIBLE CABLE 240MM² BLACK | 2368951 | PR9051013201 | PRYSMIAN | 0 | https://pim-kvc.soneparsea.com:3443/PictureServer/default.aspx/PRYSMIAN-PR9051013201_Image1.jpg?A097AD989F807182AC95A69EA58479759E72A4978B6765658076877782688F7DBDA6BBAA83659AA4B7 | https://pim-kvc.soneparsea.com:3443/PictureServer/default.aspx/prysmian-h07v-k-series_Datasheet1.pdf?A097AD989F807182ACB5C6BEC5A49995BE72BC7589AD5D9F7DB8B9B7BB9CA39394A6C8A6C59F9599C47682B5B69D | H07V-K FLEXIBLE CABLE 240MM² BLACK | Used in control panels and electrical equipments, on and under plaster as laid in conduit. When this cable is used in fixed installations with mechanically protected switchgear and control panels, the rated voltage is 600/1000 V. | Nominal voltage U | 750V
| 158 | Cables and Wires | Low Voltage Cables | Single Core | H07V-K FLEXIBLE CABLE 240MM² BLACK | 2368951 | PR9051013201 | PRYSMIAN | 0 | https://pim-kvc.soneparsea.com:3443/PictureServer/default.aspx/PRYSMIAN-PR9051013201_Image1.jpg?A097AD989F807182AC95A69EA58479759E72A4978B6765658076877782688F7DBDA6BBAA83659AA4B7 | https://pim-kvc.soneparsea.com:3443/PictureServer/default.aspx/prysmian-h07v-k-series_Datasheet1.pdf?A097AD989F807182ACB5C6BEC5A49995BE72BC7589AD5D9F7DB8B9B7BB9CA39394A6C8A6C59F9599C47682B5B69D | H07V-K FLEXIBLE CABLE 240MM² BLACK | Used in control panels and electrical equipments, on and under plaster as laid in conduit. When this cable is used in fixed installations with mechanically protected switchgear and control panels, the rated voltage is 600/1000 V. | Shape of conductor | Round
| 159 | Cables and Wires | Low Voltage Cables | Single Core | H05V-K SIZE 0.5MM2 DARK BLUE | 2368954 | PR9031011104 | PRYSMIAN | 0 | https://pim-kvc.soneparsea.com:3443/PictureServer/default.aspx/PRYSMIAN-PR9031011104_Image1.jpg?A097AD989F807182AC95A69EA58479759E72A4978B67636580768576826B8F7DBDA6BBAA83659AA4B7 | https://pim-kvc.soneparsea.com:3443/PictureServer/default.aspx/prysmian-h05v-k-series_Datasheet1.pdf?A097AD989F807182ACB5C6BEC5A49995BE72BC7587AD5D9F7DB8B9B7BB9CA39394A6C8A6C59F9599C47682B5B69D | H05V-K SIZE 0.5MM2 DARK BLUE | It can be used in covered, dry places, in fixed plants, in distribution panels, on and under plaster as laid in conduit or on insulating support. | Conductor material | Copper
| 159 | Cables and Wires | Low Voltage Cables | Single Core | H05V-K SIZE 0.5MM2 DARK BLUE | 2368954 | PR9031011104 | PRYSMIAN | 0 | https://pim-kvc.soneparsea.com:3443/PictureServer/default.aspx/PRYSMIAN-PR9031011104_Image1.jpg?A097AD989F807182AC95A69EA58479759E72A4978B67636580768576826B8F7DBDA6BBAA83659AA4B7 | https://pim-kvc.soneparsea.com:3443/PictureServer/default.aspx/prysmian-h05v-k-series_Datasheet1.pdf?A097AD989F807182ACB5C6BEC5A49995BE72BC7587AD5D9F7DB8B9B7BB9CA39394A6C8A6C59F9599C47682B5B69D | H05V-K SIZE 0.5MM2 DARK BLUE | It can be used in covered, dry places, in fixed plants, in distribution panels, on and under plaster as laid in conduit or on insulating support. | Nominal cross section conductor | 0.5mm²
| 159 | Cables and Wires | Low Voltage Cables | Single Core | H05V-K SIZE 0.5MM2 DARK BLUE | 2368954 | PR9031011104 | PRYSMIAN | 0 | https://pim-kvc.soneparsea.com:3443/PictureServer/default.aspx/PRYSMIAN-PR9031011104_Image1.jpg?A097AD989F807182AC95A69EA58479759E72A4978B67636580768576826B8F7DBDA6BBAA83659AA4B7 | https://pim-kvc.soneparsea.com:3443/PictureServer/default.aspx/prysmian-h05v-k-series_Datasheet1.pdf?A097AD989F807182ACB5C6BEC5A49995BE72BC7587AD5D9F7DB8B9B7BB9CA39394A6C8A6C59F9599C47682B5B69D | H05V-K SIZE 0.5MM2 DARK BLUE | It can be used in covered, dry places, in fixed plants, in distribution panels, on and under plaster as laid in conduit or on insulating support. | Conductor category | Class 5 = flexible
| 159 | Cables and Wires | Low Voltage Cables | Single Core | H05V-K SIZE 0.5MM2 DARK BLUE | 2368954 | PR9031011104 | PRYSMIAN | 0 | https://pim-kvc.soneparsea.com:3443/PictureServer/default.aspx/PRYSMIAN-PR9031011104_Image1.jpg?A097AD989F807182AC95A69EA58479759E72A4978B67636580768576826B8F7DBDA6BBAA83659AA4B7 | https://pim-kvc.soneparsea.com:3443/PictureServer/default.aspx/prysmian-h05v-k-series_Datasheet1.pdf?A097AD989F807182ACB5C6BEC5A49995BE72BC7587AD5D9F7DB8B9B7BB9CA39394A6C8A6C59F9599C47682B5B69D | H05V-K SIZE 0.5MM2 DARK BLUE | It can be used in covered, dry places, in fixed plants, in distribution panels, on and under plaster as laid in conduit or on insulating support. | Number of cores | 1
| 159 | Cables and Wires | Low Voltage Cables | Single Core | H05V-K SIZE 0.5MM2 DARK BLUE | 2368954 | PR9031011104 | PRYSMIAN | 0 | https://pim-kvc.soneparsea.com:3443/PictureServer/default.aspx/PRYSMIAN-PR9031011104_Image1.jpg?A097AD989F807182AC95A69EA58479759E72A4978B67636580768576826B8F7DBDA6BBAA83659AA4B7 | https://pim-kvc.soneparsea.com:3443/PictureServer/default.aspx/prysmian-h05v-k-series_Datasheet1.pdf?A097AD989F807182ACB5C6BEC5A49995BE72BC7587AD5D9F7DB8B9B7BB9CA39394A6C8A6C59F9599C47682B5B69D | H05V-K SIZE 0.5MM2 DARK BLUE | It can be used in covered, dry places, in fixed plants, in distribution panels, on and under plaster as laid in conduit or on insulating support. | Material outer sheath | Polyvinyl chloride (PVC)
| 159 | Cables and Wires | Low Voltage Cables | Single Core | H05V-K SIZE 0.5MM2 DARK BLUE | 2368954 | PR9031011104 | PRYSMIAN | 0 | https://pim-kvc.soneparsea.com:3443/PictureServer/default.aspx/PRYSMIAN-PR9031011104_Image1.jpg?A097AD989F807182AC95A69EA58479759E72A4978B67636580768576826B8F7DBDA6BBAA83659AA4B7 | https://pim-kvc.soneparsea.com:3443/PictureServer/default.aspx/prysmian-h05v-k-series_Datasheet1.pdf?A097AD989F807182ACB5C6BEC5A49995BE72BC7587AD5D9F7DB8B9B7BB9CA39394A6C8A6C59F9599C47682B5B69D | H05V-K SIZE 0.5MM2 DARK BLUE | It can be used in covered, dry places, in fixed plants, in distribution panels, on and under plaster as laid in conduit or on insulating support. | Colour outer sheath | Blue
| 159 | Cables and Wires | Low Voltage Cables | Single Core | H05V-K SIZE 0.5MM2 DARK BLUE | 2368954 | PR9031011104 | PRYSMIAN | 0 | https://pim-kvc.soneparsea.com:3443/PictureServer/default.aspx/PRYSMIAN-PR9031011104_Image1.jpg?A097AD989F807182AC95A69EA58479759E72A4978B67636580768576826B8F7DBDA6BBAA83659AA4B7 | https://pim-kvc.soneparsea.com:3443/PictureServer/default.aspx/prysmian-h05v-k-series_Datasheet1.pdf?A097AD989F807182ACB5C6BEC5A49995BE72BC7587AD5D9F7DB8B9B7BB9CA39394A6C8A6C59F9599C47682B5B69D | H05V-K SIZE 0.5MM2 DARK BLUE | It can be used in covered, dry places, in fixed plants, in distribution panels, on and under plaster as laid in conduit or on insulating support. | Cable geometry | Round
| 159 | Cables and Wires | Low Voltage Cables | Single Core | H05V-K SIZE 0.5MM2 DARK BLUE | 2368954 | PR9031011104 | PRYSMIAN | 0 | https://pim-kvc.soneparsea.com:3443/PictureServer/default.aspx/PRYSMIAN-PR9031011104_Image1.jpg?A097AD989F807182AC95A69EA58479759E72A4978B67636580768576826B8F7DBDA6BBAA83659AA4B7 | https://pim-kvc.soneparsea.com:3443/PictureServer/default.aspx/prysmian-h05v-k-series_Datasheet1.pdf?A097AD989F807182ACB5C6BEC5A49995BE72BC7587AD5D9F7DB8B9B7BB9CA39394A6C8A6C59F9599C47682B5B69D | H05V-K SIZE 0.5MM2 DARK BLUE | It can be used in covered, dry places, in fixed plants, in distribution panels, on and under plaster as laid in conduit or on insulating support. | Nominal voltage U0 | 300V
| 159 | Cables and Wires | Low Voltage Cables | Single Core | H05V-K SIZE 0.5MM2 DARK BLUE | 2368954 | PR9031011104 | PRYSMIAN | 0 | https://pim-kvc.soneparsea.com:3443/PictureServer/default.aspx/PRYSMIAN-PR9031011104_Image1.jpg?A097AD989F807182AC95A69EA58479759E72A4978B67636580768576826B8F7DBDA6BBAA83659AA4B7 | https://pim-kvc.soneparsea.com:3443/PictureServer/default.aspx/prysmian-h05v-k-series_Datasheet1.pdf?A097AD989F807182ACB5C6BEC5A49995BE72BC7587AD5D9F7DB8B9B7BB9CA39394A6C8A6C59F9599C47682B5B69D | H05V-K SIZE 0.5MM2 DARK BLUE | It can be used in covered, dry places, in fixed plants, in distribution panels, on and under plaster as laid in conduit or on insulating support. | Nominal voltage U | 500V
| 159 | Cables and Wires | Low Voltage Cables | Single Core | H05V-K SIZE 0.5MM2 DARK BLUE | 2368954 | PR9031011104 | PRYSMIAN | 0 | https://pim-kvc.soneparsea.com:3443/PictureServer/default.aspx/PRYSMIAN-PR9031011104_Image1.jpg?A097AD989F807182AC95A69EA58479759E72A4978B67636580768576826B8F7DBDA6BBAA83659AA4B7 | https://pim-kvc.soneparsea.com:3443/PictureServer/default.aspx/prysmian-h05v-k-series_Datasheet1.pdf?A097AD989F807182ACB5C6BEC5A49995BE72BC7587AD5D9F7DB8B9B7BB9CA39394A6C8A6C59F9599C47682B5B69D | H05V-K SIZE 0.5MM2 DARK BLUE | It can be used in covered, dry places, in fixed plants, in distribution panels, on and under plaster as laid in conduit or on insulating support. | Shape of conductor | Round
| 160 | Cables and Wires | Low Voltage Cables | Single Core | H05V-K SIZE 0.5MM2 GREEN/YELLOW | 2368955 | PR9031011106 | PRYSMIAN | 0 | https://pim-kvc.soneparsea.com:3443/PictureServer/default.aspx/PRYSMIAN-PR9031011106_Image1.jpg?A097AD989F807182AC95A69EA58479759E72A4978B67636580768576826D8F7DBDA6BBAA83659AA4B7 | https://pim-kvc.soneparsea.com:3443/PictureServer/default.aspx/prysmian-h05v-k-series_Datasheet1.pdf?A097AD989F807182ACB5C6BEC5A49995BE72BC7587AD5D9F7DB8B9B7BB9CA39394A6C8A6C59F9599C47682B5B69D | H05V-K SIZE 0.5MM2 GREEN/YELLOW | It can be used in covered, dry places, in fixed plants, in distribution panels, on and under plaster as laid in conduit or on insulating support. | Conductor material | Copper
| 160 | Cables and Wires | Low Voltage Cables | Single Core | H05V-K SIZE 0.5MM2 GREEN/YELLOW | 2368955 | PR9031011106 | PRYSMIAN | 0 | https://pim-kvc.soneparsea.com:3443/PictureServer/default.aspx/PRYSMIAN-PR9031011106_Image1.jpg?A097AD989F807182AC95A69EA58479759E72A4978B67636580768576826D8F7DBDA6BBAA83659AA4B7 | https://pim-kvc.soneparsea.com:3443/PictureServer/default.aspx/prysmian-h05v-k-series_Datasheet1.pdf?A097AD989F807182ACB5C6BEC5A49995BE72BC7587AD5D9F7DB8B9B7BB9CA39394A6C8A6C59F9599C47682B5B69D | H05V-K SIZE 0.5MM2 GREEN/YELLOW | It can be used in covered, dry places, in fixed plants, in distribution panels, on and under plaster as laid in conduit or on insulating support. | Nominal cross section conductor | 0.5mm²
| 160 | Cables and Wires | Low Voltage Cables | Single Core | H05V-K SIZE 0.5MM2 GREEN/YELLOW | 2368955 | PR9031011106 | PRYSMIAN | 0 | https://pim-kvc.soneparsea.com:3443/PictureServer/default.aspx/PRYSMIAN-PR9031011106_Image1.jpg?A097AD989F807182AC95A69EA58479759E72A4978B67636580768576826D8F7DBDA6BBAA83659AA4B7 | https://pim-kvc.soneparsea.com:3443/PictureServer/default.aspx/prysmian-h05v-k-series_Datasheet1.pdf?A097AD989F807182ACB5C6BEC5A49995BE72BC7587AD5D9F7DB8B9B7BB9CA39394A6C8A6C59F9599C47682B5B69D | H05V-K SIZE 0.5MM2 GREEN/YELLOW | It can be used in covered, dry places, in fixed plants, in distribution panels, on and under plaster as laid in conduit or on insulating support. | Conductor category | Class 5 = flexible
| 160 | Cables and Wires | Low Voltage Cables | Single Core | H05V-K SIZE 0.5MM2 GREEN/YELLOW | 2368955 | PR9031011106 | PRYSMIAN | 0 | https://pim-kvc.soneparsea.com:3443/PictureServer/default.aspx/PRYSMIAN-PR9031011106_Image1.jpg?A097AD989F807182AC95A69EA58479759E72A4978B67636580768576826D8F7DBDA6BBAA83659AA4B7 | https://pim-kvc.soneparsea.com:3443/PictureServer/default.aspx/prysmian-h05v-k-series_Datasheet1.pdf?A097AD989F807182ACB5C6BEC5A49995BE72BC7587AD5D9F7DB8B9B7BB9CA39394A6C8A6C59F9599C47682B5B69D | H05V-K SIZE 0.5MM2 GREEN/YELLOW | It can be used in covered, dry places, in fixed plants, in distribution panels, on and under plaster as laid in conduit or on insulating support. | Number of cores | 1
| 160 | Cables and Wires | Low Voltage Cables | Single Core | H05V-K SIZE 0.5MM2 GREEN/YELLOW | 2368955 | PR9031011106 | PRYSMIAN | 0 | https://pim-kvc.soneparsea.com:3443/PictureServer/default.aspx/PRYSMIAN-PR9031011106_Image1.jpg?A097AD989F807182AC95A69EA58479759E72A4978B67636580768576826D8F7DBDA6BBAA83659AA4B7 | https://pim-kvc.soneparsea.com:3443/PictureServer/default.aspx/prysmian-h05v-k-series_Datasheet1.pdf?A097AD989F807182ACB5C6BEC5A49995BE72BC7587AD5D9F7DB8B9B7BB9CA39394A6C8A6C59F9599C47682B5B69D | H05V-K SIZE 0.5MM2 GREEN/YELLOW | It can be used in covered, dry places, in fixed plants, in distribution panels, on and under plaster as laid in conduit or on insulating support. | Material outer sheath | Polyvinyl chloride (PVC)
| 160 | Cables and Wires | Low Voltage Cables | Single Core | H05V-K SIZE 0.5MM2 GREEN/YELLOW | 2368955 | PR9031011106 | PRYSMIAN | 0 | https://pim-kvc.soneparsea.com:3443/PictureServer/default.aspx/PRYSMIAN-PR9031011106_Image1.jpg?A097AD989F807182AC95A69EA58479759E72A4978B67636580768576826D8F7DBDA6BBAA83659AA4B7 | https://pim-kvc.soneparsea.com:3443/PictureServer/default.aspx/prysmian-h05v-k-series_Datasheet1.pdf?A097AD989F807182ACB5C6BEC5A49995BE72BC7587AD5D9F7DB8B9B7BB9CA39394A6C8A6C59F9599C47682B5B69D | H05V-K SIZE 0.5MM2 GREEN/YELLOW | It can be used in covered, dry places, in fixed plants, in distribution panels, on and under plaster as laid in conduit or on insulating support. | Colour outer sheath | Multi-coloured
| 160 | Cables and Wires | Low Voltage Cables | Single Core | H05V-K SIZE 0.5MM2 GREEN/YELLOW | 2368955 | PR9031011106 | PRYSMIAN | 0 | https://pim-kvc.soneparsea.com:3443/PictureServer/default.aspx/PRYSMIAN-PR9031011106_Image1.jpg?A097AD989F807182AC95A69EA58479759E72A4978B67636580768576826D8F7DBDA6BBAA83659AA4B7 | https://pim-kvc.soneparsea.com:3443/PictureServer/default.aspx/prysmian-h05v-k-series_Datasheet1.pdf?A097AD989F807182ACB5C6BEC5A49995BE72BC7587AD5D9F7DB8B9B7BB9CA39394A6C8A6C59F9599C47682B5B69D | H05V-K SIZE 0.5MM2 GREEN/YELLOW | It can be used in covered, dry places, in fixed plants, in distribution panels, on and under plaster as laid in conduit or on insulating support. | Cable geometry | Round
| 160 | Cables and Wires | Low Voltage Cables | Single Core | H05V-K SIZE 0.5MM2 GREEN/YELLOW | 2368955 | PR9031011106 | PRYSMIAN | 0 | https://pim-kvc.soneparsea.com:3443/PictureServer/default.aspx/PRYSMIAN-PR9031011106_Image1.jpg?A097AD989F807182AC95A69EA58479759E72A4978B67636580768576826D8F7DBDA6BBAA83659AA4B7 | https://pim-kvc.soneparsea.com:3443/PictureServer/default.aspx/prysmian-h05v-k-series_Datasheet1.pdf?A097AD989F807182ACB5C6BEC5A49995BE72BC7587AD5D9F7DB8B9B7BB9CA39394A6C8A6C59F9599C47682B5B69D | H05V-K SIZE 0.5MM2 GREEN/YELLOW | It can be used in covered, dry places, in fixed plants, in distribution panels, on and under plaster as laid in conduit or on insulating support. | Nominal voltage U0 | 300V
| 160 | Cables and Wires | Low Voltage Cables | Single Core | H05V-K SIZE 0.5MM2 GREEN/YELLOW | 2368955 | PR9031011106 | PRYSMIAN | 0 | https://pim-kvc.soneparsea.com:3443/PictureServer/default.aspx/PRYSMIAN-PR9031011106_Image1.jpg?A097AD989F807182AC95A69EA58479759E72A4978B67636580768576826D8F7DBDA6BBAA83659AA4B7 | https://pim-kvc.soneparsea.com:3443/PictureServer/default.aspx/prysmian-h05v-k-series_Datasheet1.pdf?A097AD989F807182ACB5C6BEC5A49995BE72BC7587AD5D9F7DB8B9B7BB9CA39394A6C8A6C59F9599C47682B5B69D | H05V-K SIZE 0.5MM2 GREEN/YELLOW | It can be used in covered, dry places, in fixed plants, in distribution panels, on and under plaster as laid in conduit or on insulating support. | Nominal voltage U | 500V
| 160 | Cables and Wires | Low Voltage Cables | Single Core | H05V-K SIZE 0.5MM2 GREEN/YELLOW | 2368955 | PR9031011106 | PRYSMIAN | 0 | https://pim-kvc.soneparsea.com:3443/PictureServer/default.aspx/PRYSMIAN-PR9031011106_Image1.jpg?A097AD989F807182AC95A69EA58479759E72A4978B67636580768576826D8F7DBDA6BBAA83659AA4B7 | https://pim-kvc.soneparsea.com:3443/PictureServer/default.aspx/prysmian-h05v-k-series_Datasheet1.pdf?A097AD989F807182ACB5C6BEC5A49995BE72BC7587AD5D9F7DB8B9B7BB9CA39394A6C8A6C59F9599C47682B5B69D | H05V-K SIZE 0.5MM2 GREEN/YELLOW | It can be used in covered, dry places, in fixed plants, in distribution panels, on and under plaster as laid in conduit or on insulating support. | Shape of conductor | Round
| 161 | Cables and Wires | Low Voltage Cables | Single Core | H05V-K SIZE 0.5MM2 ORANGE | 2368956 | PR9031011108 | PRYSMIAN | 0 | https://pim-kvc.soneparsea.com:3443/PictureServer/default.aspx/PRYSMIAN-PR9031011108_Image1.jpg?A097AD989F807182AC95A69EA58479759E72A4978B67636580768576826F8F7DBDA6BBAA83659AA4B7 | https://pim-kvc.soneparsea.com:3443/PictureServer/default.aspx/prysmian-h05v-k-series_Datasheet1.pdf?A097AD989F807182ACB5C6BEC5A49995BE72BC7587AD5D9F7DB8B9B7BB9CA39394A6C8A6C59F9599C47682B5B69D | H05V-K SIZE 0.5MM2 ORANGE | It can be used in covered, dry places, in fixed plants, in distribution panels, on and under plaster as laid in conduit or on insulating support. | Conductor material | Copper
| 161 | Cables and Wires | Low Voltage Cables | Single Core | H05V-K SIZE 0.5MM2 ORANGE | 2368956 | PR9031011108 | PRYSMIAN | 0 | https://pim-kvc.soneparsea.com:3443/PictureServer/default.aspx/PRYSMIAN-PR9031011108_Image1.jpg?A097AD989F807182AC95A69EA58479759E72A4978B67636580768576826F8F7DBDA6BBAA83659AA4B7 | https://pim-kvc.soneparsea.com:3443/PictureServer/default.aspx/prysmian-h05v-k-series_Datasheet1.pdf?A097AD989F807182ACB5C6BEC5A49995BE72BC7587AD5D9F7DB8B9B7BB9CA39394A6C8A6C59F9599C47682B5B69D | H05V-K SIZE 0.5MM2 ORANGE | It can be used in covered, dry places, in fixed plants, in distribution panels, on and under plaster as laid in conduit or on insulating support. | Nominal cross section conductor | 0.5mm²
| 161 | Cables and Wires | Low Voltage Cables | Single Core | H05V-K SIZE 0.5MM2 ORANGE | 2368956 | PR9031011108 | PRYSMIAN | 0 | https://pim-kvc.soneparsea.com:3443/PictureServer/default.aspx/PRYSMIAN-PR9031011108_Image1.jpg?A097AD989F807182AC95A69EA58479759E72A4978B67636580768576826F8F7DBDA6BBAA83659AA4B7 | https://pim-kvc.soneparsea.com:3443/PictureServer/default.aspx/prysmian-h05v-k-series_Datasheet1.pdf?A097AD989F807182ACB5C6BEC5A49995BE72BC7587AD5D9F7DB8B9B7BB9CA39394A6C8A6C59F9599C47682B5B69D | H05V-K SIZE 0.5MM2 ORANGE | It can be used in covered, dry places, in fixed plants, in distribution panels, on and under plaster as laid in conduit or on insulating support. | Conductor category | Class 5 = flexible
| 161 | Cables and Wires | Low Voltage Cables | Single Core | H05V-K SIZE 0.5MM2 ORANGE | 2368956 | PR9031011108 | PRYSMIAN | 0 | https://pim-kvc.soneparsea.com:3443/PictureServer/default.aspx/PRYSMIAN-PR9031011108_Image1.jpg?A097AD989F807182AC95A69EA58479759E72A4978B67636580768576826F8F7DBDA6BBAA83659AA4B7 | https://pim-kvc.soneparsea.com:3443/PictureServer/default.aspx/prysmian-h05v-k-series_Datasheet1.pdf?A097AD989F807182ACB5C6BEC5A49995BE72BC7587AD5D9F7DB8B9B7BB9CA39394A6C8A6C59F9599C47682B5B69D | H05V-K SIZE 0.5MM2 ORANGE | It can be used in covered, dry places, in fixed plants, in distribution panels, on and under plaster as laid in conduit or on insulating support. | Number of cores | 1
| 161 | Cables and Wires | Low Voltage Cables | Single Core | H05V-K SIZE 0.5MM2 ORANGE | 2368956 | PR9031011108 | PRYSMIAN | 0 | https://pim-kvc.soneparsea.com:3443/PictureServer/default.aspx/PRYSMIAN-PR9031011108_Image1.jpg?A097AD989F807182AC95A69EA58479759E72A4978B67636580768576826F8F7DBDA6BBAA83659AA4B7 | https://pim-kvc.soneparsea.com:3443/PictureServer/default.aspx/prysmian-h05v-k-series_Datasheet1.pdf?A097AD989F807182ACB5C6BEC5A49995BE72BC7587AD5D9F7DB8B9B7BB9CA39394A6C8A6C59F9599C47682B5B69D | H05V-K SIZE 0.5MM2 ORANGE | It can be used in covered, dry places, in fixed plants, in distribution panels, on and under plaster as laid in conduit or on insulating support. | Material outer sheath | Polyvinyl chloride (PVC)
| 161 | Cables and Wires | Low Voltage Cables | Single Core | H05V-K SIZE 0.5MM2 ORANGE | 2368956 | PR9031011108 | PRYSMIAN | 0 | https://pim-kvc.soneparsea.com:3443/PictureServer/default.aspx/PRYSMIAN-PR9031011108_Image1.jpg?A097AD989F807182AC95A69EA58479759E72A4978B67636580768576826F8F7DBDA6BBAA83659AA4B7 | https://pim-kvc.soneparsea.com:3443/PictureServer/default.aspx/prysmian-h05v-k-series_Datasheet1.pdf?A097AD989F807182ACB5C6BEC5A49995BE72BC7587AD5D9F7DB8B9B7BB9CA39394A6C8A6C59F9599C47682B5B69D | H05V-K SIZE 0.5MM2 ORANGE | It can be used in covered, dry places, in fixed plants, in distribution panels, on and under plaster as laid in conduit or on insulating support. | Colour outer sheath | Orange
| 161 | Cables and Wires | Low Voltage Cables | Single Core | H05V-K SIZE 0.5MM2 ORANGE | 2368956 | PR9031011108 | PRYSMIAN | 0 | https://pim-kvc.soneparsea.com:3443/PictureServer/default.aspx/PRYSMIAN-PR9031011108_Image1.jpg?A097AD989F807182AC95A69EA58479759E72A4978B67636580768576826F8F7DBDA6BBAA83659AA4B7 | https://pim-kvc.soneparsea.com:3443/PictureServer/default.aspx/prysmian-h05v-k-series_Datasheet1.pdf?A097AD989F807182ACB5C6BEC5A49995BE72BC7587AD5D9F7DB8B9B7BB9CA39394A6C8A6C59F9599C47682B5B69D | H05V-K SIZE 0.5MM2 ORANGE | It can be used in covered, dry places, in fixed plants, in distribution panels, on and under plaster as laid in conduit or on insulating support. | Cable geometry | Round
| 161 | Cables and Wires | Low Voltage Cables | Single Core | H05V-K SIZE 0.5MM2 ORANGE | 2368956 | PR9031011108 | PRYSMIAN | 0 | https://pim-kvc.soneparsea.com:3443/PictureServer/default.aspx/PRYSMIAN-PR9031011108_Image1.jpg?A097AD989F807182AC95A69EA58479759E72A4978B67636580768576826F8F7DBDA6BBAA83659AA4B7 | https://pim-kvc.soneparsea.com:3443/PictureServer/default.aspx/prysmian-h05v-k-series_Datasheet1.pdf?A097AD989F807182ACB5C6BEC5A49995BE72BC7587AD5D9F7DB8B9B7BB9CA39394A6C8A6C59F9599C47682B5B69D | H05V-K SIZE 0.5MM2 ORANGE | It can be used in covered, dry places, in fixed plants, in distribution panels, on and under plaster as laid in conduit or on insulating support. | Nominal voltage U0 | 300V
| 161 | Cables and Wires | Low Voltage Cables | Single Core | H05V-K SIZE 0.5MM2 ORANGE | 2368956 | PR9031011108 | PRYSMIAN | 0 | https://pim-kvc.soneparsea.com:3443/PictureServer/default.aspx/PRYSMIAN-PR9031011108_Image1.jpg?A097AD989F807182AC95A69EA58479759E72A4978B67636580768576826F8F7DBDA6BBAA83659AA4B7 | https://pim-kvc.soneparsea.com:3443/PictureServer/default.aspx/prysmian-h05v-k-series_Datasheet1.pdf?A097AD989F807182ACB5C6BEC5A49995BE72BC7587AD5D9F7DB8B9B7BB9CA39394A6C8A6C59F9599C47682B5B69D | H05V-K SIZE 0.5MM2 ORANGE | It can be used in covered, dry places, in fixed plants, in distribution panels, on and under plaster as laid in conduit or on insulating support. | Nominal voltage U | 500V
| 161 | Cables and Wires | Low Voltage Cables | Single Core | H05V-K SIZE 0.5MM2 ORANGE | 2368956 | PR9031011108 | PRYSMIAN | 0 | https://pim-kvc.soneparsea.com:3443/PictureServer/default.aspx/PRYSMIAN-PR9031011108_Image1.jpg?A097AD989F807182AC95A69EA58479759E72A4978B67636580768576826F8F7DBDA6BBAA83659AA4B7 | https://pim-kvc.soneparsea.com:3443/PictureServer/default.aspx/prysmian-h05v-k-series_Datasheet1.pdf?A097AD989F807182ACB5C6BEC5A49995BE72BC7587AD5D9F7DB8B9B7BB9CA39394A6C8A6C59F9599C47682B5B69D | H05V-K SIZE 0.5MM2 ORANGE | It can be used in covered, dry places, in fixed plants, in distribution panels, on and under plaster as laid in conduit or on insulating support. | Shape of conductor | Round
| 162 | Cables and Wires | Low Voltage Cables | Single Core | H05V-K SIZE 0.75MM2 BLACK | 2368959 | PR9031011201 | PRYSMIAN | 0 | https://pim-kvc.soneparsea.com:3443/PictureServer/default.aspx/PRYSMIAN-PR9031011201_Image1.jpg?A097AD989F807182AC95A69EA58479759E72A4978B6763658076857782688F7DBDA6BBAA83659AA4B7 | https://pim-kvc.soneparsea.com:3443/PictureServer/default.aspx/prysmian-h05v-k-series_Datasheet1.pdf?A097AD989F807182ACB5C6BEC5A49995BE72BC7587AD5D9F7DB8B9B7BB9CA39394A6C8A6C59F9599C47682B5B69D | H05V-K SIZE 0.75MM2 BLACK | It can be used in covered, dry places, in fixed plants, in distribution panels, on and under plaster as laid in conduit or on insulating support. | Conductor material | Copper
| 162 | Cables and Wires | Low Voltage Cables | Single Core | H05V-K SIZE 0.75MM2 BLACK | 2368959 | PR9031011201 | PRYSMIAN | 0 | https://pim-kvc.soneparsea.com:3443/PictureServer/default.aspx/PRYSMIAN-PR9031011201_Image1.jpg?A097AD989F807182AC95A69EA58479759E72A4978B6763658076857782688F7DBDA6BBAA83659AA4B7 | https://pim-kvc.soneparsea.com:3443/PictureServer/default.aspx/prysmian-h05v-k-series_Datasheet1.pdf?A097AD989F807182ACB5C6BEC5A49995BE72BC7587AD5D9F7DB8B9B7BB9CA39394A6C8A6C59F9599C47682B5B69D | H05V-K SIZE 0.75MM2 BLACK | It can be used in covered, dry places, in fixed plants, in distribution panels, on and under plaster as laid in conduit or on insulating support. | Nominal cross section conductor | 0.75mm²
| 162 | Cables and Wires | Low Voltage Cables | Single Core | H05V-K SIZE 0.75MM2 BLACK | 2368959 | PR9031011201 | PRYSMIAN | 0 | https://pim-kvc.soneparsea.com:3443/PictureServer/default.aspx/PRYSMIAN-PR9031011201_Image1.jpg?A097AD989F807182AC95A69EA58479759E72A4978B6763658076857782688F7DBDA6BBAA83659AA4B7 | https://pim-kvc.soneparsea.com:3443/PictureServer/default.aspx/prysmian-h05v-k-series_Datasheet1.pdf?A097AD989F807182ACB5C6BEC5A49995BE72BC7587AD5D9F7DB8B9B7BB9CA39394A6C8A6C59F9599C47682B5B69D | H05V-K SIZE 0.75MM2 BLACK | It can be used in covered, dry places, in fixed plants, in distribution panels, on and under plaster as laid in conduit or on insulating support. | Conductor category | Class 5 = flexible
| 162 | Cables and Wires | Low Voltage Cables | Single Core | H05V-K SIZE 0.75MM2 BLACK | 2368959 | PR9031011201 | PRYSMIAN | 0 | https://pim-kvc.soneparsea.com:3443/PictureServer/default.aspx/PRYSMIAN-PR9031011201_Image1.jpg?A097AD989F807182AC95A69EA58479759E72A4978B6763658076857782688F7DBDA6BBAA83659AA4B7 | https://pim-kvc.soneparsea.com:3443/PictureServer/default.aspx/prysmian-h05v-k-series_Datasheet1.pdf?A097AD989F807182ACB5C6BEC5A49995BE72BC7587AD5D9F7DB8B9B7BB9CA39394A6C8A6C59F9599C47682B5B69D | H05V-K SIZE 0.75MM2 BLACK | It can be used in covered, dry places, in fixed plants, in distribution panels, on and under plaster as laid in conduit or on insulating support. | Number of cores | 1
| 162 | Cables and Wires | Low Voltage Cables | Single Core | H05V-K SIZE 0.75MM2 BLACK | 2368959 | PR9031011201 | PRYSMIAN | 0 | https://pim-kvc.soneparsea.com:3443/PictureServer/default.aspx/PRYSMIAN-PR9031011201_Image1.jpg?A097AD989F807182AC95A69EA58479759E72A4978B6763658076857782688F7DBDA6BBAA83659AA4B7 | https://pim-kvc.soneparsea.com:3443/PictureServer/default.aspx/prysmian-h05v-k-series_Datasheet1.pdf?A097AD989F807182ACB5C6BEC5A49995BE72BC7587AD5D9F7DB8B9B7BB9CA39394A6C8A6C59F9599C47682B5B69D | H05V-K SIZE 0.75MM2 BLACK | It can be used in covered, dry places, in fixed plants, in distribution panels, on and under plaster as laid in conduit or on insulating support. | Material outer sheath | Polyvinyl chloride (PVC)
| 162 | Cables and Wires | Low Voltage Cables | Single Core | H05V-K SIZE 0.75MM2 BLACK | 2368959 | PR9031011201 | PRYSMIAN | 0 | https://pim-kvc.soneparsea.com:3443/PictureServer/default.aspx/PRYSMIAN-PR9031011201_Image1.jpg?A097AD989F807182AC95A69EA58479759E72A4978B6763658076857782688F7DBDA6BBAA83659AA4B7 | https://pim-kvc.soneparsea.com:3443/PictureServer/default.aspx/prysmian-h05v-k-series_Datasheet1.pdf?A097AD989F807182ACB5C6BEC5A49995BE72BC7587AD5D9F7DB8B9B7BB9CA39394A6C8A6C59F9599C47682B5B69D | H05V-K SIZE 0.75MM2 BLACK | It can be used in covered, dry places, in fixed plants, in distribution panels, on and under plaster as laid in conduit or on insulating support. | Colour outer sheath | Black
| 162 | Cables and Wires | Low Voltage Cables | Single Core | H05V-K SIZE 0.75MM2 BLACK | 2368959 | PR9031011201 | PRYSMIAN | 0 | https://pim-kvc.soneparsea.com:3443/PictureServer/default.aspx/PRYSMIAN-PR9031011201_Image1.jpg?A097AD989F807182AC95A69EA58479759E72A4978B6763658076857782688F7DBDA6BBAA83659AA4B7 | https://pim-kvc.soneparsea.com:3443/PictureServer/default.aspx/prysmian-h05v-k-series_Datasheet1.pdf?A097AD989F807182ACB5C6BEC5A49995BE72BC7587AD5D9F7DB8B9B7BB9CA39394A6C8A6C59F9599C47682B5B69D | H05V-K SIZE 0.75MM2 BLACK | It can be used in covered, dry places, in fixed plants, in distribution panels, on and under plaster as laid in conduit or on insulating support. | Cable geometry | Round
| 162 | Cables and Wires | Low Voltage Cables | Single Core | H05V-K SIZE 0.75MM2 BLACK | 2368959 | PR9031011201 | PRYSMIAN | 0 | https://pim-kvc.soneparsea.com:3443/PictureServer/default.aspx/PRYSMIAN-PR9031011201_Image1.jpg?A097AD989F807182AC95A69EA58479759E72A4978B6763658076857782688F7DBDA6BBAA83659AA4B7 | https://pim-kvc.soneparsea.com:3443/PictureServer/default.aspx/prysmian-h05v-k-series_Datasheet1.pdf?A097AD989F807182ACB5C6BEC5A49995BE72BC7587AD5D9F7DB8B9B7BB9CA39394A6C8A6C59F9599C47682B5B69D | H05V-K SIZE 0.75MM2 BLACK | It can be used in covered, dry places, in fixed plants, in distribution panels, on and under plaster as laid in conduit or on insulating support. | Nominal voltage U0 | 300V
| 162 | Cables and Wires | Low Voltage Cables | Single Core | H05V-K SIZE 0.75MM2 BLACK | 2368959 | PR9031011201 | PRYSMIAN | 0 | https://pim-kvc.soneparsea.com:3443/PictureServer/default.aspx/PRYSMIAN-PR9031011201_Image1.jpg?A097AD989F807182AC95A69EA58479759E72A4978B6763658076857782688F7DBDA6BBAA83659AA4B7 | https://pim-kvc.soneparsea.com:3443/PictureServer/default.aspx/prysmian-h05v-k-series_Datasheet1.pdf?A097AD989F807182ACB5C6BEC5A49995BE72BC7587AD5D9F7DB8B9B7BB9CA39394A6C8A6C59F9599C47682B5B69D | H05V-K SIZE 0.75MM2 BLACK | It can be used in covered, dry places, in fixed plants, in distribution panels, on and under plaster as laid in conduit or on insulating support. | Nominal voltage U | 500V
| 162 | Cables and Wires | Low Voltage Cables | Single Core | H05V-K SIZE 0.75MM2 BLACK | 2368959 | PR9031011201 | PRYSMIAN | 0 | https://pim-kvc.soneparsea.com:3443/PictureServer/default.aspx/PRYSMIAN-PR9031011201_Image1.jpg?A097AD989F807182AC95A69EA58479759E72A4978B6763658076857782688F7DBDA6BBAA83659AA4B7 | https://pim-kvc.soneparsea.com:3443/PictureServer/default.aspx/prysmian-h05v-k-series_Datasheet1.pdf?A097AD989F807182ACB5C6BEC5A49995BE72BC7587AD5D9F7DB8B9B7BB9CA39394A6C8A6C59F9599C47682B5B69D | H05V-K SIZE 0.75MM2 BLACK | It can be used in covered, dry places, in fixed plants, in distribution panels, on and under plaster as laid in conduit or on insulating support. | Shape of conductor | Round
| 163 | Cables and Wires | Low Voltage Cables | Single Core | H05V-K SIZE 0.75MM2 BROWN | 2368960 | PR9031011203 | PRYSMIAN | 0 | https://pim-kvc.soneparsea.com:3443/PictureServer/default.aspx/PRYSMIAN-PR9031011203_Image1.jpg?A097AD989F807182AC95A69EA58479759E72A4978B67636580768577826A8F7DBDA6BBAA83659AA4B7 | https://pim-kvc.soneparsea.com:3443/PictureServer/default.aspx/prysmian-h05v-k-series_Datasheet1.pdf?A097AD989F807182ACB5C6BEC5A49995BE72BC7587AD5D9F7DB8B9B7BB9CA39394A6C8A6C59F9599C47682B5B69D | H05V-K SIZE 0.75MM2 BROWN | It can be used in covered, dry places, in fixed plants, in distribution panels, on and under plaster as laid in conduit or on insulating support. | Conductor material | Copper
| 163 | Cables and Wires | Low Voltage Cables | Single Core | H05V-K SIZE 0.75MM2 BROWN | 2368960 | PR9031011203 | PRYSMIAN | 0 | https://pim-kvc.soneparsea.com:3443/PictureServer/default.aspx/PRYSMIAN-PR9031011203_Image1.jpg?A097AD989F807182AC95A69EA58479759E72A4978B67636580768577826A8F7DBDA6BBAA83659AA4B7 | https://pim-kvc.soneparsea.com:3443/PictureServer/default.aspx/prysmian-h05v-k-series_Datasheet1.pdf?A097AD989F807182ACB5C6BEC5A49995BE72BC7587AD5D9F7DB8B9B7BB9CA39394A6C8A6C59F9599C47682B5B69D | H05V-K SIZE 0.75MM2 BROWN | It can be used in covered, dry places, in fixed plants, in distribution panels, on and under plaster as laid in conduit or on insulating support. | Nominal cross section conductor | 0.75mm²
| 163 | Cables and Wires | Low Voltage Cables | Single Core | H05V-K SIZE 0.75MM2 BROWN | 2368960 | PR9031011203 | PRYSMIAN | 0 | https://pim-kvc.soneparsea.com:3443/PictureServer/default.aspx/PRYSMIAN-PR9031011203_Image1.jpg?A097AD989F807182AC95A69EA58479759E72A4978B67636580768577826A8F7DBDA6BBAA83659AA4B7 | https://pim-kvc.soneparsea.com:3443/PictureServer/default.aspx/prysmian-h05v-k-series_Datasheet1.pdf?A097AD989F807182ACB5C6BEC5A49995BE72BC7587AD5D9F7DB8B9B7BB9CA39394A6C8A6C59F9599C47682B5B69D | H05V-K SIZE 0.75MM2 BROWN | It can be used in covered, dry places, in fixed plants, in distribution panels, on and under plaster as laid in conduit or on insulating support. | Conductor category | Class 5 = flexible
| 163 | Cables and Wires | Low Voltage Cables | Single Core | H05V-K SIZE 0.75MM2 BROWN | 2368960 | PR9031011203 | PRYSMIAN | 0 | https://pim-kvc.soneparsea.com:3443/PictureServer/default.aspx/PRYSMIAN-PR9031011203_Image1.jpg?A097AD989F807182AC95A69EA58479759E72A4978B67636580768577826A8F7DBDA6BBAA83659AA4B7 | https://pim-kvc.soneparsea.com:3443/PictureServer/default.aspx/prysmian-h05v-k-series_Datasheet1.pdf?A097AD989F807182ACB5C6BEC5A49995BE72BC7587AD5D9F7DB8B9B7BB9CA39394A6C8A6C59F9599C47682B5B69D | H05V-K SIZE 0.75MM2 BROWN | It can be used in covered, dry places, in fixed plants, in distribution panels, on and under plaster as laid in conduit or on insulating support. | Number of cores | 1
| 163 | Cables and Wires | Low Voltage Cables | Single Core | H05V-K SIZE 0.75MM2 BROWN | 2368960 | PR9031011203 | PRYSMIAN | 0 | https://pim-kvc.soneparsea.com:3443/PictureServer/default.aspx/PRYSMIAN-PR9031011203_Image1.jpg?A097AD989F807182AC95A69EA58479759E72A4978B67636580768577826A8F7DBDA6BBAA83659AA4B7 | https://pim-kvc.soneparsea.com:3443/PictureServer/default.aspx/prysmian-h05v-k-series_Datasheet1.pdf?A097AD989F807182ACB5C6BEC5A49995BE72BC7587AD5D9F7DB8B9B7BB9CA39394A6C8A6C59F9599C47682B5B69D | H05V-K SIZE 0.75MM2 BROWN | It can be used in covered, dry places, in fixed plants, in distribution panels, on and under plaster as laid in conduit or on insulating support. | Material outer sheath | Polyvinyl chloride (PVC)
| 163 | Cables and Wires | Low Voltage Cables | Single Core | H05V-K SIZE 0.75MM2 BROWN | 2368960 | PR9031011203 | PRYSMIAN | 0 | https://pim-kvc.soneparsea.com:3443/PictureServer/default.aspx/PRYSMIAN-PR9031011203_Image1.jpg?A097AD989F807182AC95A69EA58479759E72A4978B67636580768577826A8F7DBDA6BBAA83659AA4B7 | https://pim-kvc.soneparsea.com:3443/PictureServer/default.aspx/prysmian-h05v-k-series_Datasheet1.pdf?A097AD989F807182ACB5C6BEC5A49995BE72BC7587AD5D9F7DB8B9B7BB9CA39394A6C8A6C59F9599C47682B5B69D | H05V-K SIZE 0.75MM2 BROWN | It can be used in covered, dry places, in fixed plants, in distribution panels, on and under plaster as laid in conduit or on insulating support. | Colour outer sheath | Brown
| 163 | Cables and Wires | Low Voltage Cables | Single Core | H05V-K SIZE 0.75MM2 BROWN | 2368960 | PR9031011203 | PRYSMIAN | 0 | https://pim-kvc.soneparsea.com:3443/PictureServer/default.aspx/PRYSMIAN-PR9031011203_Image1.jpg?A097AD989F807182AC95A69EA58479759E72A4978B67636580768577826A8F7DBDA6BBAA83659AA4B7 | https://pim-kvc.soneparsea.com:3443/PictureServer/default.aspx/prysmian-h05v-k-series_Datasheet1.pdf?A097AD989F807182ACB5C6BEC5A49995BE72BC7587AD5D9F7DB8B9B7BB9CA39394A6C8A6C59F9599C47682B5B69D | H05V-K SIZE 0.75MM2 BROWN | It can be used in covered, dry places, in fixed plants, in distribution panels, on and under plaster as laid in conduit or on insulating support. | Cable geometry | Round
| 163 | Cables and Wires | Low Voltage Cables | Single Core | H05V-K SIZE 0.75MM2 BROWN | 2368960 | PR9031011203 | PRYSMIAN | 0 | https://pim-kvc.soneparsea.com:3443/PictureServer/default.aspx/PRYSMIAN-PR9031011203_Image1.jpg?A097AD989F807182AC95A69EA58479759E72A4978B67636580768577826A8F7DBDA6BBAA83659AA4B7 | https://pim-kvc.soneparsea.com:3443/PictureServer/default.aspx/prysmian-h05v-k-series_Datasheet1.pdf?A097AD989F807182ACB5C6BEC5A49995BE72BC7587AD5D9F7DB8B9B7BB9CA39394A6C8A6C59F9599C47682B5B69D | H05V-K SIZE 0.75MM2 BROWN | It can be used in covered, dry places, in fixed plants, in distribution panels, on and under plaster as laid in conduit or on insulating support. | Nominal voltage U0 | 300V
| 163 | Cables and Wires | Low Voltage Cables | Single Core | H05V-K SIZE 0.75MM2 BROWN | 2368960 | PR9031011203 | PRYSMIAN | 0 | https://pim-kvc.soneparsea.com:3443/PictureServer/default.aspx/PRYSMIAN-PR9031011203_Image1.jpg?A097AD989F807182AC95A69EA58479759E72A4978B67636580768577826A8F7DBDA6BBAA83659AA4B7 | https://pim-kvc.soneparsea.com:3443/PictureServer/default.aspx/prysmian-h05v-k-series_Datasheet1.pdf?A097AD989F807182ACB5C6BEC5A49995BE72BC7587AD5D9F7DB8B9B7BB9CA39394A6C8A6C59F9599C47682B5B69D | H05V-K SIZE 0.75MM2 BROWN | It can be used in covered, dry places, in fixed plants, in distribution panels, on and under plaster as laid in conduit or on insulating support. | Nominal voltage U | 500V
| 163 | Cables and Wires | Low Voltage Cables | Single Core | H05V-K SIZE 0.75MM2 BROWN | 2368960 | PR9031011203 | PRYSMIAN | 0 | https://pim-kvc.soneparsea.com:3443/PictureServer/default.aspx/PRYSMIAN-PR9031011203_Image1.jpg?A097AD989F807182AC95A69EA58479759E72A4978B67636580768577826A8F7DBDA6BBAA83659AA4B7 | https://pim-kvc.soneparsea.com:3443/PictureServer/default.aspx/prysmian-h05v-k-series_Datasheet1.pdf?A097AD989F807182ACB5C6BEC5A49995BE72BC7587AD5D9F7DB8B9B7BB9CA39394A6C8A6C59F9599C47682B5B69D | H05V-K SIZE 0.75MM2 BROWN | It can be used in covered, dry places, in fixed plants, in distribution panels, on and under plaster as laid in conduit or on insulating support. | Shape of conductor | Round
| 164 | Cables and Wires | Low Voltage Cables | Single Core | H05V-K SIZE 0.75MM2 DARK BLUE | 2368961 | PR9031011204 | PRYSMIAN | 0 | https://pim-kvc.soneparsea.com:3443/PictureServer/default.aspx/PRYSMIAN-PR9031011204_Image1.jpg?A097AD989F807182AC95A69EA58479759E72A4978B67636580768577826B8F7DBDA6BBAA83659AA4B7 | https://pim-kvc.soneparsea.com:3443/PictureServer/default.aspx/prysmian-h05v-k-series_Datasheet1.pdf?A097AD989F807182ACB5C6BEC5A49995BE72BC7587AD5D9F7DB8B9B7BB9CA39394A6C8A6C59F9599C47682B5B69D | H05V-K SIZE 0.75MM2 DARK BLUE | It can be used in covered, dry places, in fixed plants, in distribution panels, on and under plaster as laid in conduit or on insulating support. | Conductor material | Copper
| 164 | Cables and Wires | Low Voltage Cables | Single Core | H05V-K SIZE 0.75MM2 DARK BLUE | 2368961 | PR9031011204 | PRYSMIAN | 0 | https://pim-kvc.soneparsea.com:3443/PictureServer/default.aspx/PRYSMIAN-PR9031011204_Image1.jpg?A097AD989F807182AC95A69EA58479759E72A4978B67636580768577826B8F7DBDA6BBAA83659AA4B7 | https://pim-kvc.soneparsea.com:3443/PictureServer/default.aspx/prysmian-h05v-k-series_Datasheet1.pdf?A097AD989F807182ACB5C6BEC5A49995BE72BC7587AD5D9F7DB8B9B7BB9CA39394A6C8A6C59F9599C47682B5B69D | H05V-K SIZE 0.75MM2 DARK BLUE | It can be used in covered, dry places, in fixed plants, in distribution panels, on and under plaster as laid in conduit or on insulating support. | Nominal cross section conductor | 0.75mm²
| 164 | Cables and Wires | Low Voltage Cables | Single Core | H05V-K SIZE 0.75MM2 DARK BLUE | 2368961 | PR9031011204 | PRYSMIAN | 0 | https://pim-kvc.soneparsea.com:3443/PictureServer/default.aspx/PRYSMIAN-PR9031011204_Image1.jpg?A097AD989F807182AC95A69EA58479759E72A4978B67636580768577826B8F7DBDA6BBAA83659AA4B7 | https://pim-kvc.soneparsea.com:3443/PictureServer/default.aspx/prysmian-h05v-k-series_Datasheet1.pdf?A097AD989F807182ACB5C6BEC5A49995BE72BC7587AD5D9F7DB8B9B7BB9CA39394A6C8A6C59F9599C47682B5B69D | H05V-K SIZE 0.75MM2 DARK BLUE | It can be used in covered, dry places, in fixed plants, in distribution panels, on and under plaster as laid in conduit or on insulating support. | Conductor category | Class 5 = flexible
| 164 | Cables and Wires | Low Voltage Cables | Single Core | H05V-K SIZE 0.75MM2 DARK BLUE | 2368961 | PR9031011204 | PRYSMIAN | 0 | https://pim-kvc.soneparsea.com:3443/PictureServer/default.aspx/PRYSMIAN-PR9031011204_Image1.jpg?A097AD989F807182AC95A69EA58479759E72A4978B67636580768577826B8F7DBDA6BBAA83659AA4B7 | https://pim-kvc.soneparsea.com:3443/PictureServer/default.aspx/prysmian-h05v-k-series_Datasheet1.pdf?A097AD989F807182ACB5C6BEC5A49995BE72BC7587AD5D9F7DB8B9B7BB9CA39394A6C8A6C59F9599C47682B5B69D | H05V-K SIZE 0.75MM2 DARK BLUE | It can be used in covered, dry places, in fixed plants, in distribution panels, on and under plaster as laid in conduit or on insulating support. | Number of cores | 1
| 164 | Cables and Wires | Low Voltage Cables | Single Core | H05V-K SIZE 0.75MM2 DARK BLUE | 2368961 | PR9031011204 | PRYSMIAN | 0 | https://pim-kvc.soneparsea.com:3443/PictureServer/default.aspx/PRYSMIAN-PR9031011204_Image1.jpg?A097AD989F807182AC95A69EA58479759E72A4978B67636580768577826B8F7DBDA6BBAA83659AA4B7 | https://pim-kvc.soneparsea.com:3443/PictureServer/default.aspx/prysmian-h05v-k-series_Datasheet1.pdf?A097AD989F807182ACB5C6BEC5A49995BE72BC7587AD5D9F7DB8B9B7BB9CA39394A6C8A6C59F9599C47682B5B69D | H05V-K SIZE 0.75MM2 DARK BLUE | It can be used in covered, dry places, in fixed plants, in distribution panels, on and under plaster as laid in conduit or on insulating support. | Material outer sheath | Polyvinyl chloride (PVC)
| 164 | Cables and Wires | Low Voltage Cables | Single Core | H05V-K SIZE 0.75MM2 DARK BLUE | 2368961 | PR9031011204 | PRYSMIAN | 0 | https://pim-kvc.soneparsea.com:3443/PictureServer/default.aspx/PRYSMIAN-PR9031011204_Image1.jpg?A097AD989F807182AC95A69EA58479759E72A4978B67636580768577826B8F7DBDA6BBAA83659AA4B7 | https://pim-kvc.soneparsea.com:3443/PictureServer/default.aspx/prysmian-h05v-k-series_Datasheet1.pdf?A097AD989F807182ACB5C6BEC5A49995BE72BC7587AD5D9F7DB8B9B7BB9CA39394A6C8A6C59F9599C47682B5B69D | H05V-K SIZE 0.75MM2 DARK BLUE | It can be used in covered, dry places, in fixed plants, in distribution panels, on and under plaster as laid in conduit or on insulating support. | Colour outer sheath | Blue
| 164 | Cables and Wires | Low Voltage Cables | Single Core | H05V-K SIZE 0.75MM2 DARK BLUE | 2368961 | PR9031011204 | PRYSMIAN | 0 | https://pim-kvc.soneparsea.com:3443/PictureServer/default.aspx/PRYSMIAN-PR9031011204_Image1.jpg?A097AD989F807182AC95A69EA58479759E72A4978B67636580768577826B8F7DBDA6BBAA83659AA4B7 | https://pim-kvc.soneparsea.com:3443/PictureServer/default.aspx/prysmian-h05v-k-series_Datasheet1.pdf?A097AD989F807182ACB5C6BEC5A49995BE72BC7587AD5D9F7DB8B9B7BB9CA39394A6C8A6C59F9599C47682B5B69D | H05V-K SIZE 0.75MM2 DARK BLUE | It can be used in covered, dry places, in fixed plants, in distribution panels, on and under plaster as laid in conduit or on insulating support. | Cable geometry | Round
| 164 | Cables and Wires | Low Voltage Cables | Single Core | H05V-K SIZE 0.75MM2 DARK BLUE | 2368961 | PR9031011204 | PRYSMIAN | 0 | https://pim-kvc.soneparsea.com:3443/PictureServer/default.aspx/PRYSMIAN-PR9031011204_Image1.jpg?A097AD989F807182AC95A69EA58479759E72A4978B67636580768577826B8F7DBDA6BBAA83659AA4B7 | https://pim-kvc.soneparsea.com:3443/PictureServer/default.aspx/prysmian-h05v-k-series_Datasheet1.pdf?A097AD989F807182ACB5C6BEC5A49995BE72BC7587AD5D9F7DB8B9B7BB9CA39394A6C8A6C59F9599C47682B5B69D | H05V-K SIZE 0.75MM2 DARK BLUE | It can be used in covered, dry places, in fixed plants, in distribution panels, on and under plaster as laid in conduit or on insulating support. | Nominal voltage U0 | 300V
| 164 | Cables and Wires | Low Voltage Cables | Single Core | H05V-K SIZE 0.75MM2 DARK BLUE | 2368961 | PR9031011204 | PRYSMIAN | 0 | https://pim-kvc.soneparsea.com:3443/PictureServer/default.aspx/PRYSMIAN-PR9031011204_Image1.jpg?A097AD989F807182AC95A69EA58479759E72A4978B67636580768577826B8F7DBDA6BBAA83659AA4B7 | https://pim-kvc.soneparsea.com:3443/PictureServer/default.aspx/prysmian-h05v-k-series_Datasheet1.pdf?A097AD989F807182ACB5C6BEC5A49995BE72BC7587AD5D9F7DB8B9B7BB9CA39394A6C8A6C59F9599C47682B5B69D | H05V-K SIZE 0.75MM2 DARK BLUE | It can be used in covered, dry places, in fixed plants, in distribution panels, on and under plaster as laid in conduit or on insulating support. | Nominal voltage U | 500V
| 164 | Cables and Wires | Low Voltage Cables | Single Core | H05V-K SIZE 0.75MM2 DARK BLUE | 2368961 | PR9031011204 | PRYSMIAN | 0 | https://pim-kvc.soneparsea.com:3443/PictureServer/default.aspx/PRYSMIAN-PR9031011204_Image1.jpg?A097AD989F807182AC95A69EA58479759E72A4978B67636580768577826B8F7DBDA6BBAA83659AA4B7 | https://pim-kvc.soneparsea.com:3443/PictureServer/default.aspx/prysmian-h05v-k-series_Datasheet1.pdf?A097AD989F807182ACB5C6BEC5A49995BE72BC7587AD5D9F7DB8B9B7BB9CA39394A6C8A6C59F9599C47682B5B69D | H05V-K SIZE 0.75MM2 DARK BLUE | It can be used in covered, dry places, in fixed plants, in distribution panels, on and under plaster as laid in conduit or on insulating support. | Shape of conductor | Round
| 165 | Cables and Wires | Low Voltage Cables | Single Core | H05V-K SIZE 0.75MM2 GREY | 2368962 | PR9031011207 | PRYSMIAN | 0 | https://pim-kvc.soneparsea.com:3443/PictureServer/default.aspx/PRYSMIAN-PR9031011207_Image1.jpg?A097AD989F807182AC95A69EA58479759E72A4978B67636580768577826E8F7DBDA6BBAA83659AA4B7 | https://pim-kvc.soneparsea.com:3443/PictureServer/default.aspx/prysmian-h05v-k-series_Datasheet1.pdf?A097AD989F807182ACB5C6BEC5A49995BE72BC7587AD5D9F7DB8B9B7BB9CA39394A6C8A6C59F9599C47682B5B69D | H05V-K SIZE 0.75MM2 GREY | It can be used in covered, dry places, in fixed plants, in distribution panels, on and under plaster as laid in conduit or on insulating support. | Conductor material | Copper
| 165 | Cables and Wires | Low Voltage Cables | Single Core | H05V-K SIZE 0.75MM2 GREY | 2368962 | PR9031011207 | PRYSMIAN | 0 | https://pim-kvc.soneparsea.com:3443/PictureServer/default.aspx/PRYSMIAN-PR9031011207_Image1.jpg?A097AD989F807182AC95A69EA58479759E72A4978B67636580768577826E8F7DBDA6BBAA83659AA4B7 | https://pim-kvc.soneparsea.com:3443/PictureServer/default.aspx/prysmian-h05v-k-series_Datasheet1.pdf?A097AD989F807182ACB5C6BEC5A49995BE72BC7587AD5D9F7DB8B9B7BB9CA39394A6C8A6C59F9599C47682B5B69D | H05V-K SIZE 0.75MM2 GREY | It can be used in covered, dry places, in fixed plants, in distribution panels, on and under plaster as laid in conduit or on insulating support. | Nominal cross section conductor | 0.75mm²
| 165 | Cables and Wires | Low Voltage Cables | Single Core | H05V-K SIZE 0.75MM2 GREY | 2368962 | PR9031011207 | PRYSMIAN | 0 | https://pim-kvc.soneparsea.com:3443/PictureServer/default.aspx/PRYSMIAN-PR9031011207_Image1.jpg?A097AD989F807182AC95A69EA58479759E72A4978B67636580768577826E8F7DBDA6BBAA83659AA4B7 | https://pim-kvc.soneparsea.com:3443/PictureServer/default.aspx/prysmian-h05v-k-series_Datasheet1.pdf?A097AD989F807182ACB5C6BEC5A49995BE72BC7587AD5D9F7DB8B9B7BB9CA39394A6C8A6C59F9599C47682B5B69D | H05V-K SIZE 0.75MM2 GREY | It can be used in covered, dry places, in fixed plants, in distribution panels, on and under plaster as laid in conduit or on insulating support. | Conductor category | Class 5 = flexible
| 165 | Cables and Wires | Low Voltage Cables | Single Core | H05V-K SIZE 0.75MM2 GREY | 2368962 | PR9031011207 | PRYSMIAN | 0 | https://pim-kvc.soneparsea.com:3443/PictureServer/default.aspx/PRYSMIAN-PR9031011207_Image1.jpg?A097AD989F807182AC95A69EA58479759E72A4978B67636580768577826E8F7DBDA6BBAA83659AA4B7 | https://pim-kvc.soneparsea.com:3443/PictureServer/default.aspx/prysmian-h05v-k-series_Datasheet1.pdf?A097AD989F807182ACB5C6BEC5A49995BE72BC7587AD5D9F7DB8B9B7BB9CA39394A6C8A6C59F9599C47682B5B69D | H05V-K SIZE 0.75MM2 GREY | It can be used in covered, dry places, in fixed plants, in distribution panels, on and under plaster as laid in conduit or on insulating support. | Number of cores | 1
| 165 | Cables and Wires | Low Voltage Cables | Single Core | H05V-K SIZE 0.75MM2 GREY | 2368962 | PR9031011207 | PRYSMIAN | 0 | https://pim-kvc.soneparsea.com:3443/PictureServer/default.aspx/PRYSMIAN-PR9031011207_Image1.jpg?A097AD989F807182AC95A69EA58479759E72A4978B67636580768577826E8F7DBDA6BBAA83659AA4B7 | https://pim-kvc.soneparsea.com:3443/PictureServer/default.aspx/prysmian-h05v-k-series_Datasheet1.pdf?A097AD989F807182ACB5C6BEC5A49995BE72BC7587AD5D9F7DB8B9B7BB9CA39394A6C8A6C59F9599C47682B5B69D | H05V-K SIZE 0.75MM2 GREY | It can be used in covered, dry places, in fixed plants, in distribution panels, on and under plaster as laid in conduit or on insulating support. | Material outer sheath | Polyvinyl chloride (PVC)
| 165 | Cables and Wires | Low Voltage Cables | Single Core | H05V-K SIZE 0.75MM2 GREY | 2368962 | PR9031011207 | PRYSMIAN | 0 | https://pim-kvc.soneparsea.com:3443/PictureServer/default.aspx/PRYSMIAN-PR9031011207_Image1.jpg?A097AD989F807182AC95A69EA58479759E72A4978B67636580768577826E8F7DBDA6BBAA83659AA4B7 | https://pim-kvc.soneparsea.com:3443/PictureServer/default.aspx/prysmian-h05v-k-series_Datasheet1.pdf?A097AD989F807182ACB5C6BEC5A49995BE72BC7587AD5D9F7DB8B9B7BB9CA39394A6C8A6C59F9599C47682B5B69D | H05V-K SIZE 0.75MM2 GREY | It can be used in covered, dry places, in fixed plants, in distribution panels, on and under plaster as laid in conduit or on insulating support. | Colour outer sheath | Grey
| 165 | Cables and Wires | Low Voltage Cables | Single Core | H05V-K SIZE 0.75MM2 GREY | 2368962 | PR9031011207 | PRYSMIAN | 0 | https://pim-kvc.soneparsea.com:3443/PictureServer/default.aspx/PRYSMIAN-PR9031011207_Image1.jpg?A097AD989F807182AC95A69EA58479759E72A4978B67636580768577826E8F7DBDA6BBAA83659AA4B7 | https://pim-kvc.soneparsea.com:3443/PictureServer/default.aspx/prysmian-h05v-k-series_Datasheet1.pdf?A097AD989F807182ACB5C6BEC5A49995BE72BC7587AD5D9F7DB8B9B7BB9CA39394A6C8A6C59F9599C47682B5B69D | H05V-K SIZE 0.75MM2 GREY | It can be used in covered, dry places, in fixed plants, in distribution panels, on and under plaster as laid in conduit or on insulating support. | Cable geometry | Round
| 165 | Cables and Wires | Low Voltage Cables | Single Core | H05V-K SIZE 0.75MM2 GREY | 2368962 | PR9031011207 | PRYSMIAN | 0 | https://pim-kvc.soneparsea.com:3443/PictureServer/default.aspx/PRYSMIAN-PR9031011207_Image1.jpg?A097AD989F807182AC95A69EA58479759E72A4978B67636580768577826E8F7DBDA6BBAA83659AA4B7 | https://pim-kvc.soneparsea.com:3443/PictureServer/default.aspx/prysmian-h05v-k-series_Datasheet1.pdf?A097AD989F807182ACB5C6BEC5A49995BE72BC7587AD5D9F7DB8B9B7BB9CA39394A6C8A6C59F9599C47682B5B69D | H05V-K SIZE 0.75MM2 GREY | It can be used in covered, dry places, in fixed plants, in distribution panels, on and under plaster as laid in conduit or on insulating support. | Nominal voltage U0 | 300V
| 165 | Cables and Wires | Low Voltage Cables | Single Core | H05V-K SIZE 0.75MM2 GREY | 2368962 | PR9031011207 | PRYSMIAN | 0 | https://pim-kvc.soneparsea.com:3443/PictureServer/default.aspx/PRYSMIAN-PR9031011207_Image1.jpg?A097AD989F807182AC95A69EA58479759E72A4978B67636580768577826E8F7DBDA6BBAA83659AA4B7 | https://pim-kvc.soneparsea.com:3443/PictureServer/default.aspx/prysmian-h05v-k-series_Datasheet1.pdf?A097AD989F807182ACB5C6BEC5A49995BE72BC7587AD5D9F7DB8B9B7BB9CA39394A6C8A6C59F9599C47682B5B69D | H05V-K SIZE 0.75MM2 GREY | It can be used in covered, dry places, in fixed plants, in distribution panels, on and under plaster as laid in conduit or on insulating support. | Nominal voltage U | 500V
| 165 | Cables and Wires | Low Voltage Cables | Single Core | H05V-K SIZE 0.75MM2 GREY | 2368962 | PR9031011207 | PRYSMIAN | 0 | https://pim-kvc.soneparsea.com:3443/PictureServer/default.aspx/PRYSMIAN-PR9031011207_Image1.jpg?A097AD989F807182AC95A69EA58479759E72A4978B67636580768577826E8F7DBDA6BBAA83659AA4B7 | https://pim-kvc.soneparsea.com:3443/PictureServer/default.aspx/prysmian-h05v-k-series_Datasheet1.pdf?A097AD989F807182ACB5C6BEC5A49995BE72BC7587AD5D9F7DB8B9B7BB9CA39394A6C8A6C59F9599C47682B5B69D | H05V-K SIZE 0.75MM2 GREY | It can be used in covered, dry places, in fixed plants, in distribution panels, on and under plaster as laid in conduit or on insulating support. | Shape of conductor | Round
| 166 | Cables and Wires | Low Voltage Cables | Single Core | H05V-K SIZE 0.75MM2 ORANGE | 2368963 | PR9031011208 | PRYSMIAN | 0 | https://pim-kvc.soneparsea.com:3443/PictureServer/default.aspx/PRYSMIAN-PR9031011208_Image1.jpg?A097AD989F807182AC95A69EA58479759E72A4978B67636580768577826F8F7DBDA6BBAA83659AA4B7 | https://pim-kvc.soneparsea.com:3443/PictureServer/default.aspx/prysmian-h05v-k-series_Datasheet1.pdf?A097AD989F807182ACB5C6BEC5A49995BE72BC7587AD5D9F7DB8B9B7BB9CA39394A6C8A6C59F9599C47682B5B69D | H05V-K SIZE 0.75MM2 ORANGE | It can be used in covered, dry places, in fixed plants, in distribution panels, on and under plaster as laid in conduit or on insulating support. | Conductor material | Copper
| 166 | Cables and Wires | Low Voltage Cables | Single Core | H05V-K SIZE 0.75MM2 ORANGE | 2368963 | PR9031011208 | PRYSMIAN | 0 | https://pim-kvc.soneparsea.com:3443/PictureServer/default.aspx/PRYSMIAN-PR9031011208_Image1.jpg?A097AD989F807182AC95A69EA58479759E72A4978B67636580768577826F8F7DBDA6BBAA83659AA4B7 | https://pim-kvc.soneparsea.com:3443/PictureServer/default.aspx/prysmian-h05v-k-series_Datasheet1.pdf?A097AD989F807182ACB5C6BEC5A49995BE72BC7587AD5D9F7DB8B9B7BB9CA39394A6C8A6C59F9599C47682B5B69D | H05V-K SIZE 0.75MM2 ORANGE | It can be used in covered, dry places, in fixed plants, in distribution panels, on and under plaster as laid in conduit or on insulating support. | Nominal cross section conductor | 0.75mm²
| 166 | Cables and Wires | Low Voltage Cables | Single Core | H05V-K SIZE 0.75MM2 ORANGE | 2368963 | PR9031011208 | PRYSMIAN | 0 | https://pim-kvc.soneparsea.com:3443/PictureServer/default.aspx/PRYSMIAN-PR9031011208_Image1.jpg?A097AD989F807182AC95A69EA58479759E72A4978B67636580768577826F8F7DBDA6BBAA83659AA4B7 | https://pim-kvc.soneparsea.com:3443/PictureServer/default.aspx/prysmian-h05v-k-series_Datasheet1.pdf?A097AD989F807182ACB5C6BEC5A49995BE72BC7587AD5D9F7DB8B9B7BB9CA39394A6C8A6C59F9599C47682B5B69D | H05V-K SIZE 0.75MM2 ORANGE | It can be used in covered, dry places, in fixed plants, in distribution panels, on and under plaster as laid in conduit or on insulating support. | Conductor category | Class 5 = flexible
| 166 | Cables and Wires | Low Voltage Cables | Single Core | H05V-K SIZE 0.75MM2 ORANGE | 2368963 | PR9031011208 | PRYSMIAN | 0 | https://pim-kvc.soneparsea.com:3443/PictureServer/default.aspx/PRYSMIAN-PR9031011208_Image1.jpg?A097AD989F807182AC95A69EA58479759E72A4978B67636580768577826F8F7DBDA6BBAA83659AA4B7 | https://pim-kvc.soneparsea.com:3443/PictureServer/default.aspx/prysmian-h05v-k-series_Datasheet1.pdf?A097AD989F807182ACB5C6BEC5A49995BE72BC7587AD5D9F7DB8B9B7BB9CA39394A6C8A6C59F9599C47682B5B69D | H05V-K SIZE 0.75MM2 ORANGE | It can be used in covered, dry places, in fixed plants, in distribution panels, on and under plaster as laid in conduit or on insulating support. | Number of cores | 1
| 166 | Cables and Wires | Low Voltage Cables | Single Core | H05V-K SIZE 0.75MM2 ORANGE | 2368963 | PR9031011208 | PRYSMIAN | 0 | https://pim-kvc.soneparsea.com:3443/PictureServer/default.aspx/PRYSMIAN-PR9031011208_Image1.jpg?A097AD989F807182AC95A69EA58479759E72A4978B67636580768577826F8F7DBDA6BBAA83659AA4B7 | https://pim-kvc.soneparsea.com:3443/PictureServer/default.aspx/prysmian-h05v-k-series_Datasheet1.pdf?A097AD989F807182ACB5C6BEC5A49995BE72BC7587AD5D9F7DB8B9B7BB9CA39394A6C8A6C59F9599C47682B5B69D | H05V-K SIZE 0.75MM2 ORANGE | It can be used in covered, dry places, in fixed plants, in distribution panels, on and under plaster as laid in conduit or on insulating support. | Material outer sheath | Polyvinyl chloride (PVC)
| 166 | Cables and Wires | Low Voltage Cables | Single Core | H05V-K SIZE 0.75MM2 ORANGE | 2368963 | PR9031011208 | PRYSMIAN | 0 | https://pim-kvc.soneparsea.com:3443/PictureServer/default.aspx/PRYSMIAN-PR9031011208_Image1.jpg?A097AD989F807182AC95A69EA58479759E72A4978B67636580768577826F8F7DBDA6BBAA83659AA4B7 | https://pim-kvc.soneparsea.com:3443/PictureServer/default.aspx/prysmian-h05v-k-series_Datasheet1.pdf?A097AD989F807182ACB5C6BEC5A49995BE72BC7587AD5D9F7DB8B9B7BB9CA39394A6C8A6C59F9599C47682B5B69D | H05V-K SIZE 0.75MM2 ORANGE | It can be used in covered, dry places, in fixed plants, in distribution panels, on and under plaster as laid in conduit or on insulating support. | Colour outer sheath | Orange
| 166 | Cables and Wires | Low Voltage Cables | Single Core | H05V-K SIZE 0.75MM2 ORANGE | 2368963 | PR9031011208 | PRYSMIAN | 0 | https://pim-kvc.soneparsea.com:3443/PictureServer/default.aspx/PRYSMIAN-PR9031011208_Image1.jpg?A097AD989F807182AC95A69EA58479759E72A4978B67636580768577826F8F7DBDA6BBAA83659AA4B7 | https://pim-kvc.soneparsea.com:3443/PictureServer/default.aspx/prysmian-h05v-k-series_Datasheet1.pdf?A097AD989F807182ACB5C6BEC5A49995BE72BC7587AD5D9F7DB8B9B7BB9CA39394A6C8A6C59F9599C47682B5B69D | H05V-K SIZE 0.75MM2 ORANGE | It can be used in covered, dry places, in fixed plants, in distribution panels, on and under plaster as laid in conduit or on insulating support. | Cable geometry | Round
| 166 | Cables and Wires | Low Voltage Cables | Single Core | H05V-K SIZE 0.75MM2 ORANGE | 2368963 | PR9031011208 | PRYSMIAN | 0 | https://pim-kvc.soneparsea.com:3443/PictureServer/default.aspx/PRYSMIAN-PR9031011208_Image1.jpg?A097AD989F807182AC95A69EA58479759E72A4978B67636580768577826F8F7DBDA6BBAA83659AA4B7 | https://pim-kvc.soneparsea.com:3443/PictureServer/default.aspx/prysmian-h05v-k-series_Datasheet1.pdf?A097AD989F807182ACB5C6BEC5A49995BE72BC7587AD5D9F7DB8B9B7BB9CA39394A6C8A6C59F9599C47682B5B69D | H05V-K SIZE 0.75MM2 ORANGE | It can be used in covered, dry places, in fixed plants, in distribution panels, on and under plaster as laid in conduit or on insulating support. | Nominal voltage U0 | 300V
| 166 | Cables and Wires | Low Voltage Cables | Single Core | H05V-K SIZE 0.75MM2 ORANGE | 2368963 | PR9031011208 | PRYSMIAN | 0 | https://pim-kvc.soneparsea.com:3443/PictureServer/default.aspx/PRYSMIAN-PR9031011208_Image1.jpg?A097AD989F807182AC95A69EA58479759E72A4978B67636580768577826F8F7DBDA6BBAA83659AA4B7 | https://pim-kvc.soneparsea.com:3443/PictureServer/default.aspx/prysmian-h05v-k-series_Datasheet1.pdf?A097AD989F807182ACB5C6BEC5A49995BE72BC7587AD5D9F7DB8B9B7BB9CA39394A6C8A6C59F9599C47682B5B69D | H05V-K SIZE 0.75MM2 ORANGE | It can be used in covered, dry places, in fixed plants, in distribution panels, on and under plaster as laid in conduit or on insulating support. | Nominal voltage U | 500V
| 166 | Cables and Wires | Low Voltage Cables | Single Core | H05V-K SIZE 0.75MM2 ORANGE | 2368963 | PR9031011208 | PRYSMIAN | 0 | https://pim-kvc.soneparsea.com:3443/PictureServer/default.aspx/PRYSMIAN-PR9031011208_Image1.jpg?A097AD989F807182AC95A69EA58479759E72A4978B67636580768577826F8F7DBDA6BBAA83659AA4B7 | https://pim-kvc.soneparsea.com:3443/PictureServer/default.aspx/prysmian-h05v-k-series_Datasheet1.pdf?A097AD989F807182ACB5C6BEC5A49995BE72BC7587AD5D9F7DB8B9B7BB9CA39394A6C8A6C59F9599C47682B5B69D | H05V-K SIZE 0.75MM2 ORANGE | It can be used in covered, dry places, in fixed plants, in distribution panels, on and under plaster as laid in conduit or on insulating support. | Shape of conductor | Round
| 167 | Cables and Wires | Low Voltage Cables | Single Core | H05V-K SIZE 1.0MM2 DARK BLUE | 2368965 | PR9031011404 | PRYSMIAN | 0 | https://pim-kvc.soneparsea.com:3443/PictureServer/default.aspx/PRYSMIAN-PR9031011404_Image1.jpg?A097AD989F807182AC95A69EA58479759E72A4978B67636580768579826B8F7DBDA6BBAA83659AA4B7 | https://pim-kvc.soneparsea.com:3443/PictureServer/default.aspx/prysmian-h05v-k-series_Datasheet1.pdf?A097AD989F807182ACB5C6BEC5A49995BE72BC7587AD5D9F7DB8B9B7BB9CA39394A6C8A6C59F9599C47682B5B69D | H05V-K SIZE 1.0MM2 DARK BLUE | It can be used in covered, dry places, in fixed plants, in distribution panels, on and under plaster as laid in conduit or on insulating support. | Conductor material | Copper
| 167 | Cables and Wires | Low Voltage Cables | Single Core | H05V-K SIZE 1.0MM2 DARK BLUE | 2368965 | PR9031011404 | PRYSMIAN | 0 | https://pim-kvc.soneparsea.com:3443/PictureServer/default.aspx/PRYSMIAN-PR9031011404_Image1.jpg?A097AD989F807182AC95A69EA58479759E72A4978B67636580768579826B8F7DBDA6BBAA83659AA4B7 | https://pim-kvc.soneparsea.com:3443/PictureServer/default.aspx/prysmian-h05v-k-series_Datasheet1.pdf?A097AD989F807182ACB5C6BEC5A49995BE72BC7587AD5D9F7DB8B9B7BB9CA39394A6C8A6C59F9599C47682B5B69D | H05V-K SIZE 1.0MM2 DARK BLUE | It can be used in covered, dry places, in fixed plants, in distribution panels, on and under plaster as laid in conduit or on insulating support. | Nominal cross section conductor | 1mm²
| 167 | Cables and Wires | Low Voltage Cables | Single Core | H05V-K SIZE 1.0MM2 DARK BLUE | 2368965 | PR9031011404 | PRYSMIAN | 0 | https://pim-kvc.soneparsea.com:3443/PictureServer/default.aspx/PRYSMIAN-PR9031011404_Image1.jpg?A097AD989F807182AC95A69EA58479759E72A4978B67636580768579826B8F7DBDA6BBAA83659AA4B7 | https://pim-kvc.soneparsea.com:3443/PictureServer/default.aspx/prysmian-h05v-k-series_Datasheet1.pdf?A097AD989F807182ACB5C6BEC5A49995BE72BC7587AD5D9F7DB8B9B7BB9CA39394A6C8A6C59F9599C47682B5B69D | H05V-K SIZE 1.0MM2 DARK BLUE | It can be used in covered, dry places, in fixed plants, in distribution panels, on and under plaster as laid in conduit or on insulating support. | Conductor category | Class 5 = flexible
| 167 | Cables and Wires | Low Voltage Cables | Single Core | H05V-K SIZE 1.0MM2 DARK BLUE | 2368965 | PR9031011404 | PRYSMIAN | 0 | https://pim-kvc.soneparsea.com:3443/PictureServer/default.aspx/PRYSMIAN-PR9031011404_Image1.jpg?A097AD989F807182AC95A69EA58479759E72A4978B67636580768579826B8F7DBDA6BBAA83659AA4B7 | https://pim-kvc.soneparsea.com:3443/PictureServer/default.aspx/prysmian-h05v-k-series_Datasheet1.pdf?A097AD989F807182ACB5C6BEC5A49995BE72BC7587AD5D9F7DB8B9B7BB9CA39394A6C8A6C59F9599C47682B5B69D | H05V-K SIZE 1.0MM2 DARK BLUE | It can be used in covered, dry places, in fixed plants, in distribution panels, on and under plaster as laid in conduit or on insulating support. | Number of cores | 1
| 167 | Cables and Wires | Low Voltage Cables | Single Core | H05V-K SIZE 1.0MM2 DARK BLUE | 2368965 | PR9031011404 | PRYSMIAN | 0 | https://pim-kvc.soneparsea.com:3443/PictureServer/default.aspx/PRYSMIAN-PR9031011404_Image1.jpg?A097AD989F807182AC95A69EA58479759E72A4978B67636580768579826B8F7DBDA6BBAA83659AA4B7 | https://pim-kvc.soneparsea.com:3443/PictureServer/default.aspx/prysmian-h05v-k-series_Datasheet1.pdf?A097AD989F807182ACB5C6BEC5A49995BE72BC7587AD5D9F7DB8B9B7BB9CA39394A6C8A6C59F9599C47682B5B69D | H05V-K SIZE 1.0MM2 DARK BLUE | It can be used in covered, dry places, in fixed plants, in distribution panels, on and under plaster as laid in conduit or on insulating support. | Material outer sheath | Polyvinyl chloride (PVC)
| 167 | Cables and Wires | Low Voltage Cables | Single Core | H05V-K SIZE 1.0MM2 DARK BLUE | 2368965 | PR9031011404 | PRYSMIAN | 0 | https://pim-kvc.soneparsea.com:3443/PictureServer/default.aspx/PRYSMIAN-PR9031011404_Image1.jpg?A097AD989F807182AC95A69EA58479759E72A4978B67636580768579826B8F7DBDA6BBAA83659AA4B7 | https://pim-kvc.soneparsea.com:3443/PictureServer/default.aspx/prysmian-h05v-k-series_Datasheet1.pdf?A097AD989F807182ACB5C6BEC5A49995BE72BC7587AD5D9F7DB8B9B7BB9CA39394A6C8A6C59F9599C47682B5B69D | H05V-K SIZE 1.0MM2 DARK BLUE | It can be used in covered, dry places, in fixed plants, in distribution panels, on and under plaster as laid in conduit or on insulating support. | Colour outer sheath | Blue
| 167 | Cables and Wires | Low Voltage Cables | Single Core | H05V-K SIZE 1.0MM2 DARK BLUE | 2368965 | PR9031011404 | PRYSMIAN | 0 | https://pim-kvc.soneparsea.com:3443/PictureServer/default.aspx/PRYSMIAN-PR9031011404_Image1.jpg?A097AD989F807182AC95A69EA58479759E72A4978B67636580768579826B8F7DBDA6BBAA83659AA4B7 | https://pim-kvc.soneparsea.com:3443/PictureServer/default.aspx/prysmian-h05v-k-series_Datasheet1.pdf?A097AD989F807182ACB5C6BEC5A49995BE72BC7587AD5D9F7DB8B9B7BB9CA39394A6C8A6C59F9599C47682B5B69D | H05V-K SIZE 1.0MM2 DARK BLUE | It can be used in covered, dry places, in fixed plants, in distribution panels, on and under plaster as laid in conduit or on insulating support. | Cable geometry | Round
| 167 | Cables and Wires | Low Voltage Cables | Single Core | H05V-K SIZE 1.0MM2 DARK BLUE | 2368965 | PR9031011404 | PRYSMIAN | 0 | https://pim-kvc.soneparsea.com:3443/PictureServer/default.aspx/PRYSMIAN-PR9031011404_Image1.jpg?A097AD989F807182AC95A69EA58479759E72A4978B67636580768579826B8F7DBDA6BBAA83659AA4B7 | https://pim-kvc.soneparsea.com:3443/PictureServer/default.aspx/prysmian-h05v-k-series_Datasheet1.pdf?A097AD989F807182ACB5C6BEC5A49995BE72BC7587AD5D9F7DB8B9B7BB9CA39394A6C8A6C59F9599C47682B5B69D | H05V-K SIZE 1.0MM2 DARK BLUE | It can be used in covered, dry places, in fixed plants, in distribution panels, on and under plaster as laid in conduit or on insulating support. | Nominal voltage U0 | 300V
| 167 | Cables and Wires | Low Voltage Cables | Single Core | H05V-K SIZE 1.0MM2 DARK BLUE | 2368965 | PR9031011404 | PRYSMIAN | 0 | https://pim-kvc.soneparsea.com:3443/PictureServer/default.aspx/PRYSMIAN-PR9031011404_Image1.jpg?A097AD989F807182AC95A69EA58479759E72A4978B67636580768579826B8F7DBDA6BBAA83659AA4B7 | https://pim-kvc.soneparsea.com:3443/PictureServer/default.aspx/prysmian-h05v-k-series_Datasheet1.pdf?A097AD989F807182ACB5C6BEC5A49995BE72BC7587AD5D9F7DB8B9B7BB9CA39394A6C8A6C59F9599C47682B5B69D | H05V-K SIZE 1.0MM2 DARK BLUE | It can be used in covered, dry places, in fixed plants, in distribution panels, on and under plaster as laid in conduit or on insulating support. | Nominal voltage U | 500V
| 167 | Cables and Wires | Low Voltage Cables | Single Core | H05V-K SIZE 1.0MM2 DARK BLUE | 2368965 | PR9031011404 | PRYSMIAN | 0 | https://pim-kvc.soneparsea.com:3443/PictureServer/default.aspx/PRYSMIAN-PR9031011404_Image1.jpg?A097AD989F807182AC95A69EA58479759E72A4978B67636580768579826B8F7DBDA6BBAA83659AA4B7 | https://pim-kvc.soneparsea.com:3443/PictureServer/default.aspx/prysmian-h05v-k-series_Datasheet1.pdf?A097AD989F807182ACB5C6BEC5A49995BE72BC7587AD5D9F7DB8B9B7BB9CA39394A6C8A6C59F9599C47682B5B69D | H05V-K SIZE 1.0MM2 DARK BLUE | It can be used in covered, dry places, in fixed plants, in distribution panels, on and under plaster as laid in conduit or on insulating support. | Shape of conductor | Round
| 168 | Cables and Wires | Low Voltage Cables | Single Core | H05V-K SIZE 1.0MM2 GREEN/YELLOW | 2368966 | PR9031011406 | PRYSMIAN | 0 | https://pim-kvc.soneparsea.com:3443/PictureServer/default.aspx/PRYSMIAN-PR9031011406_Image1.jpg?A097AD989F807182AC95A69EA58479759E72A4978B67636580768579826D8F7DBDA6BBAA83659AA4B7 | https://pim-kvc.soneparsea.com:3443/PictureServer/default.aspx/prysmian-h05v-k-series_Datasheet1.pdf?A097AD989F807182ACB5C6BEC5A49995BE72BC7587AD5D9F7DB8B9B7BB9CA39394A6C8A6C59F9599C47682B5B69D | H05V-K SIZE 1.0MM2 GREEN/YELLOW | It can be used in covered, dry places, in fixed plants, in distribution panels, on and under plaster as laid in conduit or on insulating support. | Conductor material | Copper
| 168 | Cables and Wires | Low Voltage Cables | Single Core | H05V-K SIZE 1.0MM2 GREEN/YELLOW | 2368966 | PR9031011406 | PRYSMIAN | 0 | https://pim-kvc.soneparsea.com:3443/PictureServer/default.aspx/PRYSMIAN-PR9031011406_Image1.jpg?A097AD989F807182AC95A69EA58479759E72A4978B67636580768579826D8F7DBDA6BBAA83659AA4B7 | https://pim-kvc.soneparsea.com:3443/PictureServer/default.aspx/prysmian-h05v-k-series_Datasheet1.pdf?A097AD989F807182ACB5C6BEC5A49995BE72BC7587AD5D9F7DB8B9B7BB9CA39394A6C8A6C59F9599C47682B5B69D | H05V-K SIZE 1.0MM2 GREEN/YELLOW | It can be used in covered, dry places, in fixed plants, in distribution panels, on and under plaster as laid in conduit or on insulating support. | Nominal cross section conductor | 1mm²
| 168 | Cables and Wires | Low Voltage Cables | Single Core | H05V-K SIZE 1.0MM2 GREEN/YELLOW | 2368966 | PR9031011406 | PRYSMIAN | 0 | https://pim-kvc.soneparsea.com:3443/PictureServer/default.aspx/PRYSMIAN-PR9031011406_Image1.jpg?A097AD989F807182AC95A69EA58479759E72A4978B67636580768579826D8F7DBDA6BBAA83659AA4B7 | https://pim-kvc.soneparsea.com:3443/PictureServer/default.aspx/prysmian-h05v-k-series_Datasheet1.pdf?A097AD989F807182ACB5C6BEC5A49995BE72BC7587AD5D9F7DB8B9B7BB9CA39394A6C8A6C59F9599C47682B5B69D | H05V-K SIZE 1.0MM2 GREEN/YELLOW | It can be used in covered, dry places, in fixed plants, in distribution panels, on and under plaster as laid in conduit or on insulating support. | Conductor category | Class 5 = flexible
| 168 | Cables and Wires | Low Voltage Cables | Single Core | H05V-K SIZE 1.0MM2 GREEN/YELLOW | 2368966 | PR9031011406 | PRYSMIAN | 0 | https://pim-kvc.soneparsea.com:3443/PictureServer/default.aspx/PRYSMIAN-PR9031011406_Image1.jpg?A097AD989F807182AC95A69EA58479759E72A4978B67636580768579826D8F7DBDA6BBAA83659AA4B7 | https://pim-kvc.soneparsea.com:3443/PictureServer/default.aspx/prysmian-h05v-k-series_Datasheet1.pdf?A097AD989F807182ACB5C6BEC5A49995BE72BC7587AD5D9F7DB8B9B7BB9CA39394A6C8A6C59F9599C47682B5B69D | H05V-K SIZE 1.0MM2 GREEN/YELLOW | It can be used in covered, dry places, in fixed plants, in distribution panels, on and under plaster as laid in conduit or on insulating support. | Number of cores | 1
| 168 | Cables and Wires | Low Voltage Cables | Single Core | H05V-K SIZE 1.0MM2 GREEN/YELLOW | 2368966 | PR9031011406 | PRYSMIAN | 0 | https://pim-kvc.soneparsea.com:3443/PictureServer/default.aspx/PRYSMIAN-PR9031011406_Image1.jpg?A097AD989F807182AC95A69EA58479759E72A4978B67636580768579826D8F7DBDA6BBAA83659AA4B7 | https://pim-kvc.soneparsea.com:3443/PictureServer/default.aspx/prysmian-h05v-k-series_Datasheet1.pdf?A097AD989F807182ACB5C6BEC5A49995BE72BC7587AD5D9F7DB8B9B7BB9CA39394A6C8A6C59F9599C47682B5B69D | H05V-K SIZE 1.0MM2 GREEN/YELLOW | It can be used in covered, dry places, in fixed plants, in distribution panels, on and under plaster as laid in conduit or on insulating support. | Material outer sheath | Polyvinyl chloride (PVC)
| 168 | Cables and Wires | Low Voltage Cables | Single Core | H05V-K SIZE 1.0MM2 GREEN/YELLOW | 2368966 | PR9031011406 | PRYSMIAN | 0 | https://pim-kvc.soneparsea.com:3443/PictureServer/default.aspx/PRYSMIAN-PR9031011406_Image1.jpg?A097AD989F807182AC95A69EA58479759E72A4978B67636580768579826D8F7DBDA6BBAA83659AA4B7 | https://pim-kvc.soneparsea.com:3443/PictureServer/default.aspx/prysmian-h05v-k-series_Datasheet1.pdf?A097AD989F807182ACB5C6BEC5A49995BE72BC7587AD5D9F7DB8B9B7BB9CA39394A6C8A6C59F9599C47682B5B69D | H05V-K SIZE 1.0MM2 GREEN/YELLOW | It can be used in covered, dry places, in fixed plants, in distribution panels, on and under plaster as laid in conduit or on insulating support. | Colour outer sheath | Multi-coloured
| 168 | Cables and Wires | Low Voltage Cables | Single Core | H05V-K SIZE 1.0MM2 GREEN/YELLOW | 2368966 | PR9031011406 | PRYSMIAN | 0 | https://pim-kvc.soneparsea.com:3443/PictureServer/default.aspx/PRYSMIAN-PR9031011406_Image1.jpg?A097AD989F807182AC95A69EA58479759E72A4978B67636580768579826D8F7DBDA6BBAA83659AA4B7 | https://pim-kvc.soneparsea.com:3443/PictureServer/default.aspx/prysmian-h05v-k-series_Datasheet1.pdf?A097AD989F807182ACB5C6BEC5A49995BE72BC7587AD5D9F7DB8B9B7BB9CA39394A6C8A6C59F9599C47682B5B69D | H05V-K SIZE 1.0MM2 GREEN/YELLOW | It can be used in covered, dry places, in fixed plants, in distribution panels, on and under plaster as laid in conduit or on insulating support. | Cable geometry | Round
| 168 | Cables and Wires | Low Voltage Cables | Single Core | H05V-K SIZE 1.0MM2 GREEN/YELLOW | 2368966 | PR9031011406 | PRYSMIAN | 0 | https://pim-kvc.soneparsea.com:3443/PictureServer/default.aspx/PRYSMIAN-PR9031011406_Image1.jpg?A097AD989F807182AC95A69EA58479759E72A4978B67636580768579826D8F7DBDA6BBAA83659AA4B7 | https://pim-kvc.soneparsea.com:3443/PictureServer/default.aspx/prysmian-h05v-k-series_Datasheet1.pdf?A097AD989F807182ACB5C6BEC5A49995BE72BC7587AD5D9F7DB8B9B7BB9CA39394A6C8A6C59F9599C47682B5B69D | H05V-K SIZE 1.0MM2 GREEN/YELLOW | It can be used in covered, dry places, in fixed plants, in distribution panels, on and under plaster as laid in conduit or on insulating support. | Nominal voltage U0 | 300V
| 168 | Cables and Wires | Low Voltage Cables | Single Core | H05V-K SIZE 1.0MM2 GREEN/YELLOW | 2368966 | PR9031011406 | PRYSMIAN | 0 | https://pim-kvc.soneparsea.com:3443/PictureServer/default.aspx/PRYSMIAN-PR9031011406_Image1.jpg?A097AD989F807182AC95A69EA58479759E72A4978B67636580768579826D8F7DBDA6BBAA83659AA4B7 | https://pim-kvc.soneparsea.com:3443/PictureServer/default.aspx/prysmian-h05v-k-series_Datasheet1.pdf?A097AD989F807182ACB5C6BEC5A49995BE72BC7587AD5D9F7DB8B9B7BB9CA39394A6C8A6C59F9599C47682B5B69D | H05V-K SIZE 1.0MM2 GREEN/YELLOW | It can be used in covered, dry places, in fixed plants, in distribution panels, on and under plaster as laid in conduit or on insulating support. | Nominal voltage U | 500V
| 168 | Cables and Wires | Low Voltage Cables | Single Core | H05V-K SIZE 1.0MM2 GREEN/YELLOW | 2368966 | PR9031011406 | PRYSMIAN | 0 | https://pim-kvc.soneparsea.com:3443/PictureServer/default.aspx/PRYSMIAN-PR9031011406_Image1.jpg?A097AD989F807182AC95A69EA58479759E72A4978B67636580768579826D8F7DBDA6BBAA83659AA4B7 | https://pim-kvc.soneparsea.com:3443/PictureServer/default.aspx/prysmian-h05v-k-series_Datasheet1.pdf?A097AD989F807182ACB5C6BEC5A49995BE72BC7587AD5D9F7DB8B9B7BB9CA39394A6C8A6C59F9599C47682B5B69D | H05V-K SIZE 1.0MM2 GREEN/YELLOW | It can be used in covered, dry places, in fixed plants, in distribution panels, on and under plaster as laid in conduit or on insulating support. | Shape of conductor | Round
| 169 | Cables and Wires | Low Voltage Cables | Single Core | H07V-K FLEXIBLE CABLE 1.5MM² DARK BLUE | 2368969 | PR9051011604 | PRYSMIAN | 0 | https://pim-kvc.soneparsea.com:3443/PictureServer/default.aspx/PRYSMIAN-PR9051011604_Image1.jpg?A097AD989F807182AC95A69EA58479759E72A4978B6765658076857B826B8F7DBDA6BBAA83659AA4B7 | https://pim-kvc.soneparsea.com:3443/PictureServer/default.aspx/prysmian-h07v-k-series_Datasheet1.pdf?A097AD989F807182ACB5C6BEC5A49995BE72BC7589AD5D9F7DB8B9B7BB9CA39394A6C8A6C59F9599C47682B5B69D | H07V-K FLEXIBLE CABLE 1.5MM² DARK BLUE | Used in control panels and electrical equipments, on and under plaster as laid in conduit. When this cable is used in fixed installations with mechanically protected switchgear and control panels, the rated voltage is 600/1000 V. | Conductor material | Copper
| 169 | Cables and Wires | Low Voltage Cables | Single Core | H07V-K FLEXIBLE CABLE 1.5MM² DARK BLUE | 2368969 | PR9051011604 | PRYSMIAN | 0 | https://pim-kvc.soneparsea.com:3443/PictureServer/default.aspx/PRYSMIAN-PR9051011604_Image1.jpg?A097AD989F807182AC95A69EA58479759E72A4978B6765658076857B826B8F7DBDA6BBAA83659AA4B7 | https://pim-kvc.soneparsea.com:3443/PictureServer/default.aspx/prysmian-h07v-k-series_Datasheet1.pdf?A097AD989F807182ACB5C6BEC5A49995BE72BC7589AD5D9F7DB8B9B7BB9CA39394A6C8A6C59F9599C47682B5B69D | H07V-K FLEXIBLE CABLE 1.5MM² DARK BLUE | Used in control panels and electrical equipments, on and under plaster as laid in conduit. When this cable is used in fixed installations with mechanically protected switchgear and control panels, the rated voltage is 600/1000 V. | Nominal cross section conductor | 1.5mm²
| 169 | Cables and Wires | Low Voltage Cables | Single Core | H07V-K FLEXIBLE CABLE 1.5MM² DARK BLUE | 2368969 | PR9051011604 | PRYSMIAN | 0 | https://pim-kvc.soneparsea.com:3443/PictureServer/default.aspx/PRYSMIAN-PR9051011604_Image1.jpg?A097AD989F807182AC95A69EA58479759E72A4978B6765658076857B826B8F7DBDA6BBAA83659AA4B7 | https://pim-kvc.soneparsea.com:3443/PictureServer/default.aspx/prysmian-h07v-k-series_Datasheet1.pdf?A097AD989F807182ACB5C6BEC5A49995BE72BC7589AD5D9F7DB8B9B7BB9CA39394A6C8A6C59F9599C47682B5B69D | H07V-K FLEXIBLE CABLE 1.5MM² DARK BLUE | Used in control panels and electrical equipments, on and under plaster as laid in conduit. When this cable is used in fixed installations with mechanically protected switchgear and control panels, the rated voltage is 600/1000 V. | Conductor category | Class 5 = flexible
| 169 | Cables and Wires | Low Voltage Cables | Single Core | H07V-K FLEXIBLE CABLE 1.5MM² DARK BLUE | 2368969 | PR9051011604 | PRYSMIAN | 0 | https://pim-kvc.soneparsea.com:3443/PictureServer/default.aspx/PRYSMIAN-PR9051011604_Image1.jpg?A097AD989F807182AC95A69EA58479759E72A4978B6765658076857B826B8F7DBDA6BBAA83659AA4B7 | https://pim-kvc.soneparsea.com:3443/PictureServer/default.aspx/prysmian-h07v-k-series_Datasheet1.pdf?A097AD989F807182ACB5C6BEC5A49995BE72BC7589AD5D9F7DB8B9B7BB9CA39394A6C8A6C59F9599C47682B5B69D | H07V-K FLEXIBLE CABLE 1.5MM² DARK BLUE | Used in control panels and electrical equipments, on and under plaster as laid in conduit. When this cable is used in fixed installations with mechanically protected switchgear and control panels, the rated voltage is 600/1000 V. | Number of cores | 1
| 169 | Cables and Wires | Low Voltage Cables | Single Core | H07V-K FLEXIBLE CABLE 1.5MM² DARK BLUE | 2368969 | PR9051011604 | PRYSMIAN | 0 | https://pim-kvc.soneparsea.com:3443/PictureServer/default.aspx/PRYSMIAN-PR9051011604_Image1.jpg?A097AD989F807182AC95A69EA58479759E72A4978B6765658076857B826B8F7DBDA6BBAA83659AA4B7 | https://pim-kvc.soneparsea.com:3443/PictureServer/default.aspx/prysmian-h07v-k-series_Datasheet1.pdf?A097AD989F807182ACB5C6BEC5A49995BE72BC7589AD5D9F7DB8B9B7BB9CA39394A6C8A6C59F9599C47682B5B69D | H07V-K FLEXIBLE CABLE 1.5MM² DARK BLUE | Used in control panels and electrical equipments, on and under plaster as laid in conduit. When this cable is used in fixed installations with mechanically protected switchgear and control panels, the rated voltage is 600/1000 V. | Material outer sheath | Polyvinyl chloride (PVC)
| 169 | Cables and Wires | Low Voltage Cables | Single Core | H07V-K FLEXIBLE CABLE 1.5MM² DARK BLUE | 2368969 | PR9051011604 | PRYSMIAN | 0 | https://pim-kvc.soneparsea.com:3443/PictureServer/default.aspx/PRYSMIAN-PR9051011604_Image1.jpg?A097AD989F807182AC95A69EA58479759E72A4978B6765658076857B826B8F7DBDA6BBAA83659AA4B7 | https://pim-kvc.soneparsea.com:3443/PictureServer/default.aspx/prysmian-h07v-k-series_Datasheet1.pdf?A097AD989F807182ACB5C6BEC5A49995BE72BC7589AD5D9F7DB8B9B7BB9CA39394A6C8A6C59F9599C47682B5B69D | H07V-K FLEXIBLE CABLE 1.5MM² DARK BLUE | Used in control panels and electrical equipments, on and under plaster as laid in conduit. When this cable is used in fixed installations with mechanically protected switchgear and control panels, the rated voltage is 600/1000 V. | Colour outer sheath | Blue
| 169 | Cables and Wires | Low Voltage Cables | Single Core | H07V-K FLEXIBLE CABLE 1.5MM² DARK BLUE | 2368969 | PR9051011604 | PRYSMIAN | 0 | https://pim-kvc.soneparsea.com:3443/PictureServer/default.aspx/PRYSMIAN-PR9051011604_Image1.jpg?A097AD989F807182AC95A69EA58479759E72A4978B6765658076857B826B8F7DBDA6BBAA83659AA4B7 | https://pim-kvc.soneparsea.com:3443/PictureServer/default.aspx/prysmian-h07v-k-series_Datasheet1.pdf?A097AD989F807182ACB5C6BEC5A49995BE72BC7589AD5D9F7DB8B9B7BB9CA39394A6C8A6C59F9599C47682B5B69D | H07V-K FLEXIBLE CABLE 1.5MM² DARK BLUE | Used in control panels and electrical equipments, on and under plaster as laid in conduit. When this cable is used in fixed installations with mechanically protected switchgear and control panels, the rated voltage is 600/1000 V. | Cable geometry | Round
| 169 | Cables and Wires | Low Voltage Cables | Single Core | H07V-K FLEXIBLE CABLE 1.5MM² DARK BLUE | 2368969 | PR9051011604 | PRYSMIAN | 0 | https://pim-kvc.soneparsea.com:3443/PictureServer/default.aspx/PRYSMIAN-PR9051011604_Image1.jpg?A097AD989F807182AC95A69EA58479759E72A4978B6765658076857B826B8F7DBDA6BBAA83659AA4B7 | https://pim-kvc.soneparsea.com:3443/PictureServer/default.aspx/prysmian-h07v-k-series_Datasheet1.pdf?A097AD989F807182ACB5C6BEC5A49995BE72BC7589AD5D9F7DB8B9B7BB9CA39394A6C8A6C59F9599C47682B5B69D | H07V-K FLEXIBLE CABLE 1.5MM² DARK BLUE | Used in control panels and electrical equipments, on and under plaster as laid in conduit. When this cable is used in fixed installations with mechanically protected switchgear and control panels, the rated voltage is 600/1000 V. | Nominal voltage U0 | 450V
| 169 | Cables and Wires | Low Voltage Cables | Single Core | H07V-K FLEXIBLE CABLE 1.5MM² DARK BLUE | 2368969 | PR9051011604 | PRYSMIAN | 0 | https://pim-kvc.soneparsea.com:3443/PictureServer/default.aspx/PRYSMIAN-PR9051011604_Image1.jpg?A097AD989F807182AC95A69EA58479759E72A4978B6765658076857B826B8F7DBDA6BBAA83659AA4B7 | https://pim-kvc.soneparsea.com:3443/PictureServer/default.aspx/prysmian-h07v-k-series_Datasheet1.pdf?A097AD989F807182ACB5C6BEC5A49995BE72BC7589AD5D9F7DB8B9B7BB9CA39394A6C8A6C59F9599C47682B5B69D | H07V-K FLEXIBLE CABLE 1.5MM² DARK BLUE | Used in control panels and electrical equipments, on and under plaster as laid in conduit. When this cable is used in fixed installations with mechanically protected switchgear and control panels, the rated voltage is 600/1000 V. | Nominal voltage U | 750V
| 169 | Cables and Wires | Low Voltage Cables | Single Core | H07V-K FLEXIBLE CABLE 1.5MM² DARK BLUE | 2368969 | PR9051011604 | PRYSMIAN | 0 | https://pim-kvc.soneparsea.com:3443/PictureServer/default.aspx/PRYSMIAN-PR9051011604_Image1.jpg?A097AD989F807182AC95A69EA58479759E72A4978B6765658076857B826B8F7DBDA6BBAA83659AA4B7 | https://pim-kvc.soneparsea.com:3443/PictureServer/default.aspx/prysmian-h07v-k-series_Datasheet1.pdf?A097AD989F807182ACB5C6BEC5A49995BE72BC7589AD5D9F7DB8B9B7BB9CA39394A6C8A6C59F9599C47682B5B69D | H07V-K FLEXIBLE CABLE 1.5MM² DARK BLUE | Used in control panels and electrical equipments, on and under plaster as laid in conduit. When this cable is used in fixed installations with mechanically protected switchgear and control panels, the rated voltage is 600/1000 V. | Shape of conductor | Round
| 170 | Cables and Wires | Low Voltage Cables | Single Core | H07V-K FLEXIBLE CABLE 1.5MM² GREEN/YELLOW | 2368970 | PR9051011606 | PRYSMIAN | 0 | https://pim-kvc.soneparsea.com:3443/PictureServer/default.aspx/prysmian-PR9051011606_Image1.jpg?A097AD989F807182ACB5C6BEC5A49995BE72A4978B6765658076857B826D8F7DBDA6BBAA83659AA4B7 | https://pim-kvc.soneparsea.com:3443/PictureServer/default.aspx/prysmian-h07v-k-series_Datasheet1.pdf?A097AD989F807182ACB5C6BEC5A49995BE72BC7589AD5D9F7DB8B9B7BB9CA39394A6C8A6C59F9599C47682B5B69D | H07V-K FLEXIBLE CABLE 1.5MM² GREEN/YELLOW | Used in control panels and electrical equipments, on and under plaster as laid in conduit. When this cable is used in fixed installations with mechanically protected switchgear and control panels, the rated voltage is 600/1000 V. | Conductor material | Copper
| 170 | Cables and Wires | Low Voltage Cables | Single Core | H07V-K FLEXIBLE CABLE 1.5MM² GREEN/YELLOW | 2368970 | PR9051011606 | PRYSMIAN | 0 | https://pim-kvc.soneparsea.com:3443/PictureServer/default.aspx/prysmian-PR9051011606_Image1.jpg?A097AD989F807182ACB5C6BEC5A49995BE72A4978B6765658076857B826D8F7DBDA6BBAA83659AA4B7 | https://pim-kvc.soneparsea.com:3443/PictureServer/default.aspx/prysmian-h07v-k-series_Datasheet1.pdf?A097AD989F807182ACB5C6BEC5A49995BE72BC7589AD5D9F7DB8B9B7BB9CA39394A6C8A6C59F9599C47682B5B69D | H07V-K FLEXIBLE CABLE 1.5MM² GREEN/YELLOW | Used in control panels and electrical equipments, on and under plaster as laid in conduit. When this cable is used in fixed installations with mechanically protected switchgear and control panels, the rated voltage is 600/1000 V. | Nominal cross section conductor | 1.5mm²
| 170 | Cables and Wires | Low Voltage Cables | Single Core | H07V-K FLEXIBLE CABLE 1.5MM² GREEN/YELLOW | 2368970 | PR9051011606 | PRYSMIAN | 0 | https://pim-kvc.soneparsea.com:3443/PictureServer/default.aspx/prysmian-PR9051011606_Image1.jpg?A097AD989F807182ACB5C6BEC5A49995BE72A4978B6765658076857B826D8F7DBDA6BBAA83659AA4B7 | https://pim-kvc.soneparsea.com:3443/PictureServer/default.aspx/prysmian-h07v-k-series_Datasheet1.pdf?A097AD989F807182ACB5C6BEC5A49995BE72BC7589AD5D9F7DB8B9B7BB9CA39394A6C8A6C59F9599C47682B5B69D | H07V-K FLEXIBLE CABLE 1.5MM² GREEN/YELLOW | Used in control panels and electrical equipments, on and under plaster as laid in conduit. When this cable is used in fixed installations with mechanically protected switchgear and control panels, the rated voltage is 600/1000 V. | Conductor category | Class 5 = flexible
| 170 | Cables and Wires | Low Voltage Cables | Single Core | H07V-K FLEXIBLE CABLE 1.5MM² GREEN/YELLOW | 2368970 | PR9051011606 | PRYSMIAN | 0 | https://pim-kvc.soneparsea.com:3443/PictureServer/default.aspx/prysmian-PR9051011606_Image1.jpg?A097AD989F807182ACB5C6BEC5A49995BE72A4978B6765658076857B826D8F7DBDA6BBAA83659AA4B7 | https://pim-kvc.soneparsea.com:3443/PictureServer/default.aspx/prysmian-h07v-k-series_Datasheet1.pdf?A097AD989F807182ACB5C6BEC5A49995BE72BC7589AD5D9F7DB8B9B7BB9CA39394A6C8A6C59F9599C47682B5B69D | H07V-K FLEXIBLE CABLE 1.5MM² GREEN/YELLOW | Used in control panels and electrical equipments, on and under plaster as laid in conduit. When this cable is used in fixed installations with mechanically protected switchgear and control panels, the rated voltage is 600/1000 V. | Number of cores | 1
| 170 | Cables and Wires | Low Voltage Cables | Single Core | H07V-K FLEXIBLE CABLE 1.5MM² GREEN/YELLOW | 2368970 | PR9051011606 | PRYSMIAN | 0 | https://pim-kvc.soneparsea.com:3443/PictureServer/default.aspx/prysmian-PR9051011606_Image1.jpg?A097AD989F807182ACB5C6BEC5A49995BE72A4978B6765658076857B826D8F7DBDA6BBAA83659AA4B7 | https://pim-kvc.soneparsea.com:3443/PictureServer/default.aspx/prysmian-h07v-k-series_Datasheet1.pdf?A097AD989F807182ACB5C6BEC5A49995BE72BC7589AD5D9F7DB8B9B7BB9CA39394A6C8A6C59F9599C47682B5B69D | H07V-K FLEXIBLE CABLE 1.5MM² GREEN/YELLOW | Used in control panels and electrical equipments, on and under plaster as laid in conduit. When this cable is used in fixed installations with mechanically protected switchgear and control panels, the rated voltage is 600/1000 V. | Material outer sheath | Polyvinyl chloride (PVC)
| 170 | Cables and Wires | Low Voltage Cables | Single Core | H07V-K FLEXIBLE CABLE 1.5MM² GREEN/YELLOW | 2368970 | PR9051011606 | PRYSMIAN | 0 | https://pim-kvc.soneparsea.com:3443/PictureServer/default.aspx/prysmian-PR9051011606_Image1.jpg?A097AD989F807182ACB5C6BEC5A49995BE72A4978B6765658076857B826D8F7DBDA6BBAA83659AA4B7 | https://pim-kvc.soneparsea.com:3443/PictureServer/default.aspx/prysmian-h07v-k-series_Datasheet1.pdf?A097AD989F807182ACB5C6BEC5A49995BE72BC7589AD5D9F7DB8B9B7BB9CA39394A6C8A6C59F9599C47682B5B69D | H07V-K FLEXIBLE CABLE 1.5MM² GREEN/YELLOW | Used in control panels and electrical equipments, on and under plaster as laid in conduit. When this cable is used in fixed installations with mechanically protected switchgear and control panels, the rated voltage is 600/1000 V. | Colour outer sheath | Multi-coloured
| 170 | Cables and Wires | Low Voltage Cables | Single Core | H07V-K FLEXIBLE CABLE 1.5MM² GREEN/YELLOW | 2368970 | PR9051011606 | PRYSMIAN | 0 | https://pim-kvc.soneparsea.com:3443/PictureServer/default.aspx/prysmian-PR9051011606_Image1.jpg?A097AD989F807182ACB5C6BEC5A49995BE72A4978B6765658076857B826D8F7DBDA6BBAA83659AA4B7 | https://pim-kvc.soneparsea.com:3443/PictureServer/default.aspx/prysmian-h07v-k-series_Datasheet1.pdf?A097AD989F807182ACB5C6BEC5A49995BE72BC7589AD5D9F7DB8B9B7BB9CA39394A6C8A6C59F9599C47682B5B69D | H07V-K FLEXIBLE CABLE 1.5MM² GREEN/YELLOW | Used in control panels and electrical equipments, on and under plaster as laid in conduit. When this cable is used in fixed installations with mechanically protected switchgear and control panels, the rated voltage is 600/1000 V. | Cable geometry | Round
| 170 | Cables and Wires | Low Voltage Cables | Single Core | H07V-K FLEXIBLE CABLE 1.5MM² GREEN/YELLOW | 2368970 | PR9051011606 | PRYSMIAN | 0 | https://pim-kvc.soneparsea.com:3443/PictureServer/default.aspx/prysmian-PR9051011606_Image1.jpg?A097AD989F807182ACB5C6BEC5A49995BE72A4978B6765658076857B826D8F7DBDA6BBAA83659AA4B7 | https://pim-kvc.soneparsea.com:3443/PictureServer/default.aspx/prysmian-h07v-k-series_Datasheet1.pdf?A097AD989F807182ACB5C6BEC5A49995BE72BC7589AD5D9F7DB8B9B7BB9CA39394A6C8A6C59F9599C47682B5B69D | H07V-K FLEXIBLE CABLE 1.5MM² GREEN/YELLOW | Used in control panels and electrical equipments, on and under plaster as laid in conduit. When this cable is used in fixed installations with mechanically protected switchgear and control panels, the rated voltage is 600/1000 V. | Nominal voltage U0 | 450V
| 170 | Cables and Wires | Low Voltage Cables | Single Core | H07V-K FLEXIBLE CABLE 1.5MM² GREEN/YELLOW | 2368970 | PR9051011606 | PRYSMIAN | 0 | https://pim-kvc.soneparsea.com:3443/PictureServer/default.aspx/prysmian-PR9051011606_Image1.jpg?A097AD989F807182ACB5C6BEC5A49995BE72A4978B6765658076857B826D8F7DBDA6BBAA83659AA4B7 | https://pim-kvc.soneparsea.com:3443/PictureServer/default.aspx/prysmian-h07v-k-series_Datasheet1.pdf?A097AD989F807182ACB5C6BEC5A49995BE72BC7589AD5D9F7DB8B9B7BB9CA39394A6C8A6C59F9599C47682B5B69D | H07V-K FLEXIBLE CABLE 1.5MM² GREEN/YELLOW | Used in control panels and electrical equipments, on and under plaster as laid in conduit. When this cable is used in fixed installations with mechanically protected switchgear and control panels, the rated voltage is 600/1000 V. | Nominal voltage U | 750V
| 170 | Cables and Wires | Low Voltage Cables | Single Core | H07V-K FLEXIBLE CABLE 1.5MM² GREEN/YELLOW | 2368970 | PR9051011606 | PRYSMIAN | 0 | https://pim-kvc.soneparsea.com:3443/PictureServer/default.aspx/prysmian-PR9051011606_Image1.jpg?A097AD989F807182ACB5C6BEC5A49995BE72A4978B6765658076857B826D8F7DBDA6BBAA83659AA4B7 | https://pim-kvc.soneparsea.com:3443/PictureServer/default.aspx/prysmian-h07v-k-series_Datasheet1.pdf?A097AD989F807182ACB5C6BEC5A49995BE72BC7589AD5D9F7DB8B9B7BB9CA39394A6C8A6C59F9599C47682B5B69D | H07V-K FLEXIBLE CABLE 1.5MM² GREEN/YELLOW | Used in control panels and electrical equipments, on and under plaster as laid in conduit. When this cable is used in fixed installations with mechanically protected switchgear and control panels, the rated voltage is 600/1000 V. | Shape of conductor | Round
| 171 | Cables and Wires | Low Voltage Cables | Single Core | H07V-K FLEXIBLE CABLE 1.5MM² ORANGE | 2368971 | PR9051011608 | PRYSMIAN | 0 | https://pim-kvc.soneparsea.com:3443/PictureServer/default.aspx/prysmian-PR9051011608_Image1.jpg?A097AD989F807182ACB5C6BEC5A49995BE72A4978B6765658076857B826F8F7DBDA6BBAA83659AA4B7 | https://pim-kvc.soneparsea.com:3443/PictureServer/default.aspx/prysmian-h07v-k-series_Datasheet1.pdf?A097AD989F807182ACB5C6BEC5A49995BE72BC7589AD5D9F7DB8B9B7BB9CA39394A6C8A6C59F9599C47682B5B69D | H07V-K FLEXIBLE CABLE 1.5MM² ORANGE | Used in control panels and electrical equipments, on and under plaster as laid in conduit. When this cable is used in fixed installations with mechanically protected switchgear and control panels, the rated voltage is 600/1000 V. | Conductor material | Copper
| 171 | Cables and Wires | Low Voltage Cables | Single Core | H07V-K FLEXIBLE CABLE 1.5MM² ORANGE | 2368971 | PR9051011608 | PRYSMIAN | 0 | https://pim-kvc.soneparsea.com:3443/PictureServer/default.aspx/prysmian-PR9051011608_Image1.jpg?A097AD989F807182ACB5C6BEC5A49995BE72A4978B6765658076857B826F8F7DBDA6BBAA83659AA4B7 | https://pim-kvc.soneparsea.com:3443/PictureServer/default.aspx/prysmian-h07v-k-series_Datasheet1.pdf?A097AD989F807182ACB5C6BEC5A49995BE72BC7589AD5D9F7DB8B9B7BB9CA39394A6C8A6C59F9599C47682B5B69D | H07V-K FLEXIBLE CABLE 1.5MM² ORANGE | Used in control panels and electrical equipments, on and under plaster as laid in conduit. When this cable is used in fixed installations with mechanically protected switchgear and control panels, the rated voltage is 600/1000 V. | Nominal cross section conductor | 1.5mm²
| 171 | Cables and Wires | Low Voltage Cables | Single Core | H07V-K FLEXIBLE CABLE 1.5MM² ORANGE | 2368971 | PR9051011608 | PRYSMIAN | 0 | https://pim-kvc.soneparsea.com:3443/PictureServer/default.aspx/prysmian-PR9051011608_Image1.jpg?A097AD989F807182ACB5C6BEC5A49995BE72A4978B6765658076857B826F8F7DBDA6BBAA83659AA4B7 | https://pim-kvc.soneparsea.com:3443/PictureServer/default.aspx/prysmian-h07v-k-series_Datasheet1.pdf?A097AD989F807182ACB5C6BEC5A49995BE72BC7589AD5D9F7DB8B9B7BB9CA39394A6C8A6C59F9599C47682B5B69D | H07V-K FLEXIBLE CABLE 1.5MM² ORANGE | Used in control panels and electrical equipments, on and under plaster as laid in conduit. When this cable is used in fixed installations with mechanically protected switchgear and control panels, the rated voltage is 600/1000 V. | Conductor category | Class 5 = flexible
| 171 | Cables and Wires | Low Voltage Cables | Single Core | H07V-K FLEXIBLE CABLE 1.5MM² ORANGE | 2368971 | PR9051011608 | PRYSMIAN | 0 | https://pim-kvc.soneparsea.com:3443/PictureServer/default.aspx/prysmian-PR9051011608_Image1.jpg?A097AD989F807182ACB5C6BEC5A49995BE72A4978B6765658076857B826F8F7DBDA6BBAA83659AA4B7 | https://pim-kvc.soneparsea.com:3443/PictureServer/default.aspx/prysmian-h07v-k-series_Datasheet1.pdf?A097AD989F807182ACB5C6BEC5A49995BE72BC7589AD5D9F7DB8B9B7BB9CA39394A6C8A6C59F9599C47682B5B69D | H07V-K FLEXIBLE CABLE 1.5MM² ORANGE | Used in control panels and electrical equipments, on and under plaster as laid in conduit. When this cable is used in fixed installations with mechanically protected switchgear and control panels, the rated voltage is 600/1000 V. | Number of cores | 1
| 171 | Cables and Wires | Low Voltage Cables | Single Core | H07V-K FLEXIBLE CABLE 1.5MM² ORANGE | 2368971 | PR9051011608 | PRYSMIAN | 0 | https://pim-kvc.soneparsea.com:3443/PictureServer/default.aspx/prysmian-PR9051011608_Image1.jpg?A097AD989F807182ACB5C6BEC5A49995BE72A4978B6765658076857B826F8F7DBDA6BBAA83659AA4B7 | https://pim-kvc.soneparsea.com:3443/PictureServer/default.aspx/prysmian-h07v-k-series_Datasheet1.pdf?A097AD989F807182ACB5C6BEC5A49995BE72BC7589AD5D9F7DB8B9B7BB9CA39394A6C8A6C59F9599C47682B5B69D | H07V-K FLEXIBLE CABLE 1.5MM² ORANGE | Used in control panels and electrical equipments, on and under plaster as laid in conduit. When this cable is used in fixed installations with mechanically protected switchgear and control panels, the rated voltage is 600/1000 V. | Material outer sheath | Polyvinyl chloride (PVC)
| 171 | Cables and Wires | Low Voltage Cables | Single Core | H07V-K FLEXIBLE CABLE 1.5MM² ORANGE | 2368971 | PR9051011608 | PRYSMIAN | 0 | https://pim-kvc.soneparsea.com:3443/PictureServer/default.aspx/prysmian-PR9051011608_Image1.jpg?A097AD989F807182ACB5C6BEC5A49995BE72A4978B6765658076857B826F8F7DBDA6BBAA83659AA4B7 | https://pim-kvc.soneparsea.com:3443/PictureServer/default.aspx/prysmian-h07v-k-series_Datasheet1.pdf?A097AD989F807182ACB5C6BEC5A49995BE72BC7589AD5D9F7DB8B9B7BB9CA39394A6C8A6C59F9599C47682B5B69D | H07V-K FLEXIBLE CABLE 1.5MM² ORANGE | Used in control panels and electrical equipments, on and under plaster as laid in conduit. When this cable is used in fixed installations with mechanically protected switchgear and control panels, the rated voltage is 600/1000 V. | Colour outer sheath | Orange
| 171 | Cables and Wires | Low Voltage Cables | Single Core | H07V-K FLEXIBLE CABLE 1.5MM² ORANGE | 2368971 | PR9051011608 | PRYSMIAN | 0 | https://pim-kvc.soneparsea.com:3443/PictureServer/default.aspx/prysmian-PR9051011608_Image1.jpg?A097AD989F807182ACB5C6BEC5A49995BE72A4978B6765658076857B826F8F7DBDA6BBAA83659AA4B7 | https://pim-kvc.soneparsea.com:3443/PictureServer/default.aspx/prysmian-h07v-k-series_Datasheet1.pdf?A097AD989F807182ACB5C6BEC5A49995BE72BC7589AD5D9F7DB8B9B7BB9CA39394A6C8A6C59F9599C47682B5B69D | H07V-K FLEXIBLE CABLE 1.5MM² ORANGE | Used in control panels and electrical equipments, on and under plaster as laid in conduit. When this cable is used in fixed installations with mechanically protected switchgear and control panels, the rated voltage is 600/1000 V. | Cable geometry | Round
| 171 | Cables and Wires | Low Voltage Cables | Single Core | H07V-K FLEXIBLE CABLE 1.5MM² ORANGE | 2368971 | PR9051011608 | PRYSMIAN | 0 | https://pim-kvc.soneparsea.com:3443/PictureServer/default.aspx/prysmian-PR9051011608_Image1.jpg?A097AD989F807182ACB5C6BEC5A49995BE72A4978B6765658076857B826F8F7DBDA6BBAA83659AA4B7 | https://pim-kvc.soneparsea.com:3443/PictureServer/default.aspx/prysmian-h07v-k-series_Datasheet1.pdf?A097AD989F807182ACB5C6BEC5A49995BE72BC7589AD5D9F7DB8B9B7BB9CA39394A6C8A6C59F9599C47682B5B69D | H07V-K FLEXIBLE CABLE 1.5MM² ORANGE | Used in control panels and electrical equipments, on and under plaster as laid in conduit. When this cable is used in fixed installations with mechanically protected switchgear and control panels, the rated voltage is 600/1000 V. | Nominal voltage U0 | 450V
| 171 | Cables and Wires | Low Voltage Cables | Single Core | H07V-K FLEXIBLE CABLE 1.5MM² ORANGE | 2368971 | PR9051011608 | PRYSMIAN | 0 | https://pim-kvc.soneparsea.com:3443/PictureServer/default.aspx/prysmian-PR9051011608_Image1.jpg?A097AD989F807182ACB5C6BEC5A49995BE72A4978B6765658076857B826F8F7DBDA6BBAA83659AA4B7 | https://pim-kvc.soneparsea.com:3443/PictureServer/default.aspx/prysmian-h07v-k-series_Datasheet1.pdf?A097AD989F807182ACB5C6BEC5A49995BE72BC7589AD5D9F7DB8B9B7BB9CA39394A6C8A6C59F9599C47682B5B69D | H07V-K FLEXIBLE CABLE 1.5MM² ORANGE | Used in control panels and electrical equipments, on and under plaster as laid in conduit. When this cable is used in fixed installations with mechanically protected switchgear and control panels, the rated voltage is 600/1000 V. | Nominal voltage U | 750V
| 171 | Cables and Wires | Low Voltage Cables | Single Core | H07V-K FLEXIBLE CABLE 1.5MM² ORANGE | 2368971 | PR9051011608 | PRYSMIAN | 0 | https://pim-kvc.soneparsea.com:3443/PictureServer/default.aspx/prysmian-PR9051011608_Image1.jpg?A097AD989F807182ACB5C6BEC5A49995BE72A4978B6765658076857B826F8F7DBDA6BBAA83659AA4B7 | https://pim-kvc.soneparsea.com:3443/PictureServer/default.aspx/prysmian-h07v-k-series_Datasheet1.pdf?A097AD989F807182ACB5C6BEC5A49995BE72BC7589AD5D9F7DB8B9B7BB9CA39394A6C8A6C59F9599C47682B5B69D | H07V-K FLEXIBLE CABLE 1.5MM² ORANGE | Used in control panels and electrical equipments, on and under plaster as laid in conduit. When this cable is used in fixed installations with mechanically protected switchgear and control panels, the rated voltage is 600/1000 V. | Shape of conductor | Round