## AutomationControl>IndustrialSw
ImportTicket-xlsx-zsx22ii8k1q&Tx | ลำดับ | รายละเอียดสินค้า
|  | ชื่อหมวดหมู่ชั้นที่ 1 | ชื่อหมวดหมู่ชั้นที่ 2 | ชื่อหมวดหมู่ชั้นที่ 3 | ชื่อสินค้า | รหัสสินค้า | MPN | Brand | ราคาสินค้า | Picture | Datasheet | รายละเอียดย่อ | รายละเอียดเต็ม | หัวข้อฟีเจอร์ | รายละเอียดฟีเจอร์
Example > | 0 | Product Category 1 | Product Sub 1 | Product Sub-sec 1 | Example Product | P0001 | N/A | Brand 1 | 100000 | https://soneparthailand.com/th/_content_images/product/A4BF5596-06F7-632A-0C7B-5BEB6E7DB749.jpg | https://www.quotewerks.com/download/printlayouts/Samples/QuotationSample_A.pdf | เอ๋เวิลด์ เปราะบางโลโก้มอนสเตอร์รากหญ้าพูล เชอร์รี่ไฮเปอร์ตรวจสอบรันเวย์ฟลอร์ เซรามิก | สเปกแอ็กชั่น มหภาคเทรดคอร์ปมหาอุปราชาเฉิ่ม แป๋วมาร์เก็ตเดบิตแมนชั่น โกลด์วีซ่าเซอร์วิส เฟิร์มสไปเดอร์ ออร์เดอร์เช็ก ฮันนีมูนแชมป์กระดี๊กระด๊ารีวิวดยุค ฟินิกซ์ตื้บสมาพันธ์ซัพพลายเออร์โรแมนติก หลวงปู่บู๊ฮาลาลแซ็กโซโฟน ป๋าแอสเตอร์แดรี่ภคันทลาพาธ บอกซ์เยนโหลนเมคอัพ รูบิก จูเนียร์ไอติมเคลียร์ฟลุทมอคคา ทอม แฟกซ์รวมมิตรฟอยล์ แซนด์วิชลอร์ดสคริปต์ยากูซ่า สแล็กผ้าห่มรีสอร์ตแดรี่ สเตย์ธรรมา เที่ยงคืนแอปเปิ้ล คำสาปแคมปัสท็อปบูต สัมนาศิลปากรพาร์บ๊วยอมาตยาธิปไตย แจ๊สไงจัมโบ้ดั๊มพ์ วิว เกจิเคลียร์ ว้อดก้ามั้งคอมพ์ แหม็บโยเกิร์ตซัมเมอร์ ป่าไม้นิวละติน เทคโนแครตเวิร์กช็อปฮาราคีรี แคนยอนแกรนด์ โปรเจ็กต์ เต๊ะแบคโฮเหี่ยวย่นละอ่อนคาปูชิโน วันเวย์ ครูเสดแตงโมฟีเวอร์เจ๊คอลเล็กชั่น ดั๊มพ์วิลเลจกับดัก ชัตเตอร์โบว์ ออเดอร์แชมป์ อุปทานมาร์จินฮิบรูโทรโข่ง จูน แดรี่โยโย่ บุ๋น เอ็นเตอร์เทนดีพาร์ทเมนต์ลีเมอร์ สต็อกเซาท์ มายาคติโกเต็กซ์ไวอากร้าลิมูซีน ออร์เดอร์โมเดิร์นวอล์กร็อคไฮไลต์ ซีเนียร์ริกเตอร์สมาพันธ์ เจ๊วาฟเฟิลฟลุกฮิตคัตเอาต์ คูลเลอร์ยากูซ่า ราสเบอร์รีไฟแนนซ์แคนู ยาวี แม่ค้าชีสเซี้ยว อิกัวนาแมมโบ้ ซีเรียสกุมภาพันธ์ ซัพพลายเออร์ฟลุท เป่ายิ้งฉุบโลโก้หลวงพี่ กีวีตุ๊กตุ๊กเซ็กส์อาร์ติสต์ อริยสงฆ์บาบูนไฮไลท์ซาร์ดีน เมเปิลปาสกาลแรงใจ ปาร์ตี้มาร์กเซนเซอร์แคมเปญ เบอร์รีแพทยสภาวาฟเฟิลแบคโฮแมกกาซีน ชีสสังโฆวิน เซ่นไหว้จิ๊กโก๋กฤษณ์บูติคจอหงวน โคโยตีจังโก้บัลลาสต์คอลเล็กชั่น โปรเจ็ครีเสิร์ช แชมเปญ โปรโมเตอร์แกรนด์สตรอว์เบอร์รีแพกเกจ จีดีพีคลาสสิกแทคติค ฮัมซามูไรเคอร์ฟิวแมชชีน เทเลกราฟแอปเปิ้ลวิลล์ แฟรนไชส์ต่อยอดรีสอร์ต ออร์เดอร์ฟอยล์อ่อนด้อยช็อป รันเวย์ชีสแจ็กพอตอาว์มาราธอน ไตรมาสจอหงวน รอยัลตี้เมจิคชัตเตอร์ ชาร์จแมชีนก๋ากั่นเซฟตี้ ง่าวแมคเคอเรล หม่านโถวโยเกิร์ต แช่แข็งอันตรกิริยา แจ็กพ็อตมะกันล็อบบี้ซิมแผดเผา คาร์ดีพาร์ตเมนต์บลูเบอร์รีโคโยตี้เครป ฮันนีมูนเจลรวมมิตรเซี้ยว | Feature Name 1 | This is feature detail.
Start > | 417 | Automation and Control | Industrial Switch | Selector Switches | HARMONY XB4 COMPLETE SELECTOR SWITCH 22MM 2POS 1NO+1NC | 2449526 | XB4BG25 | SCHNEIDER ELECTRIC | 1330 | https://pim-kvc.soneparsea.com:3443/PictureServer/default.aspx/schneider-XB4BG25_Image1.JPG?A3889C9397807479A2A1C7A8BAA5959DB4AAC672AA796476977789A49BA4919BB576828FA27E | https://pim-kvc.soneparsea.com:3443/PictureServer/default.aspx/schneider-XB4BG25_Datasheet1.pdf?A3889C9397807479A2A1C7A8BAA5959DB4AAC672AA796476977789A49698A495C3ADB9AAC6685EA4B4AB | HARMONY XB4 COMPLETE SELECTOR SWITCH 22MM 2POS 1NO+1NC | Harmony XB4 the modular range of Ø 22 mm metal control and signaling units combines simplicity of installation, modern standard and flush mounted design, flexibility, and robustness with a high level of customization to meet most industrial applications. | Number of switch positions | 2
| 417 | Automation and Control | Industrial Switch | Selector Switches | HARMONY XB4 COMPLETE SELECTOR SWITCH 22MM 2POS 1NO+1NC | 2449526 | XB4BG25 | SCHNEIDER ELECTRIC | 1330 | https://pim-kvc.soneparsea.com:3443/PictureServer/default.aspx/schneider-XB4BG25_Image1.JPG?A3889C9397807479A2A1C7A8BAA5959DB4AAC672AA796476977789A49BA4919BB576828FA27E | https://pim-kvc.soneparsea.com:3443/PictureServer/default.aspx/schneider-XB4BG25_Datasheet1.pdf?A3889C9397807479A2A1C7A8BAA5959DB4AAC672AA796476977789A49698A495C3ADB9AAC6685EA4B4AB | HARMONY XB4 COMPLETE SELECTOR SWITCH 22MM 2POS 1NO+1NC | Harmony XB4 the modular range of Ø 22 mm metal control and signaling units combines simplicity of installation, modern standard and flush mounted design, flexibility, and robustness with a high level of customization to meet most industrial applications. | Type of control element | Short thumb-grip
| 417 | Automation and Control | Industrial Switch | Selector Switches | HARMONY XB4 COMPLETE SELECTOR SWITCH 22MM 2POS 1NO+1NC | 2449526 | XB4BG25 | SCHNEIDER ELECTRIC | 1330 | https://pim-kvc.soneparsea.com:3443/PictureServer/default.aspx/schneider-XB4BG25_Image1.JPG?A3889C9397807479A2A1C7A8BAA5959DB4AAC672AA796476977789A49BA4919BB576828FA27E | https://pim-kvc.soneparsea.com:3443/PictureServer/default.aspx/schneider-XB4BG25_Datasheet1.pdf?A3889C9397807479A2A1C7A8BAA5959DB4AAC672AA796476977789A49698A495C3ADB9AAC6685EA4B4AB | HARMONY XB4 COMPLETE SELECTOR SWITCH 22MM 2POS 1NO+1NC | Harmony XB4 the modular range of Ø 22 mm metal control and signaling units combines simplicity of installation, modern standard and flush mounted design, flexibility, and robustness with a high level of customization to meet most industrial applications. | Suitable for illumination | no
| 417 | Automation and Control | Industrial Switch | Selector Switches | HARMONY XB4 COMPLETE SELECTOR SWITCH 22MM 2POS 1NO+1NC | 2449526 | XB4BG25 | SCHNEIDER ELECTRIC | 1330 | https://pim-kvc.soneparsea.com:3443/PictureServer/default.aspx/schneider-XB4BG25_Image1.JPG?A3889C9397807479A2A1C7A8BAA5959DB4AAC672AA796476977789A49BA4919BB576828FA27E | https://pim-kvc.soneparsea.com:3443/PictureServer/default.aspx/schneider-XB4BG25_Datasheet1.pdf?A3889C9397807479A2A1C7A8BAA5959DB4AAC672AA796476977789A49698A495C3ADB9AAC6685EA4B4AB | HARMONY XB4 COMPLETE SELECTOR SWITCH 22MM 2POS 1NO+1NC | Harmony XB4 the modular range of Ø 22 mm metal control and signaling units combines simplicity of installation, modern standard and flush mounted design, flexibility, and robustness with a high level of customization to meet most industrial applications. | With light source | no
| 417 | Automation and Control | Industrial Switch | Selector Switches | HARMONY XB4 COMPLETE SELECTOR SWITCH 22MM 2POS 1NO+1NC | 2449526 | XB4BG25 | SCHNEIDER ELECTRIC | 1330 | https://pim-kvc.soneparsea.com:3443/PictureServer/default.aspx/schneider-XB4BG25_Image1.JPG?A3889C9397807479A2A1C7A8BAA5959DB4AAC672AA796476977789A49BA4919BB576828FA27E | https://pim-kvc.soneparsea.com:3443/PictureServer/default.aspx/schneider-XB4BG25_Datasheet1.pdf?A3889C9397807479A2A1C7A8BAA5959DB4AAC672AA796476977789A49698A495C3ADB9AAC6685EA4B4AB | HARMONY XB4 COMPLETE SELECTOR SWITCH 22MM 2POS 1NO+1NC | Harmony XB4 the modular range of Ø 22 mm metal control and signaling units combines simplicity of installation, modern standard and flush mounted design, flexibility, and robustness with a high level of customization to meet most industrial applications. | Colour button | Black
| 417 | Automation and Control | Industrial Switch | Selector Switches | HARMONY XB4 COMPLETE SELECTOR SWITCH 22MM 2POS 1NO+1NC | 2449526 | XB4BG25 | SCHNEIDER ELECTRIC | 1330 | https://pim-kvc.soneparsea.com:3443/PictureServer/default.aspx/schneider-XB4BG25_Image1.JPG?A3889C9397807479A2A1C7A8BAA5959DB4AAC672AA796476977789A49BA4919BB576828FA27E | https://pim-kvc.soneparsea.com:3443/PictureServer/default.aspx/schneider-XB4BG25_Datasheet1.pdf?A3889C9397807479A2A1C7A8BAA5959DB4AAC672AA796476977789A49698A495C3ADB9AAC6685EA4B4AB | HARMONY XB4 COMPLETE SELECTOR SWITCH 22MM 2POS 1NO+1NC | Harmony XB4 the modular range of Ø 22 mm metal control and signaling units combines simplicity of installation, modern standard and flush mounted design, flexibility, and robustness with a high level of customization to meet most industrial applications. | Hole diameter | 22mm
| 417 | Automation and Control | Industrial Switch | Selector Switches | HARMONY XB4 COMPLETE SELECTOR SWITCH 22MM 2POS 1NO+1NC | 2449526 | XB4BG25 | SCHNEIDER ELECTRIC | 1330 | https://pim-kvc.soneparsea.com:3443/PictureServer/default.aspx/schneider-XB4BG25_Image1.JPG?A3889C9397807479A2A1C7A8BAA5959DB4AAC672AA796476977789A49BA4919BB576828FA27E | https://pim-kvc.soneparsea.com:3443/PictureServer/default.aspx/schneider-XB4BG25_Datasheet1.pdf?A3889C9397807479A2A1C7A8BAA5959DB4AAC672AA796476977789A49698A495C3ADB9AAC6685EA4B4AB | HARMONY XB4 COMPLETE SELECTOR SWITCH 22MM 2POS 1NO+1NC | Harmony XB4 the modular range of Ø 22 mm metal control and signaling units combines simplicity of installation, modern standard and flush mounted design, flexibility, and robustness with a high level of customization to meet most industrial applications. | Degree of protection (IP) | IP66
| 417 | Automation and Control | Industrial Switch | Selector Switches | HARMONY XB4 COMPLETE SELECTOR SWITCH 22MM 2POS 1NO+1NC | 2449526 | XB4BG25 | SCHNEIDER ELECTRIC | 1330 | https://pim-kvc.soneparsea.com:3443/PictureServer/default.aspx/schneider-XB4BG25_Image1.JPG?A3889C9397807479A2A1C7A8BAA5959DB4AAC672AA796476977789A49BA4919BB576828FA27E | https://pim-kvc.soneparsea.com:3443/PictureServer/default.aspx/schneider-XB4BG25_Datasheet1.pdf?A3889C9397807479A2A1C7A8BAA5959DB4AAC672AA796476977789A49698A495C3ADB9AAC6685EA4B4AB | HARMONY XB4 COMPLETE SELECTOR SWITCH 22MM 2POS 1NO+1NC | Harmony XB4 the modular range of Ø 22 mm metal control and signaling units combines simplicity of installation, modern standard and flush mounted design, flexibility, and robustness with a high level of customization to meet most industrial applications. | Number of contacts as normally open contact | 1
| 417 | Automation and Control | Industrial Switch | Selector Switches | HARMONY XB4 COMPLETE SELECTOR SWITCH 22MM 2POS 1NO+1NC | 2449526 | XB4BG25 | SCHNEIDER ELECTRIC | 1330 | https://pim-kvc.soneparsea.com:3443/PictureServer/default.aspx/schneider-XB4BG25_Image1.JPG?A3889C9397807479A2A1C7A8BAA5959DB4AAC672AA796476977789A49BA4919BB576828FA27E | https://pim-kvc.soneparsea.com:3443/PictureServer/default.aspx/schneider-XB4BG25_Datasheet1.pdf?A3889C9397807479A2A1C7A8BAA5959DB4AAC672AA796476977789A49698A495C3ADB9AAC6685EA4B4AB | HARMONY XB4 COMPLETE SELECTOR SWITCH 22MM 2POS 1NO+1NC | Harmony XB4 the modular range of Ø 22 mm metal control and signaling units combines simplicity of installation, modern standard and flush mounted design, flexibility, and robustness with a high level of customization to meet most industrial applications. | Number of contacts as normally closed contact | 1
| 417 | Automation and Control | Industrial Switch | Selector Switches | HARMONY XB4 COMPLETE SELECTOR SWITCH 22MM 2POS 1NO+1NC | 2449526 | XB4BG25 | SCHNEIDER ELECTRIC | 1330 | https://pim-kvc.soneparsea.com:3443/PictureServer/default.aspx/schneider-XB4BG25_Image1.JPG?A3889C9397807479A2A1C7A8BAA5959DB4AAC672AA796476977789A49BA4919BB576828FA27E | https://pim-kvc.soneparsea.com:3443/PictureServer/default.aspx/schneider-XB4BG25_Datasheet1.pdf?A3889C9397807479A2A1C7A8BAA5959DB4AAC672AA796476977789A49698A495C3ADB9AAC6685EA4B4AB | HARMONY XB4 COMPLETE SELECTOR SWITCH 22MM 2POS 1NO+1NC | Harmony XB4 the modular range of Ø 22 mm metal control and signaling units combines simplicity of installation, modern standard and flush mounted design, flexibility, and robustness with a high level of customization to meet most industrial applications. | Number of contacts as change-over contact | 0
| 418 | Automation and Control | Industrial Switch | Selector Switches | HARMONY XB4 COMPLETE SELECTOR SWITCH 22MM 2POS 1NO+1NC | 2449527 | XB4BG45 | SCHNEIDER ELECTRIC | 1330 | https://pim-kvc.soneparsea.com:3443/PictureServer/default.aspx/schneider-XB4BG45_Image1.JPG?A3889C9397807479A2A1C7A8BAA5959DB4AAC672AA796476977989A49BA4919BB576828FA27E | https://pim-kvc.soneparsea.com:3443/PictureServer/default.aspx/schneider-XB4BG45_Datasheet1.pdf?A3889C9397807479A2A1C7A8BAA5959DB4AAC672AA796476977989A49698A495C3ADB9AAC6685EA4B4AB | HARMONY XB4 COMPLETE SELECTOR SWITCH 22MM 2POS 1NO+1NC | Harmony XB4 the modular range of Ø 22 mm metal control and signaling units combines simplicity of installation, modern standard and flush mounted design, flexibility, and robustness with a high level of customization to meet most industrial applications. | Number of switch positions | 2
| 418 | Automation and Control | Industrial Switch | Selector Switches | HARMONY XB4 COMPLETE SELECTOR SWITCH 22MM 2POS 1NO+1NC | 2449527 | XB4BG45 | SCHNEIDER ELECTRIC | 1330 | https://pim-kvc.soneparsea.com:3443/PictureServer/default.aspx/schneider-XB4BG45_Image1.JPG?A3889C9397807479A2A1C7A8BAA5959DB4AAC672AA796476977989A49BA4919BB576828FA27E | https://pim-kvc.soneparsea.com:3443/PictureServer/default.aspx/schneider-XB4BG45_Datasheet1.pdf?A3889C9397807479A2A1C7A8BAA5959DB4AAC672AA796476977989A49698A495C3ADB9AAC6685EA4B4AB | HARMONY XB4 COMPLETE SELECTOR SWITCH 22MM 2POS 1NO+1NC | Harmony XB4 the modular range of Ø 22 mm metal control and signaling units combines simplicity of installation, modern standard and flush mounted design, flexibility, and robustness with a high level of customization to meet most industrial applications. | Type of control element | Short thumb-grip
| 418 | Automation and Control | Industrial Switch | Selector Switches | HARMONY XB4 COMPLETE SELECTOR SWITCH 22MM 2POS 1NO+1NC | 2449527 | XB4BG45 | SCHNEIDER ELECTRIC | 1330 | https://pim-kvc.soneparsea.com:3443/PictureServer/default.aspx/schneider-XB4BG45_Image1.JPG?A3889C9397807479A2A1C7A8BAA5959DB4AAC672AA796476977989A49BA4919BB576828FA27E | https://pim-kvc.soneparsea.com:3443/PictureServer/default.aspx/schneider-XB4BG45_Datasheet1.pdf?A3889C9397807479A2A1C7A8BAA5959DB4AAC672AA796476977989A49698A495C3ADB9AAC6685EA4B4AB | HARMONY XB4 COMPLETE SELECTOR SWITCH 22MM 2POS 1NO+1NC | Harmony XB4 the modular range of Ø 22 mm metal control and signaling units combines simplicity of installation, modern standard and flush mounted design, flexibility, and robustness with a high level of customization to meet most industrial applications. | Suitable for illumination | no
| 418 | Automation and Control | Industrial Switch | Selector Switches | HARMONY XB4 COMPLETE SELECTOR SWITCH 22MM 2POS 1NO+1NC | 2449527 | XB4BG45 | SCHNEIDER ELECTRIC | 1330 | https://pim-kvc.soneparsea.com:3443/PictureServer/default.aspx/schneider-XB4BG45_Image1.JPG?A3889C9397807479A2A1C7A8BAA5959DB4AAC672AA796476977989A49BA4919BB576828FA27E | https://pim-kvc.soneparsea.com:3443/PictureServer/default.aspx/schneider-XB4BG45_Datasheet1.pdf?A3889C9397807479A2A1C7A8BAA5959DB4AAC672AA796476977989A49698A495C3ADB9AAC6685EA4B4AB | HARMONY XB4 COMPLETE SELECTOR SWITCH 22MM 2POS 1NO+1NC | Harmony XB4 the modular range of Ø 22 mm metal control and signaling units combines simplicity of installation, modern standard and flush mounted design, flexibility, and robustness with a high level of customization to meet most industrial applications. | With light source | no
| 418 | Automation and Control | Industrial Switch | Selector Switches | HARMONY XB4 COMPLETE SELECTOR SWITCH 22MM 2POS 1NO+1NC | 2449527 | XB4BG45 | SCHNEIDER ELECTRIC | 1330 | https://pim-kvc.soneparsea.com:3443/PictureServer/default.aspx/schneider-XB4BG45_Image1.JPG?A3889C9397807479A2A1C7A8BAA5959DB4AAC672AA796476977989A49BA4919BB576828FA27E | https://pim-kvc.soneparsea.com:3443/PictureServer/default.aspx/schneider-XB4BG45_Datasheet1.pdf?A3889C9397807479A2A1C7A8BAA5959DB4AAC672AA796476977989A49698A495C3ADB9AAC6685EA4B4AB | HARMONY XB4 COMPLETE SELECTOR SWITCH 22MM 2POS 1NO+1NC | Harmony XB4 the modular range of Ø 22 mm metal control and signaling units combines simplicity of installation, modern standard and flush mounted design, flexibility, and robustness with a high level of customization to meet most industrial applications. | Colour button | Black
| 418 | Automation and Control | Industrial Switch | Selector Switches | HARMONY XB4 COMPLETE SELECTOR SWITCH 22MM 2POS 1NO+1NC | 2449527 | XB4BG45 | SCHNEIDER ELECTRIC | 1330 | https://pim-kvc.soneparsea.com:3443/PictureServer/default.aspx/schneider-XB4BG45_Image1.JPG?A3889C9397807479A2A1C7A8BAA5959DB4AAC672AA796476977989A49BA4919BB576828FA27E | https://pim-kvc.soneparsea.com:3443/PictureServer/default.aspx/schneider-XB4BG45_Datasheet1.pdf?A3889C9397807479A2A1C7A8BAA5959DB4AAC672AA796476977989A49698A495C3ADB9AAC6685EA4B4AB | HARMONY XB4 COMPLETE SELECTOR SWITCH 22MM 2POS 1NO+1NC | Harmony XB4 the modular range of Ø 22 mm metal control and signaling units combines simplicity of installation, modern standard and flush mounted design, flexibility, and robustness with a high level of customization to meet most industrial applications. | Hole diameter | 22mm
| 418 | Automation and Control | Industrial Switch | Selector Switches | HARMONY XB4 COMPLETE SELECTOR SWITCH 22MM 2POS 1NO+1NC | 2449527 | XB4BG45 | SCHNEIDER ELECTRIC | 1330 | https://pim-kvc.soneparsea.com:3443/PictureServer/default.aspx/schneider-XB4BG45_Image1.JPG?A3889C9397807479A2A1C7A8BAA5959DB4AAC672AA796476977989A49BA4919BB576828FA27E | https://pim-kvc.soneparsea.com:3443/PictureServer/default.aspx/schneider-XB4BG45_Datasheet1.pdf?A3889C9397807479A2A1C7A8BAA5959DB4AAC672AA796476977989A49698A495C3ADB9AAC6685EA4B4AB | HARMONY XB4 COMPLETE SELECTOR SWITCH 22MM 2POS 1NO+1NC | Harmony XB4 the modular range of Ø 22 mm metal control and signaling units combines simplicity of installation, modern standard and flush mounted design, flexibility, and robustness with a high level of customization to meet most industrial applications. | Degree of protection (IP) | IP66
| 418 | Automation and Control | Industrial Switch | Selector Switches | HARMONY XB4 COMPLETE SELECTOR SWITCH 22MM 2POS 1NO+1NC | 2449527 | XB4BG45 | SCHNEIDER ELECTRIC | 1330 | https://pim-kvc.soneparsea.com:3443/PictureServer/default.aspx/schneider-XB4BG45_Image1.JPG?A3889C9397807479A2A1C7A8BAA5959DB4AAC672AA796476977989A49BA4919BB576828FA27E | https://pim-kvc.soneparsea.com:3443/PictureServer/default.aspx/schneider-XB4BG45_Datasheet1.pdf?A3889C9397807479A2A1C7A8BAA5959DB4AAC672AA796476977989A49698A495C3ADB9AAC6685EA4B4AB | HARMONY XB4 COMPLETE SELECTOR SWITCH 22MM 2POS 1NO+1NC | Harmony XB4 the modular range of Ø 22 mm metal control and signaling units combines simplicity of installation, modern standard and flush mounted design, flexibility, and robustness with a high level of customization to meet most industrial applications. | Number of contacts as normally open contact | 1
| 418 | Automation and Control | Industrial Switch | Selector Switches | HARMONY XB4 COMPLETE SELECTOR SWITCH 22MM 2POS 1NO+1NC | 2449527 | XB4BG45 | SCHNEIDER ELECTRIC | 1330 | https://pim-kvc.soneparsea.com:3443/PictureServer/default.aspx/schneider-XB4BG45_Image1.JPG?A3889C9397807479A2A1C7A8BAA5959DB4AAC672AA796476977989A49BA4919BB576828FA27E | https://pim-kvc.soneparsea.com:3443/PictureServer/default.aspx/schneider-XB4BG45_Datasheet1.pdf?A3889C9397807479A2A1C7A8BAA5959DB4AAC672AA796476977989A49698A495C3ADB9AAC6685EA4B4AB | HARMONY XB4 COMPLETE SELECTOR SWITCH 22MM 2POS 1NO+1NC | Harmony XB4 the modular range of Ø 22 mm metal control and signaling units combines simplicity of installation, modern standard and flush mounted design, flexibility, and robustness with a high level of customization to meet most industrial applications. | Number of contacts as normally closed contact | 1
| 418 | Automation and Control | Industrial Switch | Selector Switches | HARMONY XB4 COMPLETE SELECTOR SWITCH 22MM 2POS 1NO+1NC | 2449527 | XB4BG45 | SCHNEIDER ELECTRIC | 1330 | https://pim-kvc.soneparsea.com:3443/PictureServer/default.aspx/schneider-XB4BG45_Image1.JPG?A3889C9397807479A2A1C7A8BAA5959DB4AAC672AA796476977989A49BA4919BB576828FA27E | https://pim-kvc.soneparsea.com:3443/PictureServer/default.aspx/schneider-XB4BG45_Datasheet1.pdf?A3889C9397807479A2A1C7A8BAA5959DB4AAC672AA796476977989A49698A495C3ADB9AAC6685EA4B4AB | HARMONY XB4 COMPLETE SELECTOR SWITCH 22MM 2POS 1NO+1NC | Harmony XB4 the modular range of Ø 22 mm metal control and signaling units combines simplicity of installation, modern standard and flush mounted design, flexibility, and robustness with a high level of customization to meet most industrial applications. | Number of contacts as change-over contact | 0
| 419 | Automation and Control | Industrial Switch | Control Switch | GENERAL DUTY NON-FUSIBLE SAFETY SWT NEMA 1 30A 3P 3W 240VAC | 2460287 | DG321UGB | EATON | 5050 | https://pim-kvc.soneparsea.com:3443/PictureServer/default.aspx/eaton-DG321UGB_Image1.jpg?9586A894A0939595C4B4C272967E6366819A9B87B1809D95B7AA8573BCA797 | https://pim-kvc.soneparsea.com:3443/PictureServer/default.aspx/eaton-DG321UGB_Datasheet1.pdf?9586A894A0939595C4B4C272967E6366819A9B87B17B91A8B1B8BCAAB7AB6162C0A9BA | GENERAL DUTY NON-FUSIBLE SAFETY SWT NEMA 1 30A 3P 3W 240VAC | Eaton General duty non-fusible safety switch, single-throw, 30 A, NEMA 1, Indoor, Painted steel, Three-pole, Three-wire, 240 V. | Rated operating voltage | 240...240V
| 419 | Automation and Control | Industrial Switch | Control Switch | GENERAL DUTY NON-FUSIBLE SAFETY SWT NEMA 1 30A 3P 3W 240VAC | 2460287 | DG321UGB | EATON | 5050 | https://pim-kvc.soneparsea.com:3443/PictureServer/default.aspx/eaton-DG321UGB_Image1.jpg?9586A894A0939595C4B4C272967E6366819A9B87B1809D95B7AA8573BCA797 | https://pim-kvc.soneparsea.com:3443/PictureServer/default.aspx/eaton-DG321UGB_Datasheet1.pdf?9586A894A0939595C4B4C272967E6366819A9B87B17B91A8B1B8BCAAB7AB6162C0A9BA | GENERAL DUTY NON-FUSIBLE SAFETY SWT NEMA 1 30A 3P 3W 240VAC | Eaton General duty non-fusible safety switch, single-throw, 30 A, NEMA 1, Indoor, Painted steel, Three-pole, Three-wire, 240 V. | Rated permanent current Iu | 30A
| 419 | Automation and Control | Industrial Switch | Control Switch | GENERAL DUTY NON-FUSIBLE SAFETY SWT NEMA 1 30A 3P 3W 240VAC | 2460287 | DG321UGB | EATON | 5050 | https://pim-kvc.soneparsea.com:3443/PictureServer/default.aspx/eaton-DG321UGB_Image1.jpg?9586A894A0939595C4B4C272967E6366819A9B87B1809D95B7AA8573BCA797 | https://pim-kvc.soneparsea.com:3443/PictureServer/default.aspx/eaton-DG321UGB_Datasheet1.pdf?9586A894A0939595C4B4C272967E6366819A9B87B17B91A8B1B8BCAAB7AB6162C0A9BA | GENERAL DUTY NON-FUSIBLE SAFETY SWT NEMA 1 30A 3P 3W 240VAC | Eaton General duty non-fusible safety switch, single-throw, 30 A, NEMA 1, Indoor, Painted steel, Three-pole, Three-wire, 240 V. | Number of poles | 3
| 419 | Automation and Control | Industrial Switch | Control Switch | GENERAL DUTY NON-FUSIBLE SAFETY SWT NEMA 1 30A 3P 3W 240VAC | 2460287 | DG321UGB | EATON | 5050 | https://pim-kvc.soneparsea.com:3443/PictureServer/default.aspx/eaton-DG321UGB_Image1.jpg?9586A894A0939595C4B4C272967E6366819A9B87B1809D95B7AA8573BCA797 | https://pim-kvc.soneparsea.com:3443/PictureServer/default.aspx/eaton-DG321UGB_Datasheet1.pdf?9586A894A0939595C4B4C272967E6366819A9B87B17B91A8B1B8BCAAB7AB6162C0A9BA | GENERAL DUTY NON-FUSIBLE SAFETY SWT NEMA 1 30A 3P 3W 240VAC | Eaton General duty non-fusible safety switch, single-throw, 30 A, NEMA 1, Indoor, Painted steel, Three-pole, Three-wire, 240 V. | Degree of protection (NEMA) | 1
| 420 | Automation and Control | Industrial Switch | Control Switch | GENERAL DUTY NON-FUSIBLE SAFETY SWT NEMA 1 60A 3P 3W 240VAC | 2460288 | DG322UGB | EATON | 7350 | https://pim-kvc.soneparsea.com:3443/PictureServer/default.aspx/eaton-DG322UGB_Image1.jpg?9586A894A0939595C4B4C272967E6366829A9B87B1809D95B7AA8573BCA797 | https://pim-kvc.soneparsea.com:3443/PictureServer/default.aspx/eaton-DG322UGB_Datasheet1.pdf?9586A894A0939595C4B4C272967E6366829A9B87B17B91A8B1B8BCAAB7AB6162C0A9BA | GENERAL DUTY NON-FUSIBLE SAFETY SWT NEMA 1 60A 3P 3W 240VAC | Eaton General duty non-fusible safety switch, single-throw, 60 A, NEMA 1, Indoor, Painted steel, Three-pole, Three-wire, 240 V | Rated operating voltage | 240...240V
| 420 | Automation and Control | Industrial Switch | Control Switch | GENERAL DUTY NON-FUSIBLE SAFETY SWT NEMA 1 60A 3P 3W 240VAC | 2460288 | DG322UGB | EATON | 7350 | https://pim-kvc.soneparsea.com:3443/PictureServer/default.aspx/eaton-DG322UGB_Image1.jpg?9586A894A0939595C4B4C272967E6366829A9B87B1809D95B7AA8573BCA797 | https://pim-kvc.soneparsea.com:3443/PictureServer/default.aspx/eaton-DG322UGB_Datasheet1.pdf?9586A894A0939595C4B4C272967E6366829A9B87B17B91A8B1B8BCAAB7AB6162C0A9BA | GENERAL DUTY NON-FUSIBLE SAFETY SWT NEMA 1 60A 3P 3W 240VAC | Eaton General duty non-fusible safety switch, single-throw, 60 A, NEMA 1, Indoor, Painted steel, Three-pole, Three-wire, 240 V | Rated permanent current Iu | 60A
| 420 | Automation and Control | Industrial Switch | Control Switch | GENERAL DUTY NON-FUSIBLE SAFETY SWT NEMA 1 60A 3P 3W 240VAC | 2460288 | DG322UGB | EATON | 7350 | https://pim-kvc.soneparsea.com:3443/PictureServer/default.aspx/eaton-DG322UGB_Image1.jpg?9586A894A0939595C4B4C272967E6366829A9B87B1809D95B7AA8573BCA797 | https://pim-kvc.soneparsea.com:3443/PictureServer/default.aspx/eaton-DG322UGB_Datasheet1.pdf?9586A894A0939595C4B4C272967E6366829A9B87B17B91A8B1B8BCAAB7AB6162C0A9BA | GENERAL DUTY NON-FUSIBLE SAFETY SWT NEMA 1 60A 3P 3W 240VAC | Eaton General duty non-fusible safety switch, single-throw, 60 A, NEMA 1, Indoor, Painted steel, Three-pole, Three-wire, 240 V | Number of poles | 3
| 421 | Automation and Control | Industrial Switch | Control Switch | HV SINGLE-THROW NON-FUSED SAFETY SWT NEMA 3R 200A 3P 3W 600V | 2460298 | DH364URK | EATON | 44740 | https://pim-kvc.soneparsea.com:3443/PictureServer/default.aspx/eaton-DH364URK_Image1.jpg?9586A894A0939595C4B4C272967F636A849AA690B1809D95B7AA8573BCA797 | https://pim-kvc.soneparsea.com:3443/PictureServer/default.aspx/eaton-DH364URK_Datasheet1.pdf?9586A894A0939595C4B4C272967F636A849AA690B17B91A8B1B8BCAAB7AB6162C0A9BA | HV SINGLE-THROW NON-FUSED SAFETY SWT NEMA 3R 200A 3P 3W 600V | Eaton Heavy duty single-throw non-fused safety switch, Single-throw, 200A, NEMA 3R, Painted galvanized steel, Non-Fusible, Three-pole, Three-wire, 15 at 240 Vac TD 1 Ph, 50 at 480 Vac TD 1 Ph, 50 at 600 Vac TD 1 Ph, 60 at 240 Vac TD 3 Ph | Rated operating voltage | 600...600V
| 421 | Automation and Control | Industrial Switch | Control Switch | HV SINGLE-THROW NON-FUSED SAFETY SWT NEMA 3R 200A 3P 3W 600V | 2460298 | DH364URK | EATON | 44740 | https://pim-kvc.soneparsea.com:3443/PictureServer/default.aspx/eaton-DH364URK_Image1.jpg?9586A894A0939595C4B4C272967F636A849AA690B1809D95B7AA8573BCA797 | https://pim-kvc.soneparsea.com:3443/PictureServer/default.aspx/eaton-DH364URK_Datasheet1.pdf?9586A894A0939595C4B4C272967F636A849AA690B17B91A8B1B8BCAAB7AB6162C0A9BA | HV SINGLE-THROW NON-FUSED SAFETY SWT NEMA 3R 200A 3P 3W 600V | Eaton Heavy duty single-throw non-fused safety switch, Single-throw, 200A, NEMA 3R, Painted galvanized steel, Non-Fusible, Three-pole, Three-wire, 15 at 240 Vac TD 1 Ph, 50 at 480 Vac TD 1 Ph, 50 at 600 Vac TD 1 Ph, 60 at 240 Vac TD 3 Ph | Rated permanent current Iu | 200A
| 421 | Automation and Control | Industrial Switch | Control Switch | HV SINGLE-THROW NON-FUSED SAFETY SWT NEMA 3R 200A 3P 3W 600V | 2460298 | DH364URK | EATON | 44740 | https://pim-kvc.soneparsea.com:3443/PictureServer/default.aspx/eaton-DH364URK_Image1.jpg?9586A894A0939595C4B4C272967F636A849AA690B1809D95B7AA8573BCA797 | https://pim-kvc.soneparsea.com:3443/PictureServer/default.aspx/eaton-DH364URK_Datasheet1.pdf?9586A894A0939595C4B4C272967F636A849AA690B17B91A8B1B8BCAAB7AB6162C0A9BA | HV SINGLE-THROW NON-FUSED SAFETY SWT NEMA 3R 200A 3P 3W 600V | Eaton Heavy duty single-throw non-fused safety switch, Single-throw, 200A, NEMA 3R, Painted galvanized steel, Non-Fusible, Three-pole, Three-wire, 15 at 240 Vac TD 1 Ph, 50 at 480 Vac TD 1 Ph, 50 at 600 Vac TD 1 Ph, 60 at 240 Vac TD 3 Ph | Number of poles | 3
| 422 | Automation and Control | Industrial Switch | Control Switch | XD2 JOYSTICK CONTROLLER Ø22 2 WAY SLOW BREAK IP65 240VAC | 2460696 | XD2PA12 | SCHNEIDER ELECTRIC | 4510 | https://pim-kvc.soneparsea.com:3443/PictureServer/default.aspx/schneider-XD2PA12_Image1.JPG?A3889C9397807479A2A1C7A8BAA5959DB4AAC672AA7B6284917686A49BA4919BB576828FA27E | https://pim-kvc.soneparsea.com:3443/PictureServer/default.aspx/SCHNEIDERELECTRIC-XD2PA12_Datasheet1.pdf?A3889C9397807479A2A1A7889A85757D948AA68A9E7C7388A28E9772AA7B6284917686A49698A495C3ADB9AAC6685EA4B4AB | XD2 JOYSTICK CONTROLLER Ø22 2 WAY SLOW BREAK IP65 240VAC | Controller for lifting and material handling applications. | Rated operation current Ie at AC-21, 400 V | 3A
| 422 | Automation and Control | Industrial Switch | Control Switch | XD2 JOYSTICK CONTROLLER Ø22 2 WAY SLOW BREAK IP65 240VAC | 2460696 | XD2PA12 | SCHNEIDER ELECTRIC | 4510 | https://pim-kvc.soneparsea.com:3443/PictureServer/default.aspx/schneider-XD2PA12_Image1.JPG?A3889C9397807479A2A1C7A8BAA5959DB4AAC672AA7B6284917686A49BA4919BB576828FA27E | https://pim-kvc.soneparsea.com:3443/PictureServer/default.aspx/SCHNEIDERELECTRIC-XD2PA12_Datasheet1.pdf?A3889C9397807479A2A1A7889A85757D948AA68A9E7C7388A28E9772AA7B6284917686A49698A495C3ADB9AAC6685EA4B4AB | XD2 JOYSTICK CONTROLLER Ø22 2 WAY SLOW BREAK IP65 240VAC | Controller for lifting and material handling applications. | Centre mounting, hole diameter | 22mm
| 422 | Automation and Control | Industrial Switch | Control Switch | XD2 JOYSTICK CONTROLLER Ø22 2 WAY SLOW BREAK IP65 240VAC | 2460696 | XD2PA12 | SCHNEIDER ELECTRIC | 4510 | https://pim-kvc.soneparsea.com:3443/PictureServer/default.aspx/schneider-XD2PA12_Image1.JPG?A3889C9397807479A2A1C7A8BAA5959DB4AAC672AA7B6284917686A49BA4919BB576828FA27E | https://pim-kvc.soneparsea.com:3443/PictureServer/default.aspx/SCHNEIDERELECTRIC-XD2PA12_Datasheet1.pdf?A3889C9397807479A2A1A7889A85757D948AA68A9E7C7388A28E9772AA7B6284917686A49698A495C3ADB9AAC6685EA4B4AB | XD2 JOYSTICK CONTROLLER Ø22 2 WAY SLOW BREAK IP65 240VAC | Controller for lifting and material handling applications. | Joy stick length | 79mm
| 422 | Automation and Control | Industrial Switch | Control Switch | XD2 JOYSTICK CONTROLLER Ø22 2 WAY SLOW BREAK IP65 240VAC | 2460696 | XD2PA12 | SCHNEIDER ELECTRIC | 4510 | https://pim-kvc.soneparsea.com:3443/PictureServer/default.aspx/schneider-XD2PA12_Image1.JPG?A3889C9397807479A2A1C7A8BAA5959DB4AAC672AA7B6284917686A49BA4919BB576828FA27E | https://pim-kvc.soneparsea.com:3443/PictureServer/default.aspx/SCHNEIDERELECTRIC-XD2PA12_Datasheet1.pdf?A3889C9397807479A2A1A7889A85757D948AA68A9E7C7388A28E9772AA7B6284917686A49698A495C3ADB9AAC6685EA4B4AB | XD2 JOYSTICK CONTROLLER Ø22 2 WAY SLOW BREAK IP65 240VAC | Controller for lifting and material handling applications. | Number of actuation directions | 2
| 422 | Automation and Control | Industrial Switch | Control Switch | XD2 JOYSTICK CONTROLLER Ø22 2 WAY SLOW BREAK IP65 240VAC | 2460696 | XD2PA12 | SCHNEIDER ELECTRIC | 4510 | https://pim-kvc.soneparsea.com:3443/PictureServer/default.aspx/schneider-XD2PA12_Image1.JPG?A3889C9397807479A2A1C7A8BAA5959DB4AAC672AA7B6284917686A49BA4919BB576828FA27E | https://pim-kvc.soneparsea.com:3443/PictureServer/default.aspx/SCHNEIDERELECTRIC-XD2PA12_Datasheet1.pdf?A3889C9397807479A2A1A7889A85757D948AA68A9E7C7388A28E9772AA7B6284917686A49698A495C3ADB9AAC6685EA4B4AB | XD2 JOYSTICK CONTROLLER Ø22 2 WAY SLOW BREAK IP65 240VAC | Controller for lifting and material handling applications. | Number of switch positions | 0
| 422 | Automation and Control | Industrial Switch | Control Switch | XD2 JOYSTICK CONTROLLER Ø22 2 WAY SLOW BREAK IP65 240VAC | 2460696 | XD2PA12 | SCHNEIDER ELECTRIC | 4510 | https://pim-kvc.soneparsea.com:3443/PictureServer/default.aspx/schneider-XD2PA12_Image1.JPG?A3889C9397807479A2A1C7A8BAA5959DB4AAC672AA7B6284917686A49BA4919BB576828FA27E | https://pim-kvc.soneparsea.com:3443/PictureServer/default.aspx/SCHNEIDERELECTRIC-XD2PA12_Datasheet1.pdf?A3889C9397807479A2A1A7889A85757D948AA68A9E7C7388A28E9772AA7B6284917686A49698A495C3ADB9AAC6685EA4B4AB | XD2 JOYSTICK CONTROLLER Ø22 2 WAY SLOW BREAK IP65 240VAC | Controller for lifting and material handling applications. | Number of normally open contacts per actuation direction | 1
| 422 | Automation and Control | Industrial Switch | Control Switch | XD2 JOYSTICK CONTROLLER Ø22 2 WAY SLOW BREAK IP65 240VAC | 2460696 | XD2PA12 | SCHNEIDER ELECTRIC | 4510 | https://pim-kvc.soneparsea.com:3443/PictureServer/default.aspx/schneider-XD2PA12_Image1.JPG?A3889C9397807479A2A1C7A8BAA5959DB4AAC672AA7B6284917686A49BA4919BB576828FA27E | https://pim-kvc.soneparsea.com:3443/PictureServer/default.aspx/SCHNEIDERELECTRIC-XD2PA12_Datasheet1.pdf?A3889C9397807479A2A1A7889A85757D948AA68A9E7C7388A28E9772AA7B6284917686A49698A495C3ADB9AAC6685EA4B4AB | XD2 JOYSTICK CONTROLLER Ø22 2 WAY SLOW BREAK IP65 240VAC | Controller for lifting and material handling applications. | Number of normally closed contacts per actuation direction | 0
| 422 | Automation and Control | Industrial Switch | Control Switch | XD2 JOYSTICK CONTROLLER Ø22 2 WAY SLOW BREAK IP65 240VAC | 2460696 | XD2PA12 | SCHNEIDER ELECTRIC | 4510 | https://pim-kvc.soneparsea.com:3443/PictureServer/default.aspx/schneider-XD2PA12_Image1.JPG?A3889C9397807479A2A1C7A8BAA5959DB4AAC672AA7B6284917686A49BA4919BB576828FA27E | https://pim-kvc.soneparsea.com:3443/PictureServer/default.aspx/SCHNEIDERELECTRIC-XD2PA12_Datasheet1.pdf?A3889C9397807479A2A1A7889A85757D948AA68A9E7C7388A28E9772AA7B6284917686A49698A495C3ADB9AAC6685EA4B4AB | XD2 JOYSTICK CONTROLLER Ø22 2 WAY SLOW BREAK IP65 240VAC | Controller for lifting and material handling applications. | Number of make-and-break contacts per direction | 0
| 422 | Automation and Control | Industrial Switch | Control Switch | XD2 JOYSTICK CONTROLLER Ø22 2 WAY SLOW BREAK IP65 240VAC | 2460696 | XD2PA12 | SCHNEIDER ELECTRIC | 4510 | https://pim-kvc.soneparsea.com:3443/PictureServer/default.aspx/schneider-XD2PA12_Image1.JPG?A3889C9397807479A2A1C7A8BAA5959DB4AAC672AA7B6284917686A49BA4919BB576828FA27E | https://pim-kvc.soneparsea.com:3443/PictureServer/default.aspx/SCHNEIDERELECTRIC-XD2PA12_Datasheet1.pdf?A3889C9397807479A2A1A7889A85757D948AA68A9E7C7388A28E9772AA7B6284917686A49698A495C3ADB9AAC6685EA4B4AB | XD2 JOYSTICK CONTROLLER Ø22 2 WAY SLOW BREAK IP65 240VAC | Controller for lifting and material handling applications. | With retraction in 0-position | no
| 422 | Automation and Control | Industrial Switch | Control Switch | XD2 JOYSTICK CONTROLLER Ø22 2 WAY SLOW BREAK IP65 240VAC | 2460696 | XD2PA12 | SCHNEIDER ELECTRIC | 4510 | https://pim-kvc.soneparsea.com:3443/PictureServer/default.aspx/schneider-XD2PA12_Image1.JPG?A3889C9397807479A2A1C7A8BAA5959DB4AAC672AA7B6284917686A49BA4919BB576828FA27E | https://pim-kvc.soneparsea.com:3443/PictureServer/default.aspx/SCHNEIDERELECTRIC-XD2PA12_Datasheet1.pdf?A3889C9397807479A2A1A7889A85757D948AA68A9E7C7388A28E9772AA7B6284917686A49698A495C3ADB9AAC6685EA4B4AB | XD2 JOYSTICK CONTROLLER Ø22 2 WAY SLOW BREAK IP65 240VAC | Controller for lifting and material handling applications. | Locking in 0-position | no
| 422 | Automation and Control | Industrial Switch | Control Switch | XD2 JOYSTICK CONTROLLER Ø22 2 WAY SLOW BREAK IP65 240VAC | 2460696 | XD2PA12 | SCHNEIDER ELECTRIC | 4510 | https://pim-kvc.soneparsea.com:3443/PictureServer/default.aspx/schneider-XD2PA12_Image1.JPG?A3889C9397807479A2A1C7A8BAA5959DB4AAC672AA7B6284917686A49BA4919BB576828FA27E | https://pim-kvc.soneparsea.com:3443/PictureServer/default.aspx/SCHNEIDERELECTRIC-XD2PA12_Datasheet1.pdf?A3889C9397807479A2A1A7889A85757D948AA68A9E7C7388A28E9772AA7B6284917686A49698A495C3ADB9AAC6685EA4B4AB | XD2 JOYSTICK CONTROLLER Ø22 2 WAY SLOW BREAK IP65 240VAC | Controller for lifting and material handling applications. | Coder | no
| 422 | Automation and Control | Industrial Switch | Control Switch | XD2 JOYSTICK CONTROLLER Ø22 2 WAY SLOW BREAK IP65 240VAC | 2460696 | XD2PA12 | SCHNEIDER ELECTRIC | 4510 | https://pim-kvc.soneparsea.com:3443/PictureServer/default.aspx/schneider-XD2PA12_Image1.JPG?A3889C9397807479A2A1C7A8BAA5959DB4AAC672AA7B6284917686A49BA4919BB576828FA27E | https://pim-kvc.soneparsea.com:3443/PictureServer/default.aspx/SCHNEIDERELECTRIC-XD2PA12_Datasheet1.pdf?A3889C9397807479A2A1A7889A85757D948AA68A9E7C7388A28E9772AA7B6284917686A49698A495C3ADB9AAC6685EA4B4AB | XD2 JOYSTICK CONTROLLER Ø22 2 WAY SLOW BREAK IP65 240VAC | Controller for lifting and material handling applications. | Analogue output signal configurable | no
| 422 | Automation and Control | Industrial Switch | Control Switch | XD2 JOYSTICK CONTROLLER Ø22 2 WAY SLOW BREAK IP65 240VAC | 2460696 | XD2PA12 | SCHNEIDER ELECTRIC | 4510 | https://pim-kvc.soneparsea.com:3443/PictureServer/default.aspx/schneider-XD2PA12_Image1.JPG?A3889C9397807479A2A1C7A8BAA5959DB4AAC672AA7B6284917686A49BA4919BB576828FA27E | https://pim-kvc.soneparsea.com:3443/PictureServer/default.aspx/SCHNEIDERELECTRIC-XD2PA12_Datasheet1.pdf?A3889C9397807479A2A1A7889A85757D948AA68A9E7C7388A28E9772AA7B6284917686A49698A495C3ADB9AAC6685EA4B4AB | XD2 JOYSTICK CONTROLLER Ø22 2 WAY SLOW BREAK IP65 240VAC | Controller for lifting and material handling applications. | With front ring | yes
| 422 | Automation and Control | Industrial Switch | Control Switch | XD2 JOYSTICK CONTROLLER Ø22 2 WAY SLOW BREAK IP65 240VAC | 2460696 | XD2PA12 | SCHNEIDER ELECTRIC | 4510 | https://pim-kvc.soneparsea.com:3443/PictureServer/default.aspx/schneider-XD2PA12_Image1.JPG?A3889C9397807479A2A1C7A8BAA5959DB4AAC672AA7B6284917686A49BA4919BB576828FA27E | https://pim-kvc.soneparsea.com:3443/PictureServer/default.aspx/SCHNEIDERELECTRIC-XD2PA12_Datasheet1.pdf?A3889C9397807479A2A1A7889A85757D948AA68A9E7C7388A28E9772AA7B6284917686A49698A495C3ADB9AAC6685EA4B4AB | XD2 JOYSTICK CONTROLLER Ø22 2 WAY SLOW BREAK IP65 240VAC | Controller for lifting and material handling applications. | Material front ring | Metal
| 422 | Automation and Control | Industrial Switch | Control Switch | XD2 JOYSTICK CONTROLLER Ø22 2 WAY SLOW BREAK IP65 240VAC | 2460696 | XD2PA12 | SCHNEIDER ELECTRIC | 4510 | https://pim-kvc.soneparsea.com:3443/PictureServer/default.aspx/schneider-XD2PA12_Image1.JPG?A3889C9397807479A2A1C7A8BAA5959DB4AAC672AA7B6284917686A49BA4919BB576828FA27E | https://pim-kvc.soneparsea.com:3443/PictureServer/default.aspx/SCHNEIDERELECTRIC-XD2PA12_Datasheet1.pdf?A3889C9397807479A2A1A7889A85757D948AA68A9E7C7388A28E9772AA7B6284917686A49698A495C3ADB9AAC6685EA4B4AB | XD2 JOYSTICK CONTROLLER Ø22 2 WAY SLOW BREAK IP65 240VAC | Controller for lifting and material handling applications. | Colour front ring | Chrome
| 422 | Automation and Control | Industrial Switch | Control Switch | XD2 JOYSTICK CONTROLLER Ø22 2 WAY SLOW BREAK IP65 240VAC | 2460696 | XD2PA12 | SCHNEIDER ELECTRIC | 4510 | https://pim-kvc.soneparsea.com:3443/PictureServer/default.aspx/schneider-XD2PA12_Image1.JPG?A3889C9397807479A2A1C7A8BAA5959DB4AAC672AA7B6284917686A49BA4919BB576828FA27E | https://pim-kvc.soneparsea.com:3443/PictureServer/default.aspx/SCHNEIDERELECTRIC-XD2PA12_Datasheet1.pdf?A3889C9397807479A2A1A7889A85757D948AA68A9E7C7388A28E9772AA7B6284917686A49698A495C3ADB9AAC6685EA4B4AB | XD2 JOYSTICK CONTROLLER Ø22 2 WAY SLOW BREAK IP65 240VAC | Controller for lifting and material handling applications. | Degree of protection (IP) | IP66
| 422 | Automation and Control | Industrial Switch | Control Switch | XD2 JOYSTICK CONTROLLER Ø22 2 WAY SLOW BREAK IP65 240VAC | 2460696 | XD2PA12 | SCHNEIDER ELECTRIC | 4510 | https://pim-kvc.soneparsea.com:3443/PictureServer/default.aspx/schneider-XD2PA12_Image1.JPG?A3889C9397807479A2A1C7A8BAA5959DB4AAC672AA7B6284917686A49BA4919BB576828FA27E | https://pim-kvc.soneparsea.com:3443/PictureServer/default.aspx/SCHNEIDERELECTRIC-XD2PA12_Datasheet1.pdf?A3889C9397807479A2A1A7889A85757D948AA68A9E7C7388A28E9772AA7B6284917686A49698A495C3ADB9AAC6685EA4B4AB | XD2 JOYSTICK CONTROLLER Ø22 2 WAY SLOW BREAK IP65 240VAC | Controller for lifting and material handling applications. | Degree of protection (NEMA) | Other
| 423 | Automation and Control | Industrial Switch | Time switches | AUXILIARIES ANALOGUE TIME SWITCH DAILY W/O RUNNING RESERVE | 2461771 | E66G/Q | BTICINO | 1780 | https://pim-kvc.soneparsea.com:3443/PictureServer/default.aspx/bticino-e66g-q_Image1.jpg?92999D889B857F90B2B9BDA8BBA59F61B57B8AAC7FA88F7DBDA6BBAA83659AA4B7 | https://pim-kvc.soneparsea.com:3443/PictureServer/default.aspx/bticino-auxiliaries-series_Datasheet1.pdf?92999D889B857F90B2B9BDA8BBA59F61B1BACCAEBEA091A6B9AAC772C59CA29DB5B8B389B3AB91A7B8AAB9B98365A098B6 | AUXILIARIES ANALOGUE TIME SWITCH DAILY WITHOUT RUNNING RESERVE (1 ON/OFF CONTACT) 16A 250V | Solution for energy efficiency can be found with Auxiliaries Series. Auxiliary power supply module automatically selects the most suitable source between two single-phase AC voltage power lines. | Supply voltage | 250...250V
| 423 | Automation and Control | Industrial Switch | Time switches | AUXILIARIES ANALOGUE TIME SWITCH DAILY W/O RUNNING RESERVE | 2461771 | E66G/Q | BTICINO | 1780 | https://pim-kvc.soneparsea.com:3443/PictureServer/default.aspx/bticino-e66g-q_Image1.jpg?92999D889B857F90B2B9BDA8BBA59F61B57B8AAC7FA88F7DBDA6BBAA83659AA4B7 | https://pim-kvc.soneparsea.com:3443/PictureServer/default.aspx/bticino-auxiliaries-series_Datasheet1.pdf?92999D889B857F90B2B9BDA8BBA59F61B1BACCAEBEA091A6B9AAC772C59CA29DB5B8B389B3AB91A7B8AAB9B98365A098B6 | AUXILIARIES ANALOGUE TIME SWITCH DAILY WITHOUT RUNNING RESERVE (1 ON/OFF CONTACT) 16A 250V | Solution for energy efficiency can be found with Auxiliaries Series. Auxiliary power supply module automatically selects the most suitable source between two single-phase AC voltage power lines. | 24 h program | yes
| 423 | Automation and Control | Industrial Switch | Time switches | AUXILIARIES ANALOGUE TIME SWITCH DAILY W/O RUNNING RESERVE | 2461771 | E66G/Q | BTICINO | 1780 | https://pim-kvc.soneparsea.com:3443/PictureServer/default.aspx/bticino-e66g-q_Image1.jpg?92999D889B857F90B2B9BDA8BBA59F61B57B8AAC7FA88F7DBDA6BBAA83659AA4B7 | https://pim-kvc.soneparsea.com:3443/PictureServer/default.aspx/bticino-auxiliaries-series_Datasheet1.pdf?92999D889B857F90B2B9BDA8BBA59F61B1BACCAEBEA091A6B9AAC772C59CA29DB5B8B389B3AB91A7B8AAB9B98365A098B6 | AUXILIARIES ANALOGUE TIME SWITCH DAILY WITHOUT RUNNING RESERVE (1 ON/OFF CONTACT) 16A 250V | Solution for energy efficiency can be found with Auxiliaries Series. Auxiliary power supply module automatically selects the most suitable source between two single-phase AC voltage power lines. | Nominal switching current at 250 V AC | 16A
| 424 | Automation and Control | Industrial Switch | Pressure Switches | OSISENSE XM XMP PRESSURE SENSOR 12 BAR G 1/4 FEMALE 2NC | 2463837 | XMPA12B2144 | SCHNEIDER ELECTRIC | 3510 | https://pim-kvc.soneparsea.com:3443/PictureServer/default.aspx/schneiderelectric-xmpa12b2144_Image1.jpg?A3889C9397807479A2A1C7A8BAA5959DB4AAC6AABE9C93A8C2AEB772CAA4A0958177B677836B649399B2B5ACB7685E9EC0AC | https://pim-kvc.soneparsea.com:3443/PictureServer/default.aspx/schneider-XMPA12B2144_Datasheet1.pdf?A3889C9397807479A2A1C7A8BAA5959DB4AAC672AA84807581779677836B649394A6C8A6C59F9599C47682B5B69D | OSISENSE XM XMP PRESSURE SENSOR 12 BAR G 1/4 FEMALE 2NC WITHOUT CONTROL TYPE | OsiSense XMP Pressure switches are switches for power circuits (direct switching), with an adjustable differential. They use for pressure control or monitoring on water pumps, compressors, moulding presses, injection moulders, grinding machines, machining centres, etc. | Suitable as guard | no
| 424 | Automation and Control | Industrial Switch | Pressure Switches | OSISENSE XM XMP PRESSURE SENSOR 12 BAR G 1/4 FEMALE 2NC | 2463837 | XMPA12B2144 | SCHNEIDER ELECTRIC | 3510 | https://pim-kvc.soneparsea.com:3443/PictureServer/default.aspx/schneiderelectric-xmpa12b2144_Image1.jpg?A3889C9397807479A2A1C7A8BAA5959DB4AAC6AABE9C93A8C2AEB772CAA4A0958177B677836B649399B2B5ACB7685E9EC0AC | https://pim-kvc.soneparsea.com:3443/PictureServer/default.aspx/schneider-XMPA12B2144_Datasheet1.pdf?A3889C9397807479A2A1C7A8BAA5959DB4AAC672AA84807581779677836B649394A6C8A6C59F9599C47682B5B69D | OSISENSE XM XMP PRESSURE SENSOR 12 BAR G 1/4 FEMALE 2NC WITHOUT CONTROL TYPE | OsiSense XMP Pressure switches are switches for power circuits (direct switching), with an adjustable differential. They use for pressure control or monitoring on water pumps, compressors, moulding presses, injection moulders, grinding machines, machining centres, etc. | Suitable as 2-point controller | no
| 424 | Automation and Control | Industrial Switch | Pressure Switches | OSISENSE XM XMP PRESSURE SENSOR 12 BAR G 1/4 FEMALE 2NC | 2463837 | XMPA12B2144 | SCHNEIDER ELECTRIC | 3510 | https://pim-kvc.soneparsea.com:3443/PictureServer/default.aspx/schneiderelectric-xmpa12b2144_Image1.jpg?A3889C9397807479A2A1C7A8BAA5959DB4AAC6AABE9C93A8C2AEB772CAA4A0958177B677836B649399B2B5ACB7685E9EC0AC | https://pim-kvc.soneparsea.com:3443/PictureServer/default.aspx/schneider-XMPA12B2144_Datasheet1.pdf?A3889C9397807479A2A1C7A8BAA5959DB4AAC672AA84807581779677836B649394A6C8A6C59F9599C47682B5B69D | OSISENSE XM XMP PRESSURE SENSOR 12 BAR G 1/4 FEMALE 2NC WITHOUT CONTROL TYPE | OsiSense XMP Pressure switches are switches for power circuits (direct switching), with an adjustable differential. They use for pressure control or monitoring on water pumps, compressors, moulding presses, injection moulders, grinding machines, machining centres, etc. | Suitable as limiter | yes
| 424 | Automation and Control | Industrial Switch | Pressure Switches | OSISENSE XM XMP PRESSURE SENSOR 12 BAR G 1/4 FEMALE 2NC | 2463837 | XMPA12B2144 | SCHNEIDER ELECTRIC | 3510 | https://pim-kvc.soneparsea.com:3443/PictureServer/default.aspx/schneiderelectric-xmpa12b2144_Image1.jpg?A3889C9397807479A2A1C7A8BAA5959DB4AAC6AABE9C93A8C2AEB772CAA4A0958177B677836B649399B2B5ACB7685E9EC0AC | https://pim-kvc.soneparsea.com:3443/PictureServer/default.aspx/schneider-XMPA12B2144_Datasheet1.pdf?A3889C9397807479A2A1C7A8BAA5959DB4AAC672AA84807581779677836B649394A6C8A6C59F9599C47682B5B69D | OSISENSE XM XMP PRESSURE SENSOR 12 BAR G 1/4 FEMALE 2NC WITHOUT CONTROL TYPE | OsiSense XMP Pressure switches are switches for power circuits (direct switching), with an adjustable differential. They use for pressure control or monitoring on water pumps, compressors, moulding presses, injection moulders, grinding machines, machining centres, etc. | Max. operating pressure | 25000hPa
| 424 | Automation and Control | Industrial Switch | Pressure Switches | OSISENSE XM XMP PRESSURE SENSOR 12 BAR G 1/4 FEMALE 2NC | 2463837 | XMPA12B2144 | SCHNEIDER ELECTRIC | 3510 | https://pim-kvc.soneparsea.com:3443/PictureServer/default.aspx/schneiderelectric-xmpa12b2144_Image1.jpg?A3889C9397807479A2A1C7A8BAA5959DB4AAC6AABE9C93A8C2AEB772CAA4A0958177B677836B649399B2B5ACB7685E9EC0AC | https://pim-kvc.soneparsea.com:3443/PictureServer/default.aspx/schneider-XMPA12B2144_Datasheet1.pdf?A3889C9397807479A2A1C7A8BAA5959DB4AAC672AA84807581779677836B649394A6C8A6C59F9599C47682B5B69D | OSISENSE XM XMP PRESSURE SENSOR 12 BAR G 1/4 FEMALE 2NC WITHOUT CONTROL TYPE | OsiSense XMP Pressure switches are switches for power circuits (direct switching), with an adjustable differential. They use for pressure control or monitoring on water pumps, compressors, moulding presses, injection moulders, grinding machines, machining centres, etc. | Engaging pressure | 1...12bar
| 424 | Automation and Control | Industrial Switch | Pressure Switches | OSISENSE XM XMP PRESSURE SENSOR 12 BAR G 1/4 FEMALE 2NC | 2463837 | XMPA12B2144 | SCHNEIDER ELECTRIC | 3510 | https://pim-kvc.soneparsea.com:3443/PictureServer/default.aspx/schneiderelectric-xmpa12b2144_Image1.jpg?A3889C9397807479A2A1C7A8BAA5959DB4AAC6AABE9C93A8C2AEB772CAA4A0958177B677836B649399B2B5ACB7685E9EC0AC | https://pim-kvc.soneparsea.com:3443/PictureServer/default.aspx/schneider-XMPA12B2144_Datasheet1.pdf?A3889C9397807479A2A1C7A8BAA5959DB4AAC672AA84807581779677836B649394A6C8A6C59F9599C47682B5B69D | OSISENSE XM XMP PRESSURE SENSOR 12 BAR G 1/4 FEMALE 2NC WITHOUT CONTROL TYPE | OsiSense XMP Pressure switches are switches for power circuits (direct switching), with an adjustable differential. They use for pressure control or monitoring on water pumps, compressors, moulding presses, injection moulders, grinding machines, machining centres, etc. | Initial setting | 300...10300hPa
| 424 | Automation and Control | Industrial Switch | Pressure Switches | OSISENSE XM XMP PRESSURE SENSOR 12 BAR G 1/4 FEMALE 2NC | 2463837 | XMPA12B2144 | SCHNEIDER ELECTRIC | 3510 | https://pim-kvc.soneparsea.com:3443/PictureServer/default.aspx/schneiderelectric-xmpa12b2144_Image1.jpg?A3889C9397807479A2A1C7A8BAA5959DB4AAC6AABE9C93A8C2AEB772CAA4A0958177B677836B649399B2B5ACB7685E9EC0AC | https://pim-kvc.soneparsea.com:3443/PictureServer/default.aspx/schneider-XMPA12B2144_Datasheet1.pdf?A3889C9397807479A2A1C7A8BAA5959DB4AAC672AA84807581779677836B649394A6C8A6C59F9599C47682B5B69D | OSISENSE XM XMP PRESSURE SENSOR 12 BAR G 1/4 FEMALE 2NC WITHOUT CONTROL TYPE | OsiSense XMP Pressure switches are switches for power circuits (direct switching), with an adjustable differential. They use for pressure control or monitoring on water pumps, compressors, moulding presses, injection moulders, grinding machines, machining centres, etc. | End setting | 1300...12000hPa
| 424 | Automation and Control | Industrial Switch | Pressure Switches | OSISENSE XM XMP PRESSURE SENSOR 12 BAR G 1/4 FEMALE 2NC | 2463837 | XMPA12B2144 | SCHNEIDER ELECTRIC | 3510 | https://pim-kvc.soneparsea.com:3443/PictureServer/default.aspx/schneiderelectric-xmpa12b2144_Image1.jpg?A3889C9397807479A2A1C7A8BAA5959DB4AAC6AABE9C93A8C2AEB772CAA4A0958177B677836B649399B2B5ACB7685E9EC0AC | https://pim-kvc.soneparsea.com:3443/PictureServer/default.aspx/schneider-XMPA12B2144_Datasheet1.pdf?A3889C9397807479A2A1C7A8BAA5959DB4AAC672AA84807581779677836B649394A6C8A6C59F9599C47682B5B69D | OSISENSE XM XMP PRESSURE SENSOR 12 BAR G 1/4 FEMALE 2NC WITHOUT CONTROL TYPE | OsiSense XMP Pressure switches are switches for power circuits (direct switching), with an adjustable differential. They use for pressure control or monitoring on water pumps, compressors, moulding presses, injection moulders, grinding machines, machining centres, etc. | Pressure-switching differential | 1bar
| 424 | Automation and Control | Industrial Switch | Pressure Switches | OSISENSE XM XMP PRESSURE SENSOR 12 BAR G 1/4 FEMALE 2NC | 2463837 | XMPA12B2144 | SCHNEIDER ELECTRIC | 3510 | https://pim-kvc.soneparsea.com:3443/PictureServer/default.aspx/schneiderelectric-xmpa12b2144_Image1.jpg?A3889C9397807479A2A1C7A8BAA5959DB4AAC6AABE9C93A8C2AEB772CAA4A0958177B677836B649399B2B5ACB7685E9EC0AC | https://pim-kvc.soneparsea.com:3443/PictureServer/default.aspx/schneider-XMPA12B2144_Datasheet1.pdf?A3889C9397807479A2A1C7A8BAA5959DB4AAC672AA84807581779677836B649394A6C8A6C59F9599C47682B5B69D | OSISENSE XM XMP PRESSURE SENSOR 12 BAR G 1/4 FEMALE 2NC WITHOUT CONTROL TYPE | OsiSense XMP Pressure switches are switches for power circuits (direct switching), with an adjustable differential. They use for pressure control or monitoring on water pumps, compressors, moulding presses, injection moulders, grinding machines, machining centres, etc. | Bursting pressure | 30bar
| 424 | Automation and Control | Industrial Switch | Pressure Switches | OSISENSE XM XMP PRESSURE SENSOR 12 BAR G 1/4 FEMALE 2NC | 2463837 | XMPA12B2144 | SCHNEIDER ELECTRIC | 3510 | https://pim-kvc.soneparsea.com:3443/PictureServer/default.aspx/schneiderelectric-xmpa12b2144_Image1.jpg?A3889C9397807479A2A1C7A8BAA5959DB4AAC6AABE9C93A8C2AEB772CAA4A0958177B677836B649399B2B5ACB7685E9EC0AC | https://pim-kvc.soneparsea.com:3443/PictureServer/default.aspx/schneider-XMPA12B2144_Datasheet1.pdf?A3889C9397807479A2A1C7A8BAA5959DB4AAC672AA84807581779677836B649394A6C8A6C59F9599C47682B5B69D | OSISENSE XM XMP PRESSURE SENSOR 12 BAR G 1/4 FEMALE 2NC WITHOUT CONTROL TYPE | OsiSense XMP Pressure switches are switches for power circuits (direct switching), with an adjustable differential. They use for pressure control or monitoring on water pumps, compressors, moulding presses, injection moulders, grinding machines, machining centres, etc. | Medium temperature | 0...70°C
| 424 | Automation and Control | Industrial Switch | Pressure Switches | OSISENSE XM XMP PRESSURE SENSOR 12 BAR G 1/4 FEMALE 2NC | 2463837 | XMPA12B2144 | SCHNEIDER ELECTRIC | 3510 | https://pim-kvc.soneparsea.com:3443/PictureServer/default.aspx/schneiderelectric-xmpa12b2144_Image1.jpg?A3889C9397807479A2A1C7A8BAA5959DB4AAC6AABE9C93A8C2AEB772CAA4A0958177B677836B649399B2B5ACB7685E9EC0AC | https://pim-kvc.soneparsea.com:3443/PictureServer/default.aspx/schneider-XMPA12B2144_Datasheet1.pdf?A3889C9397807479A2A1C7A8BAA5959DB4AAC672AA84807581779677836B649394A6C8A6C59F9599C47682B5B69D | OSISENSE XM XMP PRESSURE SENSOR 12 BAR G 1/4 FEMALE 2NC WITHOUT CONTROL TYPE | OsiSense XMP Pressure switches are switches for power circuits (direct switching), with an adjustable differential. They use for pressure control or monitoring on water pumps, compressors, moulding presses, injection moulders, grinding machines, machining centres, etc. | Rated voltage Ue at AC 50 Hz | 230...400V
| 424 | Automation and Control | Industrial Switch | Pressure Switches | OSISENSE XM XMP PRESSURE SENSOR 12 BAR G 1/4 FEMALE 2NC | 2463837 | XMPA12B2144 | SCHNEIDER ELECTRIC | 3510 | https://pim-kvc.soneparsea.com:3443/PictureServer/default.aspx/schneiderelectric-xmpa12b2144_Image1.jpg?A3889C9397807479A2A1C7A8BAA5959DB4AAC6AABE9C93A8C2AEB772CAA4A0958177B677836B649399B2B5ACB7685E9EC0AC | https://pim-kvc.soneparsea.com:3443/PictureServer/default.aspx/schneider-XMPA12B2144_Datasheet1.pdf?A3889C9397807479A2A1C7A8BAA5959DB4AAC672AA84807581779677836B649394A6C8A6C59F9599C47682B5B69D | OSISENSE XM XMP PRESSURE SENSOR 12 BAR G 1/4 FEMALE 2NC WITHOUT CONTROL TYPE | OsiSense XMP Pressure switches are switches for power circuits (direct switching), with an adjustable differential. They use for pressure control or monitoring on water pumps, compressors, moulding presses, injection moulders, grinding machines, machining centres, etc. | Rated voltage Ue at AC 60 Hz | 230...400V
| 424 | Automation and Control | Industrial Switch | Pressure Switches | OSISENSE XM XMP PRESSURE SENSOR 12 BAR G 1/4 FEMALE 2NC | 2463837 | XMPA12B2144 | SCHNEIDER ELECTRIC | 3510 | https://pim-kvc.soneparsea.com:3443/PictureServer/default.aspx/schneiderelectric-xmpa12b2144_Image1.jpg?A3889C9397807479A2A1C7A8BAA5959DB4AAC6AABE9C93A8C2AEB772CAA4A0958177B677836B649399B2B5ACB7685E9EC0AC | https://pim-kvc.soneparsea.com:3443/PictureServer/default.aspx/schneider-XMPA12B2144_Datasheet1.pdf?A3889C9397807479A2A1C7A8BAA5959DB4AAC672AA84807581779677836B649394A6C8A6C59F9599C47682B5B69D | OSISENSE XM XMP PRESSURE SENSOR 12 BAR G 1/4 FEMALE 2NC WITHOUT CONTROL TYPE | OsiSense XMP Pressure switches are switches for power circuits (direct switching), with an adjustable differential. They use for pressure control or monitoring on water pumps, compressors, moulding presses, injection moulders, grinding machines, machining centres, etc. | Number of auxiliary contacts as normally open contact | 0
| 424 | Automation and Control | Industrial Switch | Pressure Switches | OSISENSE XM XMP PRESSURE SENSOR 12 BAR G 1/4 FEMALE 2NC | 2463837 | XMPA12B2144 | SCHNEIDER ELECTRIC | 3510 | https://pim-kvc.soneparsea.com:3443/PictureServer/default.aspx/schneiderelectric-xmpa12b2144_Image1.jpg?A3889C9397807479A2A1C7A8BAA5959DB4AAC6AABE9C93A8C2AEB772CAA4A0958177B677836B649399B2B5ACB7685E9EC0AC | https://pim-kvc.soneparsea.com:3443/PictureServer/default.aspx/schneider-XMPA12B2144_Datasheet1.pdf?A3889C9397807479A2A1C7A8BAA5959DB4AAC672AA84807581779677836B649394A6C8A6C59F9599C47682B5B69D | OSISENSE XM XMP PRESSURE SENSOR 12 BAR G 1/4 FEMALE 2NC WITHOUT CONTROL TYPE | OsiSense XMP Pressure switches are switches for power circuits (direct switching), with an adjustable differential. They use for pressure control or monitoring on water pumps, compressors, moulding presses, injection moulders, grinding machines, machining centres, etc. | Number of auxiliary contacts as normally closed contact | 2
| 424 | Automation and Control | Industrial Switch | Pressure Switches | OSISENSE XM XMP PRESSURE SENSOR 12 BAR G 1/4 FEMALE 2NC | 2463837 | XMPA12B2144 | SCHNEIDER ELECTRIC | 3510 | https://pim-kvc.soneparsea.com:3443/PictureServer/default.aspx/schneiderelectric-xmpa12b2144_Image1.jpg?A3889C9397807479A2A1C7A8BAA5959DB4AAC6AABE9C93A8C2AEB772CAA4A0958177B677836B649399B2B5ACB7685E9EC0AC | https://pim-kvc.soneparsea.com:3443/PictureServer/default.aspx/schneider-XMPA12B2144_Datasheet1.pdf?A3889C9397807479A2A1C7A8BAA5959DB4AAC672AA84807581779677836B649394A6C8A6C59F9599C47682B5B69D | OSISENSE XM XMP PRESSURE SENSOR 12 BAR G 1/4 FEMALE 2NC WITHOUT CONTROL TYPE | OsiSense XMP Pressure switches are switches for power circuits (direct switching), with an adjustable differential. They use for pressure control or monitoring on water pumps, compressors, moulding presses, injection moulders, grinding machines, machining centres, etc. | Number of auxiliary contacts as change-over contact | 0
| 424 | Automation and Control | Industrial Switch | Pressure Switches | OSISENSE XM XMP PRESSURE SENSOR 12 BAR G 1/4 FEMALE 2NC | 2463837 | XMPA12B2144 | SCHNEIDER ELECTRIC | 3510 | https://pim-kvc.soneparsea.com:3443/PictureServer/default.aspx/schneiderelectric-xmpa12b2144_Image1.jpg?A3889C9397807479A2A1C7A8BAA5959DB4AAC6AABE9C93A8C2AEB772CAA4A0958177B677836B649399B2B5ACB7685E9EC0AC | https://pim-kvc.soneparsea.com:3443/PictureServer/default.aspx/schneider-XMPA12B2144_Datasheet1.pdf?A3889C9397807479A2A1C7A8BAA5959DB4AAC672AA84807581779677836B649394A6C8A6C59F9599C47682B5B69D | OSISENSE XM XMP PRESSURE SENSOR 12 BAR G 1/4 FEMALE 2NC WITHOUT CONTROL TYPE | OsiSense XMP Pressure switches are switches for power circuits (direct switching), with an adjustable differential. They use for pressure control or monitoring on water pumps, compressors, moulding presses, injection moulders, grinding machines, machining centres, etc. | Type of electric connection | Other
| 424 | Automation and Control | Industrial Switch | Pressure Switches | OSISENSE XM XMP PRESSURE SENSOR 12 BAR G 1/4 FEMALE 2NC | 2463837 | XMPA12B2144 | SCHNEIDER ELECTRIC | 3510 | https://pim-kvc.soneparsea.com:3443/PictureServer/default.aspx/schneiderelectric-xmpa12b2144_Image1.jpg?A3889C9397807479A2A1C7A8BAA5959DB4AAC6AABE9C93A8C2AEB772CAA4A0958177B677836B649399B2B5ACB7685E9EC0AC | https://pim-kvc.soneparsea.com:3443/PictureServer/default.aspx/schneider-XMPA12B2144_Datasheet1.pdf?A3889C9397807479A2A1C7A8BAA5959DB4AAC672AA84807581779677836B649394A6C8A6C59F9599C47682B5B69D | OSISENSE XM XMP PRESSURE SENSOR 12 BAR G 1/4 FEMALE 2NC WITHOUT CONTROL TYPE | OsiSense XMP Pressure switches are switches for power circuits (direct switching), with an adjustable differential. They use for pressure control or monitoring on water pumps, compressors, moulding presses, injection moulders, grinding machines, machining centres, etc. | Number of normally closed contacts as main contact | 0
| 424 | Automation and Control | Industrial Switch | Pressure Switches | OSISENSE XM XMP PRESSURE SENSOR 12 BAR G 1/4 FEMALE 2NC | 2463837 | XMPA12B2144 | SCHNEIDER ELECTRIC | 3510 | https://pim-kvc.soneparsea.com:3443/PictureServer/default.aspx/schneiderelectric-xmpa12b2144_Image1.jpg?A3889C9397807479A2A1C7A8BAA5959DB4AAC6AABE9C93A8C2AEB772CAA4A0958177B677836B649399B2B5ACB7685E9EC0AC | https://pim-kvc.soneparsea.com:3443/PictureServer/default.aspx/schneider-XMPA12B2144_Datasheet1.pdf?A3889C9397807479A2A1C7A8BAA5959DB4AAC672AA84807581779677836B649394A6C8A6C59F9599C47682B5B69D | OSISENSE XM XMP PRESSURE SENSOR 12 BAR G 1/4 FEMALE 2NC WITHOUT CONTROL TYPE | OsiSense XMP Pressure switches are switches for power circuits (direct switching), with an adjustable differential. They use for pressure control or monitoring on water pumps, compressors, moulding presses, injection moulders, grinding machines, machining centres, etc. | Number of normally open contacts as main contact | 0
| 424 | Automation and Control | Industrial Switch | Pressure Switches | OSISENSE XM XMP PRESSURE SENSOR 12 BAR G 1/4 FEMALE 2NC | 2463837 | XMPA12B2144 | SCHNEIDER ELECTRIC | 3510 | https://pim-kvc.soneparsea.com:3443/PictureServer/default.aspx/schneiderelectric-xmpa12b2144_Image1.jpg?A3889C9397807479A2A1C7A8BAA5959DB4AAC6AABE9C93A8C2AEB772CAA4A0958177B677836B649399B2B5ACB7685E9EC0AC | https://pim-kvc.soneparsea.com:3443/PictureServer/default.aspx/schneider-XMPA12B2144_Datasheet1.pdf?A3889C9397807479A2A1C7A8BAA5959DB4AAC672AA84807581779677836B649394A6C8A6C59F9599C47682B5B69D | OSISENSE XM XMP PRESSURE SENSOR 12 BAR G 1/4 FEMALE 2NC WITHOUT CONTROL TYPE | OsiSense XMP Pressure switches are switches for power circuits (direct switching), with an adjustable differential. They use for pressure control or monitoring on water pumps, compressors, moulding presses, injection moulders, grinding machines, machining centres, etc. | With hand operation | no
| 424 | Automation and Control | Industrial Switch | Pressure Switches | OSISENSE XM XMP PRESSURE SENSOR 12 BAR G 1/4 FEMALE 2NC | 2463837 | XMPA12B2144 | SCHNEIDER ELECTRIC | 3510 | https://pim-kvc.soneparsea.com:3443/PictureServer/default.aspx/schneiderelectric-xmpa12b2144_Image1.jpg?A3889C9397807479A2A1C7A8BAA5959DB4AAC6AABE9C93A8C2AEB772CAA4A0958177B677836B649399B2B5ACB7685E9EC0AC | https://pim-kvc.soneparsea.com:3443/PictureServer/default.aspx/schneider-XMPA12B2144_Datasheet1.pdf?A3889C9397807479A2A1C7A8BAA5959DB4AAC672AA84807581779677836B649394A6C8A6C59F9599C47682B5B69D | OSISENSE XM XMP PRESSURE SENSOR 12 BAR G 1/4 FEMALE 2NC WITHOUT CONTROL TYPE | OsiSense XMP Pressure switches are switches for power circuits (direct switching), with an adjustable differential. They use for pressure control or monitoring on water pumps, compressors, moulding presses, injection moulders, grinding machines, machining centres, etc. | With manual on/off switch | no
| 425 | Automation and Control | Industrial Switch | Industrial Switch Accessories | TRANSPARENT BOOT FOR CIRCULAR PUSH BUTTON Ø22 | 2463866 | ZBP0A | SCHNEIDER ELECTRIC | 90 | https://pim-kvc.soneparsea.com:3443/PictureServer/default.aspx/SCHNEIDERELECTRIC-ZBP0A_Image1.jpg?A3889C9397807479A2A1A7889A85757D948AA68A9E7C7388A28E9772AC79806491A49DB2B39E95657EAFC4AC | https://pim-kvc.soneparsea.com:3443/PictureServer/default.aspx/SchneiderElectric-ZBP0A_Datasheet1.pdf?A3889C9397807479A2A1A7A8BAA5959DB4AAC68ABE9C93A8C2AEB772AC79806491A498A6C698A39CB5AAC87680A7949A | TRANSPARENT BOOT FOR CIRCULAR FLUSH OR PROJECTING PUSH BUTTON Ø22 | The silicon boot prevents growth of bacteria in joints and gaps making it ideal for food and beverage industry. | Colour | Colourless
| 425 | Automation and Control | Industrial Switch | Industrial Switch Accessories | TRANSPARENT BOOT FOR CIRCULAR PUSH BUTTON Ø22 | 2463866 | ZBP0A | SCHNEIDER ELECTRIC | 90 | https://pim-kvc.soneparsea.com:3443/PictureServer/default.aspx/SCHNEIDERELECTRIC-ZBP0A_Image1.jpg?A3889C9397807479A2A1A7889A85757D948AA68A9E7C7388A28E9772AC79806491A49DB2B39E95657EAFC4AC | https://pim-kvc.soneparsea.com:3443/PictureServer/default.aspx/SchneiderElectric-ZBP0A_Datasheet1.pdf?A3889C9397807479A2A1A7A8BAA5959DB4AAC68ABE9C93A8C2AEB772AC79806491A498A6C698A39CB5AAC87680A7949A | TRANSPARENT BOOT FOR CIRCULAR FLUSH OR PROJECTING PUSH BUTTON Ø22 | The silicon boot prevents growth of bacteria in joints and gaps making it ideal for food and beverage industry. | Transparent | yes
| 425 | Automation and Control | Industrial Switch | Industrial Switch Accessories | TRANSPARENT BOOT FOR CIRCULAR PUSH BUTTON Ø22 | 2463866 | ZBP0A | SCHNEIDER ELECTRIC | 90 | https://pim-kvc.soneparsea.com:3443/PictureServer/default.aspx/SCHNEIDERELECTRIC-ZBP0A_Image1.jpg?A3889C9397807479A2A1A7889A85757D948AA68A9E7C7388A28E9772AC79806491A49DB2B39E95657EAFC4AC | https://pim-kvc.soneparsea.com:3443/PictureServer/default.aspx/SchneiderElectric-ZBP0A_Datasheet1.pdf?A3889C9397807479A2A1A7A8BAA5959DB4AAC68ABE9C93A8C2AEB772AC79806491A498A6C698A39CB5AAC87680A7949A | TRANSPARENT BOOT FOR CIRCULAR FLUSH OR PROJECTING PUSH BUTTON Ø22 | The silicon boot prevents growth of bacteria in joints and gaps making it ideal for food and beverage industry. | Shape | Round
| 425 | Automation and Control | Industrial Switch | Industrial Switch Accessories | TRANSPARENT BOOT FOR CIRCULAR PUSH BUTTON Ø22 | 2463866 | ZBP0A | SCHNEIDER ELECTRIC | 90 | https://pim-kvc.soneparsea.com:3443/PictureServer/default.aspx/SCHNEIDERELECTRIC-ZBP0A_Image1.jpg?A3889C9397807479A2A1A7889A85757D948AA68A9E7C7388A28E9772AC79806491A49DB2B39E95657EAFC4AC | https://pim-kvc.soneparsea.com:3443/PictureServer/default.aspx/SchneiderElectric-ZBP0A_Datasheet1.pdf?A3889C9397807479A2A1A7A8BAA5959DB4AAC68ABE9C93A8C2AEB772AC79806491A498A6C698A39CB5AAC87680A7949A | TRANSPARENT BOOT FOR CIRCULAR FLUSH OR PROJECTING PUSH BUTTON Ø22 | The silicon boot prevents growth of bacteria in joints and gaps making it ideal for food and beverage industry. | Model | High
| 426 | Automation and Control | Industrial Switch | Control Switch | KAVACHA WEATHER PROOF ISOLATOR SWITCH IP66 3W 80A | 2494752 | WHT80_GY | SCHNEIDER ELECTRIC | 1910 | https://pim-kvc.soneparsea.com:3443/PictureServer/default.aspx/schneider-WHT80_GY_Image1.JPG?A3889C9397807479A2A1C7A8BAA5959DB4AAC672A97F846C80A49B9EB1809D95B7AA85739C8777 | https://pim-kvc.soneparsea.com:3443/PictureServer/default.aspx/schneider-WHT80_GY_Datasheet1.pdf?A3889C9397807479A2A1C7A8BAA5959DB4AAC672A97F846C80A49B9EB17B91A8B1B8BCAAB7AB6162C0A9BA | KAVACHA WEATHER PROOF ISOLATOR SWITCH IP66 3W 80A | The conventional approach to achieve waterproof protection is to add a waterproof cover that closes over an electricity point and keeps it dry. But typically these covers don’t offer full-time protection. They must be opened to access the switch or socket – the protection is gone when you need it most. With its patent-pending design, Kavacha Full-time Weatherproof Covers enable electrical points to be operative even when the covers are closed. You get full-time protection if someone touches the area with wet hands, and in a humid environment. You get uninterrupted safety, in other words, full-time protection for complete peace of mind, across the entire Kavacha range. Kavacha by Schneider Electric is a uniquely designed range of weatherproof devices developed specially to offer full-time protection around areas that are especially susceptible to water, rain and moisture, both indoor and outdoor. | Max. rated operation voltage Ue AC | 440V
| 426 | Automation and Control | Industrial Switch | Control Switch | KAVACHA WEATHER PROOF ISOLATOR SWITCH IP66 3W 80A | 2494752 | WHT80_GY | SCHNEIDER ELECTRIC | 1910 | https://pim-kvc.soneparsea.com:3443/PictureServer/default.aspx/schneider-WHT80_GY_Image1.JPG?A3889C9397807479A2A1C7A8BAA5959DB4AAC672A97F846C80A49B9EB1809D95B7AA85739C8777 | https://pim-kvc.soneparsea.com:3443/PictureServer/default.aspx/schneider-WHT80_GY_Datasheet1.pdf?A3889C9397807479A2A1C7A8BAA5959DB4AAC672A97F846C80A49B9EB17B91A8B1B8BCAAB7AB6162C0A9BA | KAVACHA WEATHER PROOF ISOLATOR SWITCH IP66 3W 80A | The conventional approach to achieve waterproof protection is to add a waterproof cover that closes over an electricity point and keeps it dry. But typically these covers don’t offer full-time protection. They must be opened to access the switch or socket – the protection is gone when you need it most. With its patent-pending design, Kavacha Full-time Weatherproof Covers enable electrical points to be operative even when the covers are closed. You get full-time protection if someone touches the area with wet hands, and in a humid environment. You get uninterrupted safety, in other words, full-time protection for complete peace of mind, across the entire Kavacha range. Kavacha by Schneider Electric is a uniquely designed range of weatherproof devices developed specially to offer full-time protection around areas that are especially susceptible to water, rain and moisture, both indoor and outdoor. | Rated operating voltage | 440...440V
| 426 | Automation and Control | Industrial Switch | Control Switch | KAVACHA WEATHER PROOF ISOLATOR SWITCH IP66 3W 80A | 2494752 | WHT80_GY | SCHNEIDER ELECTRIC | 1910 | https://pim-kvc.soneparsea.com:3443/PictureServer/default.aspx/schneider-WHT80_GY_Image1.JPG?A3889C9397807479A2A1C7A8BAA5959DB4AAC672A97F846C80A49B9EB1809D95B7AA85739C8777 | https://pim-kvc.soneparsea.com:3443/PictureServer/default.aspx/schneider-WHT80_GY_Datasheet1.pdf?A3889C9397807479A2A1C7A8BAA5959DB4AAC672A97F846C80A49B9EB17B91A8B1B8BCAAB7AB6162C0A9BA | KAVACHA WEATHER PROOF ISOLATOR SWITCH IP66 3W 80A | The conventional approach to achieve waterproof protection is to add a waterproof cover that closes over an electricity point and keeps it dry. But typically these covers don’t offer full-time protection. They must be opened to access the switch or socket – the protection is gone when you need it most. With its patent-pending design, Kavacha Full-time Weatherproof Covers enable electrical points to be operative even when the covers are closed. You get full-time protection if someone touches the area with wet hands, and in a humid environment. You get uninterrupted safety, in other words, full-time protection for complete peace of mind, across the entire Kavacha range. Kavacha by Schneider Electric is a uniquely designed range of weatherproof devices developed specially to offer full-time protection around areas that are especially susceptible to water, rain and moisture, both indoor and outdoor. | Rated permanent current Iu | 80A
| 426 | Automation and Control | Industrial Switch | Control Switch | KAVACHA WEATHER PROOF ISOLATOR SWITCH IP66 3W 80A | 2494752 | WHT80_GY | SCHNEIDER ELECTRIC | 1910 | https://pim-kvc.soneparsea.com:3443/PictureServer/default.aspx/schneider-WHT80_GY_Image1.JPG?A3889C9397807479A2A1C7A8BAA5959DB4AAC672A97F846C80A49B9EB1809D95B7AA85739C8777 | https://pim-kvc.soneparsea.com:3443/PictureServer/default.aspx/schneider-WHT80_GY_Datasheet1.pdf?A3889C9397807479A2A1C7A8BAA5959DB4AAC672A97F846C80A49B9EB17B91A8B1B8BCAAB7AB6162C0A9BA | KAVACHA WEATHER PROOF ISOLATOR SWITCH IP66 3W 80A | The conventional approach to achieve waterproof protection is to add a waterproof cover that closes over an electricity point and keeps it dry. But typically these covers don’t offer full-time protection. They must be opened to access the switch or socket – the protection is gone when you need it most. With its patent-pending design, Kavacha Full-time Weatherproof Covers enable electrical points to be operative even when the covers are closed. You get full-time protection if someone touches the area with wet hands, and in a humid environment. You get uninterrupted safety, in other words, full-time protection for complete peace of mind, across the entire Kavacha range. Kavacha by Schneider Electric is a uniquely designed range of weatherproof devices developed specially to offer full-time protection around areas that are especially susceptible to water, rain and moisture, both indoor and outdoor. | Rated operation power at AC-3, 400 V | 0kW
| 426 | Automation and Control | Industrial Switch | Control Switch | KAVACHA WEATHER PROOF ISOLATOR SWITCH IP66 3W 80A | 2494752 | WHT80_GY | SCHNEIDER ELECTRIC | 1910 | https://pim-kvc.soneparsea.com:3443/PictureServer/default.aspx/schneider-WHT80_GY_Image1.JPG?A3889C9397807479A2A1C7A8BAA5959DB4AAC672A97F846C80A49B9EB1809D95B7AA85739C8777 | https://pim-kvc.soneparsea.com:3443/PictureServer/default.aspx/schneider-WHT80_GY_Datasheet1.pdf?A3889C9397807479A2A1C7A8BAA5959DB4AAC672A97F846C80A49B9EB17B91A8B1B8BCAAB7AB6162C0A9BA | KAVACHA WEATHER PROOF ISOLATOR SWITCH IP66 3W 80A | The conventional approach to achieve waterproof protection is to add a waterproof cover that closes over an electricity point and keeps it dry. But typically these covers don’t offer full-time protection. They must be opened to access the switch or socket – the protection is gone when you need it most. With its patent-pending design, Kavacha Full-time Weatherproof Covers enable electrical points to be operative even when the covers are closed. You get full-time protection if someone touches the area with wet hands, and in a humid environment. You get uninterrupted safety, in other words, full-time protection for complete peace of mind, across the entire Kavacha range. Kavacha by Schneider Electric is a uniquely designed range of weatherproof devices developed specially to offer full-time protection around areas that are especially susceptible to water, rain and moisture, both indoor and outdoor. | Number of poles | 3
| 426 | Automation and Control | Industrial Switch | Control Switch | KAVACHA WEATHER PROOF ISOLATOR SWITCH IP66 3W 80A | 2494752 | WHT80_GY | SCHNEIDER ELECTRIC | 1910 | https://pim-kvc.soneparsea.com:3443/PictureServer/default.aspx/schneider-WHT80_GY_Image1.JPG?A3889C9397807479A2A1C7A8BAA5959DB4AAC672A97F846C80A49B9EB1809D95B7AA85739C8777 | https://pim-kvc.soneparsea.com:3443/PictureServer/default.aspx/schneider-WHT80_GY_Datasheet1.pdf?A3889C9397807479A2A1C7A8BAA5959DB4AAC672A97F846C80A49B9EB17B91A8B1B8BCAAB7AB6162C0A9BA | KAVACHA WEATHER PROOF ISOLATOR SWITCH IP66 3W 80A | The conventional approach to achieve waterproof protection is to add a waterproof cover that closes over an electricity point and keeps it dry. But typically these covers don’t offer full-time protection. They must be opened to access the switch or socket – the protection is gone when you need it most. With its patent-pending design, Kavacha Full-time Weatherproof Covers enable electrical points to be operative even when the covers are closed. You get full-time protection if someone touches the area with wet hands, and in a humid environment. You get uninterrupted safety, in other words, full-time protection for complete peace of mind, across the entire Kavacha range. Kavacha by Schneider Electric is a uniquely designed range of weatherproof devices developed specially to offer full-time protection around areas that are especially susceptible to water, rain and moisture, both indoor and outdoor. | Suitable for floor mounting | no
| 426 | Automation and Control | Industrial Switch | Control Switch | KAVACHA WEATHER PROOF ISOLATOR SWITCH IP66 3W 80A | 2494752 | WHT80_GY | SCHNEIDER ELECTRIC | 1910 | https://pim-kvc.soneparsea.com:3443/PictureServer/default.aspx/schneider-WHT80_GY_Image1.JPG?A3889C9397807479A2A1C7A8BAA5959DB4AAC672A97F846C80A49B9EB1809D95B7AA85739C8777 | https://pim-kvc.soneparsea.com:3443/PictureServer/default.aspx/schneider-WHT80_GY_Datasheet1.pdf?A3889C9397807479A2A1C7A8BAA5959DB4AAC672A97F846C80A49B9EB17B91A8B1B8BCAAB7AB6162C0A9BA | KAVACHA WEATHER PROOF ISOLATOR SWITCH IP66 3W 80A | The conventional approach to achieve waterproof protection is to add a waterproof cover that closes over an electricity point and keeps it dry. But typically these covers don’t offer full-time protection. They must be opened to access the switch or socket – the protection is gone when you need it most. With its patent-pending design, Kavacha Full-time Weatherproof Covers enable electrical points to be operative even when the covers are closed. You get full-time protection if someone touches the area with wet hands, and in a humid environment. You get uninterrupted safety, in other words, full-time protection for complete peace of mind, across the entire Kavacha range. Kavacha by Schneider Electric is a uniquely designed range of weatherproof devices developed specially to offer full-time protection around areas that are especially susceptible to water, rain and moisture, both indoor and outdoor. | Type of electrical connection of main circuit | Clamp bracket
| 426 | Automation and Control | Industrial Switch | Control Switch | KAVACHA WEATHER PROOF ISOLATOR SWITCH IP66 3W 80A | 2494752 | WHT80_GY | SCHNEIDER ELECTRIC | 1910 | https://pim-kvc.soneparsea.com:3443/PictureServer/default.aspx/schneider-WHT80_GY_Image1.JPG?A3889C9397807479A2A1C7A8BAA5959DB4AAC672A97F846C80A49B9EB1809D95B7AA85739C8777 | https://pim-kvc.soneparsea.com:3443/PictureServer/default.aspx/schneider-WHT80_GY_Datasheet1.pdf?A3889C9397807479A2A1C7A8BAA5959DB4AAC672A97F846C80A49B9EB17B91A8B1B8BCAAB7AB6162C0A9BA | KAVACHA WEATHER PROOF ISOLATOR SWITCH IP66 3W 80A | The conventional approach to achieve waterproof protection is to add a waterproof cover that closes over an electricity point and keeps it dry. But typically these covers don’t offer full-time protection. They must be opened to access the switch or socket – the protection is gone when you need it most. With its patent-pending design, Kavacha Full-time Weatherproof Covers enable electrical points to be operative even when the covers are closed. You get full-time protection if someone touches the area with wet hands, and in a humid environment. You get uninterrupted safety, in other words, full-time protection for complete peace of mind, across the entire Kavacha range. Kavacha by Schneider Electric is a uniquely designed range of weatherproof devices developed specially to offer full-time protection around areas that are especially susceptible to water, rain and moisture, both indoor and outdoor. | Degree of protection (IP), front side | IP66
| 427 | Automation and Control | Industrial Switch | Selector Switches | HARMONY K CAM STEPPING SWITCH 1P 45° 12A SCREW MOUNTING | 2509649 | K1B002QLH | SCHNEIDER ELECTRIC | 1775 | https://pim-kvc.soneparsea.com:3443/PictureServer/default.aspx/SCHNEIDER-K1B002QLH_Image1.jpg?A3889C9397807479A2A1A7889A85757D948AA6729D6872648077A5919A9679A1B1ACB97680A1A09B | https://pim-kvc.soneparsea.com:3443/PictureServer/default.aspx/SchneiderElectric-K1B002QLH_Datasheet1.pdf?A3889C9397807479A2A1A7A8BAA5959DB4AAC68ABE9C93A8C2AEB7729D6872648077A5919A967495C4A6C7ADB79CA4657EB5B8AB | HARMONY K CAM STEPPING SWITCH 1P 45° 12A SCREW MOUNTING | Harmony K range consists of a wide range of products from 10 A to 150 A for various applications. Cam switches of 12 A and 20 A are available in complete switches and adaptable sub-assemblies for user assembly. Different installation methods are possible on panels or machines such as front mounting, rear mounting, or Multifixing. | Model | Level switch
| 427 | Automation and Control | Industrial Switch | Selector Switches | HARMONY K CAM STEPPING SWITCH 1P 45° 12A SCREW MOUNTING | 2509649 | K1B002QLH | SCHNEIDER ELECTRIC | 1775 | https://pim-kvc.soneparsea.com:3443/PictureServer/default.aspx/SCHNEIDER-K1B002QLH_Image1.jpg?A3889C9397807479A2A1A7889A85757D948AA6729D6872648077A5919A9679A1B1ACB97680A1A09B | https://pim-kvc.soneparsea.com:3443/PictureServer/default.aspx/SchneiderElectric-K1B002QLH_Datasheet1.pdf?A3889C9397807479A2A1A7A8BAA5959DB4AAC68ABE9C93A8C2AEB7729D6872648077A5919A967495C4A6C7ADB79CA4657EB5B8AB | HARMONY K CAM STEPPING SWITCH 1P 45° 12A SCREW MOUNTING | Harmony K range consists of a wide range of products from 10 A to 150 A for various applications. Cam switches of 12 A and 20 A are available in complete switches and adaptable sub-assemblies for user assembly. Different installation methods are possible on panels or machines such as front mounting, rear mounting, or Multifixing. | Number of poles | 1
| 427 | Automation and Control | Industrial Switch | Selector Switches | HARMONY K CAM STEPPING SWITCH 1P 45° 12A SCREW MOUNTING | 2509649 | K1B002QLH | SCHNEIDER ELECTRIC | 1775 | https://pim-kvc.soneparsea.com:3443/PictureServer/default.aspx/SCHNEIDER-K1B002QLH_Image1.jpg?A3889C9397807479A2A1A7889A85757D948AA6729D6872648077A5919A9679A1B1ACB97680A1A09B | https://pim-kvc.soneparsea.com:3443/PictureServer/default.aspx/SchneiderElectric-K1B002QLH_Datasheet1.pdf?A3889C9397807479A2A1A7A8BAA5959DB4AAC68ABE9C93A8C2AEB7729D6872648077A5919A967495C4A6C7ADB79CA4657EB5B8AB | HARMONY K CAM STEPPING SWITCH 1P 45° 12A SCREW MOUNTING | Harmony K range consists of a wide range of products from 10 A to 150 A for various applications. Cam switches of 12 A and 20 A are available in complete switches and adaptable sub-assemblies for user assembly. Different installation methods are possible on panels or machines such as front mounting, rear mounting, or Multifixing. | With zero (off) position | yes
| 427 | Automation and Control | Industrial Switch | Selector Switches | HARMONY K CAM STEPPING SWITCH 1P 45° 12A SCREW MOUNTING | 2509649 | K1B002QLH | SCHNEIDER ELECTRIC | 1775 | https://pim-kvc.soneparsea.com:3443/PictureServer/default.aspx/SCHNEIDER-K1B002QLH_Image1.jpg?A3889C9397807479A2A1A7889A85757D948AA6729D6872648077A5919A9679A1B1ACB97680A1A09B | https://pim-kvc.soneparsea.com:3443/PictureServer/default.aspx/SchneiderElectric-K1B002QLH_Datasheet1.pdf?A3889C9397807479A2A1A7A8BAA5959DB4AAC68ABE9C93A8C2AEB7729D6872648077A5919A967495C4A6C7ADB79CA4657EB5B8AB | HARMONY K CAM STEPPING SWITCH 1P 45° 12A SCREW MOUNTING | Harmony K range consists of a wide range of products from 10 A to 150 A for various applications. Cam switches of 12 A and 20 A are available in complete switches and adaptable sub-assemblies for user assembly. Different installation methods are possible on panels or machines such as front mounting, rear mounting, or Multifixing. | With retraction in 0-position | no
| 427 | Automation and Control | Industrial Switch | Selector Switches | HARMONY K CAM STEPPING SWITCH 1P 45° 12A SCREW MOUNTING | 2509649 | K1B002QLH | SCHNEIDER ELECTRIC | 1775 | https://pim-kvc.soneparsea.com:3443/PictureServer/default.aspx/SCHNEIDER-K1B002QLH_Image1.jpg?A3889C9397807479A2A1A7889A85757D948AA6729D6872648077A5919A9679A1B1ACB97680A1A09B | https://pim-kvc.soneparsea.com:3443/PictureServer/default.aspx/SchneiderElectric-K1B002QLH_Datasheet1.pdf?A3889C9397807479A2A1A7A8BAA5959DB4AAC68ABE9C93A8C2AEB7729D6872648077A5919A967495C4A6C7ADB79CA4657EB5B8AB | HARMONY K CAM STEPPING SWITCH 1P 45° 12A SCREW MOUNTING | Harmony K range consists of a wide range of products from 10 A to 150 A for various applications. Cam switches of 12 A and 20 A are available in complete switches and adaptable sub-assemblies for user assembly. Different installation methods are possible on panels or machines such as front mounting, rear mounting, or Multifixing. | Rated permanent current Iu | 12A
| 427 | Automation and Control | Industrial Switch | Selector Switches | HARMONY K CAM STEPPING SWITCH 1P 45° 12A SCREW MOUNTING | 2509649 | K1B002QLH | SCHNEIDER ELECTRIC | 1775 | https://pim-kvc.soneparsea.com:3443/PictureServer/default.aspx/SCHNEIDER-K1B002QLH_Image1.jpg?A3889C9397807479A2A1A7889A85757D948AA6729D6872648077A5919A9679A1B1ACB97680A1A09B | https://pim-kvc.soneparsea.com:3443/PictureServer/default.aspx/SchneiderElectric-K1B002QLH_Datasheet1.pdf?A3889C9397807479A2A1A7A8BAA5959DB4AAC68ABE9C93A8C2AEB7729D6872648077A5919A967495C4A6C7ADB79CA4657EB5B8AB | HARMONY K CAM STEPPING SWITCH 1P 45° 12A SCREW MOUNTING | Harmony K range consists of a wide range of products from 10 A to 150 A for various applications. Cam switches of 12 A and 20 A are available in complete switches and adaptable sub-assemblies for user assembly. Different installation methods are possible on panels or machines such as front mounting, rear mounting, or Multifixing. | Rated operation current Ie at AC-3, 400 V | 3.3A
| 427 | Automation and Control | Industrial Switch | Selector Switches | HARMONY K CAM STEPPING SWITCH 1P 45° 12A SCREW MOUNTING | 2509649 | K1B002QLH | SCHNEIDER ELECTRIC | 1775 | https://pim-kvc.soneparsea.com:3443/PictureServer/default.aspx/SCHNEIDER-K1B002QLH_Image1.jpg?A3889C9397807479A2A1A7889A85757D948AA6729D6872648077A5919A9679A1B1ACB97680A1A09B | https://pim-kvc.soneparsea.com:3443/PictureServer/default.aspx/SchneiderElectric-K1B002QLH_Datasheet1.pdf?A3889C9397807479A2A1A7A8BAA5959DB4AAC68ABE9C93A8C2AEB7729D6872648077A5919A967495C4A6C7ADB79CA4657EB5B8AB | HARMONY K CAM STEPPING SWITCH 1P 45° 12A SCREW MOUNTING | Harmony K range consists of a wide range of products from 10 A to 150 A for various applications. Cam switches of 12 A and 20 A are available in complete switches and adaptable sub-assemblies for user assembly. Different installation methods are possible on panels or machines such as front mounting, rear mounting, or Multifixing. | Rated operation power at AC-3, 400 V | 1.5kW
| 427 | Automation and Control | Industrial Switch | Selector Switches | HARMONY K CAM STEPPING SWITCH 1P 45° 12A SCREW MOUNTING | 2509649 | K1B002QLH | SCHNEIDER ELECTRIC | 1775 | https://pim-kvc.soneparsea.com:3443/PictureServer/default.aspx/SCHNEIDER-K1B002QLH_Image1.jpg?A3889C9397807479A2A1A7889A85757D948AA6729D6872648077A5919A9679A1B1ACB97680A1A09B | https://pim-kvc.soneparsea.com:3443/PictureServer/default.aspx/SchneiderElectric-K1B002QLH_Datasheet1.pdf?A3889C9397807479A2A1A7A8BAA5959DB4AAC68ABE9C93A8C2AEB7729D6872648077A5919A967495C4A6C7ADB79CA4657EB5B8AB | HARMONY K CAM STEPPING SWITCH 1P 45° 12A SCREW MOUNTING | Harmony K range consists of a wide range of products from 10 A to 150 A for various applications. Cam switches of 12 A and 20 A are available in complete switches and adaptable sub-assemblies for user assembly. Different installation methods are possible on panels or machines such as front mounting, rear mounting, or Multifixing. | Degree of protection (IP), front side | IP40
| 427 | Automation and Control | Industrial Switch | Selector Switches | HARMONY K CAM STEPPING SWITCH 1P 45° 12A SCREW MOUNTING | 2509649 | K1B002QLH | SCHNEIDER ELECTRIC | 1775 | https://pim-kvc.soneparsea.com:3443/PictureServer/default.aspx/SCHNEIDER-K1B002QLH_Image1.jpg?A3889C9397807479A2A1A7889A85757D948AA6729D6872648077A5919A9679A1B1ACB97680A1A09B | https://pim-kvc.soneparsea.com:3443/PictureServer/default.aspx/SchneiderElectric-K1B002QLH_Datasheet1.pdf?A3889C9397807479A2A1A7A8BAA5959DB4AAC68ABE9C93A8C2AEB7729D6872648077A5919A967495C4A6C7ADB79CA4657EB5B8AB | HARMONY K CAM STEPPING SWITCH 1P 45° 12A SCREW MOUNTING | Harmony K range consists of a wide range of products from 10 A to 150 A for various applications. Cam switches of 12 A and 20 A are available in complete switches and adaptable sub-assemblies for user assembly. Different installation methods are possible on panels or machines such as front mounting, rear mounting, or Multifixing. | Number of auxiliary contacts as normally closed contact | 0
| 427 | Automation and Control | Industrial Switch | Selector Switches | HARMONY K CAM STEPPING SWITCH 1P 45° 12A SCREW MOUNTING | 2509649 | K1B002QLH | SCHNEIDER ELECTRIC | 1775 | https://pim-kvc.soneparsea.com:3443/PictureServer/default.aspx/SCHNEIDER-K1B002QLH_Image1.jpg?A3889C9397807479A2A1A7889A85757D948AA6729D6872648077A5919A9679A1B1ACB97680A1A09B | https://pim-kvc.soneparsea.com:3443/PictureServer/default.aspx/SchneiderElectric-K1B002QLH_Datasheet1.pdf?A3889C9397807479A2A1A7A8BAA5959DB4AAC68ABE9C93A8C2AEB7729D6872648077A5919A967495C4A6C7ADB79CA4657EB5B8AB | HARMONY K CAM STEPPING SWITCH 1P 45° 12A SCREW MOUNTING | Harmony K range consists of a wide range of products from 10 A to 150 A for various applications. Cam switches of 12 A and 20 A are available in complete switches and adaptable sub-assemblies for user assembly. Different installation methods are possible on panels or machines such as front mounting, rear mounting, or Multifixing. | Number of auxiliary contacts as normally open contact | 0
| 427 | Automation and Control | Industrial Switch | Selector Switches | HARMONY K CAM STEPPING SWITCH 1P 45° 12A SCREW MOUNTING | 2509649 | K1B002QLH | SCHNEIDER ELECTRIC | 1775 | https://pim-kvc.soneparsea.com:3443/PictureServer/default.aspx/SCHNEIDER-K1B002QLH_Image1.jpg?A3889C9397807479A2A1A7889A85757D948AA6729D6872648077A5919A9679A1B1ACB97680A1A09B | https://pim-kvc.soneparsea.com:3443/PictureServer/default.aspx/SchneiderElectric-K1B002QLH_Datasheet1.pdf?A3889C9397807479A2A1A7A8BAA5959DB4AAC68ABE9C93A8C2AEB7729D6872648077A5919A967495C4A6C7ADB79CA4657EB5B8AB | HARMONY K CAM STEPPING SWITCH 1P 45° 12A SCREW MOUNTING | Harmony K range consists of a wide range of products from 10 A to 150 A for various applications. Cam switches of 12 A and 20 A are available in complete switches and adaptable sub-assemblies for user assembly. Different installation methods are possible on panels or machines such as front mounting, rear mounting, or Multifixing. | Number of auxiliary contacts as change-over contact | 0
| 427 | Automation and Control | Industrial Switch | Selector Switches | HARMONY K CAM STEPPING SWITCH 1P 45° 12A SCREW MOUNTING | 2509649 | K1B002QLH | SCHNEIDER ELECTRIC | 1775 | https://pim-kvc.soneparsea.com:3443/PictureServer/default.aspx/SCHNEIDER-K1B002QLH_Image1.jpg?A3889C9397807479A2A1A7889A85757D948AA6729D6872648077A5919A9679A1B1ACB97680A1A09B | https://pim-kvc.soneparsea.com:3443/PictureServer/default.aspx/SchneiderElectric-K1B002QLH_Datasheet1.pdf?A3889C9397807479A2A1A7A8BAA5959DB4AAC68ABE9C93A8C2AEB7729D6872648077A5919A967495C4A6C7ADB79CA4657EB5B8AB | HARMONY K CAM STEPPING SWITCH 1P 45° 12A SCREW MOUNTING | Harmony K range consists of a wide range of products from 10 A to 150 A for various applications. Cam switches of 12 A and 20 A are available in complete switches and adaptable sub-assemblies for user assembly. Different installation methods are possible on panels or machines such as front mounting, rear mounting, or Multifixing. | Suitable for floor mounting | no
| 427 | Automation and Control | Industrial Switch | Selector Switches | HARMONY K CAM STEPPING SWITCH 1P 45° 12A SCREW MOUNTING | 2509649 | K1B002QLH | SCHNEIDER ELECTRIC | 1775 | https://pim-kvc.soneparsea.com:3443/PictureServer/default.aspx/SCHNEIDER-K1B002QLH_Image1.jpg?A3889C9397807479A2A1A7889A85757D948AA6729D6872648077A5919A9679A1B1ACB97680A1A09B | https://pim-kvc.soneparsea.com:3443/PictureServer/default.aspx/SchneiderElectric-K1B002QLH_Datasheet1.pdf?A3889C9397807479A2A1A7A8BAA5959DB4AAC68ABE9C93A8C2AEB7729D6872648077A5919A967495C4A6C7ADB79CA4657EB5B8AB | HARMONY K CAM STEPPING SWITCH 1P 45° 12A SCREW MOUNTING | Harmony K range consists of a wide range of products from 10 A to 150 A for various applications. Cam switches of 12 A and 20 A are available in complete switches and adaptable sub-assemblies for user assembly. Different installation methods are possible on panels or machines such as front mounting, rear mounting, or Multifixing. | Suitable for front mounting | yes
| 427 | Automation and Control | Industrial Switch | Selector Switches | HARMONY K CAM STEPPING SWITCH 1P 45° 12A SCREW MOUNTING | 2509649 | K1B002QLH | SCHNEIDER ELECTRIC | 1775 | https://pim-kvc.soneparsea.com:3443/PictureServer/default.aspx/SCHNEIDER-K1B002QLH_Image1.jpg?A3889C9397807479A2A1A7889A85757D948AA6729D6872648077A5919A9679A1B1ACB97680A1A09B | https://pim-kvc.soneparsea.com:3443/PictureServer/default.aspx/SchneiderElectric-K1B002QLH_Datasheet1.pdf?A3889C9397807479A2A1A7A8BAA5959DB4AAC68ABE9C93A8C2AEB7729D6872648077A5919A967495C4A6C7ADB79CA4657EB5B8AB | HARMONY K CAM STEPPING SWITCH 1P 45° 12A SCREW MOUNTING | Harmony K range consists of a wide range of products from 10 A to 150 A for various applications. Cam switches of 12 A and 20 A are available in complete switches and adaptable sub-assemblies for user assembly. Different installation methods are possible on panels or machines such as front mounting, rear mounting, or Multifixing. | Suitable for distribution board installation | no
| 427 | Automation and Control | Industrial Switch | Selector Switches | HARMONY K CAM STEPPING SWITCH 1P 45° 12A SCREW MOUNTING | 2509649 | K1B002QLH | SCHNEIDER ELECTRIC | 1775 | https://pim-kvc.soneparsea.com:3443/PictureServer/default.aspx/SCHNEIDER-K1B002QLH_Image1.jpg?A3889C9397807479A2A1A7889A85757D948AA6729D6872648077A5919A9679A1B1ACB97680A1A09B | https://pim-kvc.soneparsea.com:3443/PictureServer/default.aspx/SchneiderElectric-K1B002QLH_Datasheet1.pdf?A3889C9397807479A2A1A7A8BAA5959DB4AAC68ABE9C93A8C2AEB7729D6872648077A5919A967495C4A6C7ADB79CA4657EB5B8AB | HARMONY K CAM STEPPING SWITCH 1P 45° 12A SCREW MOUNTING | Harmony K range consists of a wide range of products from 10 A to 150 A for various applications. Cam switches of 12 A and 20 A are available in complete switches and adaptable sub-assemblies for user assembly. Different installation methods are possible on panels or machines such as front mounting, rear mounting, or Multifixing. | Suitable for intermediate mounting | yes
| 427 | Automation and Control | Industrial Switch | Selector Switches | HARMONY K CAM STEPPING SWITCH 1P 45° 12A SCREW MOUNTING | 2509649 | K1B002QLH | SCHNEIDER ELECTRIC | 1775 | https://pim-kvc.soneparsea.com:3443/PictureServer/default.aspx/SCHNEIDER-K1B002QLH_Image1.jpg?A3889C9397807479A2A1A7889A85757D948AA6729D6872648077A5919A9679A1B1ACB97680A1A09B | https://pim-kvc.soneparsea.com:3443/PictureServer/default.aspx/SchneiderElectric-K1B002QLH_Datasheet1.pdf?A3889C9397807479A2A1A7A8BAA5959DB4AAC68ABE9C93A8C2AEB7729D6872648077A5919A967495C4A6C7ADB79CA4657EB5B8AB | HARMONY K CAM STEPPING SWITCH 1P 45° 12A SCREW MOUNTING | Harmony K range consists of a wide range of products from 10 A to 150 A for various applications. Cam switches of 12 A and 20 A are available in complete switches and adaptable sub-assemblies for user assembly. Different installation methods are possible on panels or machines such as front mounting, rear mounting, or Multifixing. | Complete device in housing | yes
| 427 | Automation and Control | Industrial Switch | Selector Switches | HARMONY K CAM STEPPING SWITCH 1P 45° 12A SCREW MOUNTING | 2509649 | K1B002QLH | SCHNEIDER ELECTRIC | 1775 | https://pim-kvc.soneparsea.com:3443/PictureServer/default.aspx/SCHNEIDER-K1B002QLH_Image1.jpg?A3889C9397807479A2A1A7889A85757D948AA6729D6872648077A5919A9679A1B1ACB97680A1A09B | https://pim-kvc.soneparsea.com:3443/PictureServer/default.aspx/SchneiderElectric-K1B002QLH_Datasheet1.pdf?A3889C9397807479A2A1A7A8BAA5959DB4AAC68ABE9C93A8C2AEB7729D6872648077A5919A967495C4A6C7ADB79CA4657EB5B8AB | HARMONY K CAM STEPPING SWITCH 1P 45° 12A SCREW MOUNTING | Harmony K range consists of a wide range of products from 10 A to 150 A for various applications. Cam switches of 12 A and 20 A are available in complete switches and adaptable sub-assemblies for user assembly. Different installation methods are possible on panels or machines such as front mounting, rear mounting, or Multifixing. | Type of control element | Long turning handle
| 427 | Automation and Control | Industrial Switch | Selector Switches | HARMONY K CAM STEPPING SWITCH 1P 45° 12A SCREW MOUNTING | 2509649 | K1B002QLH | SCHNEIDER ELECTRIC | 1775 | https://pim-kvc.soneparsea.com:3443/PictureServer/default.aspx/SCHNEIDER-K1B002QLH_Image1.jpg?A3889C9397807479A2A1A7889A85757D948AA6729D6872648077A5919A9679A1B1ACB97680A1A09B | https://pim-kvc.soneparsea.com:3443/PictureServer/default.aspx/SchneiderElectric-K1B002QLH_Datasheet1.pdf?A3889C9397807479A2A1A7A8BAA5959DB4AAC68ABE9C93A8C2AEB7729D6872648077A5919A967495C4A6C7ADB79CA4657EB5B8AB | HARMONY K CAM STEPPING SWITCH 1P 45° 12A SCREW MOUNTING | Harmony K range consists of a wide range of products from 10 A to 150 A for various applications. Cam switches of 12 A and 20 A are available in complete switches and adaptable sub-assemblies for user assembly. Different installation methods are possible on panels or machines such as front mounting, rear mounting, or Multifixing. | Type of electrical connection of main circuit | Screw connection
| 428 | Automation and Control | Industrial Switch | Selector Switches | HARMONY K CAM SWITCH 3P 60° 32A SCREW MOUNTING | 2509667 | K30C003AP | SCHNEIDER ELECTRIC | 4700 | https://pim-kvc.soneparsea.com:3443/PictureServer/default.aspx/SCHNEIDER-K30C003AP_Image1.jpg?A3889C9397807479A2A1A7889A85757D948AA6729D6A607780758786A29679A1B1ACB97680A1A09B | https://pim-kvc.soneparsea.com:3443/PictureServer/default.aspx/SchneiderElectric-K30C003AP_Datasheet1.pdf?A3889C9397807479A2A1A7A8BAA5959DB4AAC68ABE9C93A8C2AEB7729D6A607780758786A2967495C4A6C7ADB79CA4657EB5B8AB | HARMONY K CAM SWITCH 3P 60° 32A SCREW MOUNTING | Harmony K range consists of a wide range of products from 10 A to 150 A for various applications. Cam switches of 12 A and 20 A are available in complete switches and adaptable sub-assemblies for user assembly. Different installation methods are possible on panels or machines such as front mounting, rear mounting, or Multifixing. | Model | On/Off switch
| 428 | Automation and Control | Industrial Switch | Selector Switches | HARMONY K CAM SWITCH 3P 60° 32A SCREW MOUNTING | 2509667 | K30C003AP | SCHNEIDER ELECTRIC | 4700 | https://pim-kvc.soneparsea.com:3443/PictureServer/default.aspx/SCHNEIDER-K30C003AP_Image1.jpg?A3889C9397807479A2A1A7889A85757D948AA6729D6A607780758786A29679A1B1ACB97680A1A09B | https://pim-kvc.soneparsea.com:3443/PictureServer/default.aspx/SchneiderElectric-K30C003AP_Datasheet1.pdf?A3889C9397807479A2A1A7A8BAA5959DB4AAC68ABE9C93A8C2AEB7729D6A607780758786A2967495C4A6C7ADB79CA4657EB5B8AB | HARMONY K CAM SWITCH 3P 60° 32A SCREW MOUNTING | Harmony K range consists of a wide range of products from 10 A to 150 A for various applications. Cam switches of 12 A and 20 A are available in complete switches and adaptable sub-assemblies for user assembly. Different installation methods are possible on panels or machines such as front mounting, rear mounting, or Multifixing. | Number of poles | 3
| 428 | Automation and Control | Industrial Switch | Selector Switches | HARMONY K CAM SWITCH 3P 60° 32A SCREW MOUNTING | 2509667 | K30C003AP | SCHNEIDER ELECTRIC | 4700 | https://pim-kvc.soneparsea.com:3443/PictureServer/default.aspx/SCHNEIDER-K30C003AP_Image1.jpg?A3889C9397807479A2A1A7889A85757D948AA6729D6A607780758786A29679A1B1ACB97680A1A09B | https://pim-kvc.soneparsea.com:3443/PictureServer/default.aspx/SchneiderElectric-K30C003AP_Datasheet1.pdf?A3889C9397807479A2A1A7A8BAA5959DB4AAC68ABE9C93A8C2AEB7729D6A607780758786A2967495C4A6C7ADB79CA4657EB5B8AB | HARMONY K CAM SWITCH 3P 60° 32A SCREW MOUNTING | Harmony K range consists of a wide range of products from 10 A to 150 A for various applications. Cam switches of 12 A and 20 A are available in complete switches and adaptable sub-assemblies for user assembly. Different installation methods are possible on panels or machines such as front mounting, rear mounting, or Multifixing. | With zero (off) position | yes
| 428 | Automation and Control | Industrial Switch | Selector Switches | HARMONY K CAM SWITCH 3P 60° 32A SCREW MOUNTING | 2509667 | K30C003AP | SCHNEIDER ELECTRIC | 4700 | https://pim-kvc.soneparsea.com:3443/PictureServer/default.aspx/SCHNEIDER-K30C003AP_Image1.jpg?A3889C9397807479A2A1A7889A85757D948AA6729D6A607780758786A29679A1B1ACB97680A1A09B | https://pim-kvc.soneparsea.com:3443/PictureServer/default.aspx/SchneiderElectric-K30C003AP_Datasheet1.pdf?A3889C9397807479A2A1A7A8BAA5959DB4AAC68ABE9C93A8C2AEB7729D6A607780758786A2967495C4A6C7ADB79CA4657EB5B8AB | HARMONY K CAM SWITCH 3P 60° 32A SCREW MOUNTING | Harmony K range consists of a wide range of products from 10 A to 150 A for various applications. Cam switches of 12 A and 20 A are available in complete switches and adaptable sub-assemblies for user assembly. Different installation methods are possible on panels or machines such as front mounting, rear mounting, or Multifixing. | With retraction in 0-position | no
| 428 | Automation and Control | Industrial Switch | Selector Switches | HARMONY K CAM SWITCH 3P 60° 32A SCREW MOUNTING | 2509667 | K30C003AP | SCHNEIDER ELECTRIC | 4700 | https://pim-kvc.soneparsea.com:3443/PictureServer/default.aspx/SCHNEIDER-K30C003AP_Image1.jpg?A3889C9397807479A2A1A7889A85757D948AA6729D6A607780758786A29679A1B1ACB97680A1A09B | https://pim-kvc.soneparsea.com:3443/PictureServer/default.aspx/SchneiderElectric-K30C003AP_Datasheet1.pdf?A3889C9397807479A2A1A7A8BAA5959DB4AAC68ABE9C93A8C2AEB7729D6A607780758786A2967495C4A6C7ADB79CA4657EB5B8AB | HARMONY K CAM SWITCH 3P 60° 32A SCREW MOUNTING | Harmony K range consists of a wide range of products from 10 A to 150 A for various applications. Cam switches of 12 A and 20 A are available in complete switches and adaptable sub-assemblies for user assembly. Different installation methods are possible on panels or machines such as front mounting, rear mounting, or Multifixing. | Rated permanent current Iu | 32A
| 428 | Automation and Control | Industrial Switch | Selector Switches | HARMONY K CAM SWITCH 3P 60° 32A SCREW MOUNTING | 2509667 | K30C003AP | SCHNEIDER ELECTRIC | 4700 | https://pim-kvc.soneparsea.com:3443/PictureServer/default.aspx/SCHNEIDER-K30C003AP_Image1.jpg?A3889C9397807479A2A1A7889A85757D948AA6729D6A607780758786A29679A1B1ACB97680A1A09B | https://pim-kvc.soneparsea.com:3443/PictureServer/default.aspx/SchneiderElectric-K30C003AP_Datasheet1.pdf?A3889C9397807479A2A1A7A8BAA5959DB4AAC68ABE9C93A8C2AEB7729D6A607780758786A2967495C4A6C7ADB79CA4657EB5B8AB | HARMONY K CAM SWITCH 3P 60° 32A SCREW MOUNTING | Harmony K range consists of a wide range of products from 10 A to 150 A for various applications. Cam switches of 12 A and 20 A are available in complete switches and adaptable sub-assemblies for user assembly. Different installation methods are possible on panels or machines such as front mounting, rear mounting, or Multifixing. | Rated operation current Ie at AC-3, 400 V | 0A
| 428 | Automation and Control | Industrial Switch | Selector Switches | HARMONY K CAM SWITCH 3P 60° 32A SCREW MOUNTING | 2509667 | K30C003AP | SCHNEIDER ELECTRIC | 4700 | https://pim-kvc.soneparsea.com:3443/PictureServer/default.aspx/SCHNEIDER-K30C003AP_Image1.jpg?A3889C9397807479A2A1A7889A85757D948AA6729D6A607780758786A29679A1B1ACB97680A1A09B | https://pim-kvc.soneparsea.com:3443/PictureServer/default.aspx/SchneiderElectric-K30C003AP_Datasheet1.pdf?A3889C9397807479A2A1A7A8BAA5959DB4AAC68ABE9C93A8C2AEB7729D6A607780758786A2967495C4A6C7ADB79CA4657EB5B8AB | HARMONY K CAM SWITCH 3P 60° 32A SCREW MOUNTING | Harmony K range consists of a wide range of products from 10 A to 150 A for various applications. Cam switches of 12 A and 20 A are available in complete switches and adaptable sub-assemblies for user assembly. Different installation methods are possible on panels or machines such as front mounting, rear mounting, or Multifixing. | Rated operation power at AC-3, 400 V | 0kW
| 428 | Automation and Control | Industrial Switch | Selector Switches | HARMONY K CAM SWITCH 3P 60° 32A SCREW MOUNTING | 2509667 | K30C003AP | SCHNEIDER ELECTRIC | 4700 | https://pim-kvc.soneparsea.com:3443/PictureServer/default.aspx/SCHNEIDER-K30C003AP_Image1.jpg?A3889C9397807479A2A1A7889A85757D948AA6729D6A607780758786A29679A1B1ACB97680A1A09B | https://pim-kvc.soneparsea.com:3443/PictureServer/default.aspx/SchneiderElectric-K30C003AP_Datasheet1.pdf?A3889C9397807479A2A1A7A8BAA5959DB4AAC68ABE9C93A8C2AEB7729D6A607780758786A2967495C4A6C7ADB79CA4657EB5B8AB | HARMONY K CAM SWITCH 3P 60° 32A SCREW MOUNTING | Harmony K range consists of a wide range of products from 10 A to 150 A for various applications. Cam switches of 12 A and 20 A are available in complete switches and adaptable sub-assemblies for user assembly. Different installation methods are possible on panels or machines such as front mounting, rear mounting, or Multifixing. | Degree of protection (IP), front side | IP40
| 428 | Automation and Control | Industrial Switch | Selector Switches | HARMONY K CAM SWITCH 3P 60° 32A SCREW MOUNTING | 2509667 | K30C003AP | SCHNEIDER ELECTRIC | 4700 | https://pim-kvc.soneparsea.com:3443/PictureServer/default.aspx/SCHNEIDER-K30C003AP_Image1.jpg?A3889C9397807479A2A1A7889A85757D948AA6729D6A607780758786A29679A1B1ACB97680A1A09B | https://pim-kvc.soneparsea.com:3443/PictureServer/default.aspx/SchneiderElectric-K30C003AP_Datasheet1.pdf?A3889C9397807479A2A1A7A8BAA5959DB4AAC68ABE9C93A8C2AEB7729D6A607780758786A2967495C4A6C7ADB79CA4657EB5B8AB | HARMONY K CAM SWITCH 3P 60° 32A SCREW MOUNTING | Harmony K range consists of a wide range of products from 10 A to 150 A for various applications. Cam switches of 12 A and 20 A are available in complete switches and adaptable sub-assemblies for user assembly. Different installation methods are possible on panels or machines such as front mounting, rear mounting, or Multifixing. | Degree of protection (NEMA), front side | Other
| 428 | Automation and Control | Industrial Switch | Selector Switches | HARMONY K CAM SWITCH 3P 60° 32A SCREW MOUNTING | 2509667 | K30C003AP | SCHNEIDER ELECTRIC | 4700 | https://pim-kvc.soneparsea.com:3443/PictureServer/default.aspx/SCHNEIDER-K30C003AP_Image1.jpg?A3889C9397807479A2A1A7889A85757D948AA6729D6A607780758786A29679A1B1ACB97680A1A09B | https://pim-kvc.soneparsea.com:3443/PictureServer/default.aspx/SchneiderElectric-K30C003AP_Datasheet1.pdf?A3889C9397807479A2A1A7A8BAA5959DB4AAC68ABE9C93A8C2AEB7729D6A607780758786A2967495C4A6C7ADB79CA4657EB5B8AB | HARMONY K CAM SWITCH 3P 60° 32A SCREW MOUNTING | Harmony K range consists of a wide range of products from 10 A to 150 A for various applications. Cam switches of 12 A and 20 A are available in complete switches and adaptable sub-assemblies for user assembly. Different installation methods are possible on panels or machines such as front mounting, rear mounting, or Multifixing. | Number of auxiliary contacts as normally closed contact | 0
| 428 | Automation and Control | Industrial Switch | Selector Switches | HARMONY K CAM SWITCH 3P 60° 32A SCREW MOUNTING | 2509667 | K30C003AP | SCHNEIDER ELECTRIC | 4700 | https://pim-kvc.soneparsea.com:3443/PictureServer/default.aspx/SCHNEIDER-K30C003AP_Image1.jpg?A3889C9397807479A2A1A7889A85757D948AA6729D6A607780758786A29679A1B1ACB97680A1A09B | https://pim-kvc.soneparsea.com:3443/PictureServer/default.aspx/SchneiderElectric-K30C003AP_Datasheet1.pdf?A3889C9397807479A2A1A7A8BAA5959DB4AAC68ABE9C93A8C2AEB7729D6A607780758786A2967495C4A6C7ADB79CA4657EB5B8AB | HARMONY K CAM SWITCH 3P 60° 32A SCREW MOUNTING | Harmony K range consists of a wide range of products from 10 A to 150 A for various applications. Cam switches of 12 A and 20 A are available in complete switches and adaptable sub-assemblies for user assembly. Different installation methods are possible on panels or machines such as front mounting, rear mounting, or Multifixing. | Number of auxiliary contacts as normally open contact | 0
| 428 | Automation and Control | Industrial Switch | Selector Switches | HARMONY K CAM SWITCH 3P 60° 32A SCREW MOUNTING | 2509667 | K30C003AP | SCHNEIDER ELECTRIC | 4700 | https://pim-kvc.soneparsea.com:3443/PictureServer/default.aspx/SCHNEIDER-K30C003AP_Image1.jpg?A3889C9397807479A2A1A7889A85757D948AA6729D6A607780758786A29679A1B1ACB97680A1A09B | https://pim-kvc.soneparsea.com:3443/PictureServer/default.aspx/SchneiderElectric-K30C003AP_Datasheet1.pdf?A3889C9397807479A2A1A7A8BAA5959DB4AAC68ABE9C93A8C2AEB7729D6A607780758786A2967495C4A6C7ADB79CA4657EB5B8AB | HARMONY K CAM SWITCH 3P 60° 32A SCREW MOUNTING | Harmony K range consists of a wide range of products from 10 A to 150 A for various applications. Cam switches of 12 A and 20 A are available in complete switches and adaptable sub-assemblies for user assembly. Different installation methods are possible on panels or machines such as front mounting, rear mounting, or Multifixing. | Number of auxiliary contacts as change-over contact | 0
| 428 | Automation and Control | Industrial Switch | Selector Switches | HARMONY K CAM SWITCH 3P 60° 32A SCREW MOUNTING | 2509667 | K30C003AP | SCHNEIDER ELECTRIC | 4700 | https://pim-kvc.soneparsea.com:3443/PictureServer/default.aspx/SCHNEIDER-K30C003AP_Image1.jpg?A3889C9397807479A2A1A7889A85757D948AA6729D6A607780758786A29679A1B1ACB97680A1A09B | https://pim-kvc.soneparsea.com:3443/PictureServer/default.aspx/SchneiderElectric-K30C003AP_Datasheet1.pdf?A3889C9397807479A2A1A7A8BAA5959DB4AAC68ABE9C93A8C2AEB7729D6A607780758786A2967495C4A6C7ADB79CA4657EB5B8AB | HARMONY K CAM SWITCH 3P 60° 32A SCREW MOUNTING | Harmony K range consists of a wide range of products from 10 A to 150 A for various applications. Cam switches of 12 A and 20 A are available in complete switches and adaptable sub-assemblies for user assembly. Different installation methods are possible on panels or machines such as front mounting, rear mounting, or Multifixing. | Suitable for floor mounting | no
| 428 | Automation and Control | Industrial Switch | Selector Switches | HARMONY K CAM SWITCH 3P 60° 32A SCREW MOUNTING | 2509667 | K30C003AP | SCHNEIDER ELECTRIC | 4700 | https://pim-kvc.soneparsea.com:3443/PictureServer/default.aspx/SCHNEIDER-K30C003AP_Image1.jpg?A3889C9397807479A2A1A7889A85757D948AA6729D6A607780758786A29679A1B1ACB97680A1A09B | https://pim-kvc.soneparsea.com:3443/PictureServer/default.aspx/SchneiderElectric-K30C003AP_Datasheet1.pdf?A3889C9397807479A2A1A7A8BAA5959DB4AAC68ABE9C93A8C2AEB7729D6A607780758786A2967495C4A6C7ADB79CA4657EB5B8AB | HARMONY K CAM SWITCH 3P 60° 32A SCREW MOUNTING | Harmony K range consists of a wide range of products from 10 A to 150 A for various applications. Cam switches of 12 A and 20 A are available in complete switches and adaptable sub-assemblies for user assembly. Different installation methods are possible on panels or machines such as front mounting, rear mounting, or Multifixing. | Suitable for front mounting | yes
| 428 | Automation and Control | Industrial Switch | Selector Switches | HARMONY K CAM SWITCH 3P 60° 32A SCREW MOUNTING | 2509667 | K30C003AP | SCHNEIDER ELECTRIC | 4700 | https://pim-kvc.soneparsea.com:3443/PictureServer/default.aspx/SCHNEIDER-K30C003AP_Image1.jpg?A3889C9397807479A2A1A7889A85757D948AA6729D6A607780758786A29679A1B1ACB97680A1A09B | https://pim-kvc.soneparsea.com:3443/PictureServer/default.aspx/SchneiderElectric-K30C003AP_Datasheet1.pdf?A3889C9397807479A2A1A7A8BAA5959DB4AAC68ABE9C93A8C2AEB7729D6A607780758786A2967495C4A6C7ADB79CA4657EB5B8AB | HARMONY K CAM SWITCH 3P 60° 32A SCREW MOUNTING | Harmony K range consists of a wide range of products from 10 A to 150 A for various applications. Cam switches of 12 A and 20 A are available in complete switches and adaptable sub-assemblies for user assembly. Different installation methods are possible on panels or machines such as front mounting, rear mounting, or Multifixing. | Suitable for distribution board installation | no
| 428 | Automation and Control | Industrial Switch | Selector Switches | HARMONY K CAM SWITCH 3P 60° 32A SCREW MOUNTING | 2509667 | K30C003AP | SCHNEIDER ELECTRIC | 4700 | https://pim-kvc.soneparsea.com:3443/PictureServer/default.aspx/SCHNEIDER-K30C003AP_Image1.jpg?A3889C9397807479A2A1A7889A85757D948AA6729D6A607780758786A29679A1B1ACB97680A1A09B | https://pim-kvc.soneparsea.com:3443/PictureServer/default.aspx/SchneiderElectric-K30C003AP_Datasheet1.pdf?A3889C9397807479A2A1A7A8BAA5959DB4AAC68ABE9C93A8C2AEB7729D6A607780758786A2967495C4A6C7ADB79CA4657EB5B8AB | HARMONY K CAM SWITCH 3P 60° 32A SCREW MOUNTING | Harmony K range consists of a wide range of products from 10 A to 150 A for various applications. Cam switches of 12 A and 20 A are available in complete switches and adaptable sub-assemblies for user assembly. Different installation methods are possible on panels or machines such as front mounting, rear mounting, or Multifixing. | Suitable for intermediate mounting | yes
| 428 | Automation and Control | Industrial Switch | Selector Switches | HARMONY K CAM SWITCH 3P 60° 32A SCREW MOUNTING | 2509667 | K30C003AP | SCHNEIDER ELECTRIC | 4700 | https://pim-kvc.soneparsea.com:3443/PictureServer/default.aspx/SCHNEIDER-K30C003AP_Image1.jpg?A3889C9397807479A2A1A7889A85757D948AA6729D6A607780758786A29679A1B1ACB97680A1A09B | https://pim-kvc.soneparsea.com:3443/PictureServer/default.aspx/SchneiderElectric-K30C003AP_Datasheet1.pdf?A3889C9397807479A2A1A7A8BAA5959DB4AAC68ABE9C93A8C2AEB7729D6A607780758786A2967495C4A6C7ADB79CA4657EB5B8AB | HARMONY K CAM SWITCH 3P 60° 32A SCREW MOUNTING | Harmony K range consists of a wide range of products from 10 A to 150 A for various applications. Cam switches of 12 A and 20 A are available in complete switches and adaptable sub-assemblies for user assembly. Different installation methods are possible on panels or machines such as front mounting, rear mounting, or Multifixing. | Complete device in housing | yes
| 428 | Automation and Control | Industrial Switch | Selector Switches | HARMONY K CAM SWITCH 3P 60° 32A SCREW MOUNTING | 2509667 | K30C003AP | SCHNEIDER ELECTRIC | 4700 | https://pim-kvc.soneparsea.com:3443/PictureServer/default.aspx/SCHNEIDER-K30C003AP_Image1.jpg?A3889C9397807479A2A1A7889A85757D948AA6729D6A607780758786A29679A1B1ACB97680A1A09B | https://pim-kvc.soneparsea.com:3443/PictureServer/default.aspx/SchneiderElectric-K30C003AP_Datasheet1.pdf?A3889C9397807479A2A1A7A8BAA5959DB4AAC68ABE9C93A8C2AEB7729D6A607780758786A2967495C4A6C7ADB79CA4657EB5B8AB | HARMONY K CAM SWITCH 3P 60° 32A SCREW MOUNTING | Harmony K range consists of a wide range of products from 10 A to 150 A for various applications. Cam switches of 12 A and 20 A are available in complete switches and adaptable sub-assemblies for user assembly. Different installation methods are possible on panels or machines such as front mounting, rear mounting, or Multifixing. | Type of control element | Long turning handle
| 428 | Automation and Control | Industrial Switch | Selector Switches | HARMONY K CAM SWITCH 3P 60° 32A SCREW MOUNTING | 2509667 | K30C003AP | SCHNEIDER ELECTRIC | 4700 | https://pim-kvc.soneparsea.com:3443/PictureServer/default.aspx/SCHNEIDER-K30C003AP_Image1.jpg?A3889C9397807479A2A1A7889A85757D948AA6729D6A607780758786A29679A1B1ACB97680A1A09B | https://pim-kvc.soneparsea.com:3443/PictureServer/default.aspx/SchneiderElectric-K30C003AP_Datasheet1.pdf?A3889C9397807479A2A1A7A8BAA5959DB4AAC68ABE9C93A8C2AEB7729D6A607780758786A2967495C4A6C7ADB79CA4657EB5B8AB | HARMONY K CAM SWITCH 3P 60° 32A SCREW MOUNTING | Harmony K range consists of a wide range of products from 10 A to 150 A for various applications. Cam switches of 12 A and 20 A are available in complete switches and adaptable sub-assemblies for user assembly. Different installation methods are possible on panels or machines such as front mounting, rear mounting, or Multifixing. | Type of electrical connection of main circuit | Screw connection
| 429 | Automation and Control | Industrial Switch | Selector Switches | HARMONY K CAM SWITCH 4P 90° 32A SCREW MOUNTING | 2509669 | K30D004HP | SCHNEIDER ELECTRIC | 5415 | https://pim-kvc.soneparsea.com:3443/PictureServer/default.aspx/SCHNEIDER-K30D004HP_Image1.jpg?A3889C9397807479A2A1A7889A85757D948AA6729D6A60788075888DA29679A1B1ACB97680A1A09B | https://pim-kvc.soneparsea.com:3443/PictureServer/default.aspx/SchneiderElectric-K30D004HP_Datasheet1.pdf?A3889C9397807479A2A1A7A8BAA5959DB4AAC68ABE9C93A8C2AEB7729D6A60788075888DA2967495C4A6C7ADB79CA4657EB5B8AB | HARMONY K CAM SWITCH 4P 90° 32A SCREW MOUNTING | Harmony K range consists of a wide range of products from 10A to 150A for various applications. Cam switches of 12A and 20A are available in complete switches and adaptable sub-assemblies for user assembly. Customers can achieve perfect machine aesthetics using Harmony Ø 22 handles. Different installation methods are possible on panels or machines such as front mounting, rear mounting, or Multifixing. Cam switches can come preconfigured (catalog) or custom-design for greater flexibility. These cam switches are used for building control panels and consoles to allow control of processes and utilities. | Number of poles | 4
| 429 | Automation and Control | Industrial Switch | Selector Switches | HARMONY K CAM SWITCH 4P 90° 32A SCREW MOUNTING | 2509669 | K30D004HP | SCHNEIDER ELECTRIC | 5415 | https://pim-kvc.soneparsea.com:3443/PictureServer/default.aspx/SCHNEIDER-K30D004HP_Image1.jpg?A3889C9397807479A2A1A7889A85757D948AA6729D6A60788075888DA29679A1B1ACB97680A1A09B | https://pim-kvc.soneparsea.com:3443/PictureServer/default.aspx/SchneiderElectric-K30D004HP_Datasheet1.pdf?A3889C9397807479A2A1A7A8BAA5959DB4AAC68ABE9C93A8C2AEB7729D6A60788075888DA2967495C4A6C7ADB79CA4657EB5B8AB | HARMONY K CAM SWITCH 4P 90° 32A SCREW MOUNTING | Harmony K range consists of a wide range of products from 10A to 150A for various applications. Cam switches of 12A and 20A are available in complete switches and adaptable sub-assemblies for user assembly. Customers can achieve perfect machine aesthetics using Harmony Ø 22 handles. Different installation methods are possible on panels or machines such as front mounting, rear mounting, or Multifixing. Cam switches can come preconfigured (catalog) or custom-design for greater flexibility. These cam switches are used for building control panels and consoles to allow control of processes and utilities. | Rated permanent current Iu | 32A
| 429 | Automation and Control | Industrial Switch | Selector Switches | HARMONY K CAM SWITCH 4P 90° 32A SCREW MOUNTING | 2509669 | K30D004HP | SCHNEIDER ELECTRIC | 5415 | https://pim-kvc.soneparsea.com:3443/PictureServer/default.aspx/SCHNEIDER-K30D004HP_Image1.jpg?A3889C9397807479A2A1A7889A85757D948AA6729D6A60788075888DA29679A1B1ACB97680A1A09B | https://pim-kvc.soneparsea.com:3443/PictureServer/default.aspx/SchneiderElectric-K30D004HP_Datasheet1.pdf?A3889C9397807479A2A1A7A8BAA5959DB4AAC68ABE9C93A8C2AEB7729D6A60788075888DA2967495C4A6C7ADB79CA4657EB5B8AB | HARMONY K CAM SWITCH 4P 90° 32A SCREW MOUNTING | Harmony K range consists of a wide range of products from 10A to 150A for various applications. Cam switches of 12A and 20A are available in complete switches and adaptable sub-assemblies for user assembly. Customers can achieve perfect machine aesthetics using Harmony Ø 22 handles. Different installation methods are possible on panels or machines such as front mounting, rear mounting, or Multifixing. Cam switches can come preconfigured (catalog) or custom-design for greater flexibility. These cam switches are used for building control panels and consoles to allow control of processes and utilities. | Degree of protection (IP), front side | IP40
| 429 | Automation and Control | Industrial Switch | Selector Switches | HARMONY K CAM SWITCH 4P 90° 32A SCREW MOUNTING | 2509669 | K30D004HP | SCHNEIDER ELECTRIC | 5415 | https://pim-kvc.soneparsea.com:3443/PictureServer/default.aspx/SCHNEIDER-K30D004HP_Image1.jpg?A3889C9397807479A2A1A7889A85757D948AA6729D6A60788075888DA29679A1B1ACB97680A1A09B | https://pim-kvc.soneparsea.com:3443/PictureServer/default.aspx/SchneiderElectric-K30D004HP_Datasheet1.pdf?A3889C9397807479A2A1A7A8BAA5959DB4AAC68ABE9C93A8C2AEB7729D6A60788075888DA2967495C4A6C7ADB79CA4657EB5B8AB | HARMONY K CAM SWITCH 4P 90° 32A SCREW MOUNTING | Harmony K range consists of a wide range of products from 10A to 150A for various applications. Cam switches of 12A and 20A are available in complete switches and adaptable sub-assemblies for user assembly. Customers can achieve perfect machine aesthetics using Harmony Ø 22 handles. Different installation methods are possible on panels or machines such as front mounting, rear mounting, or Multifixing. Cam switches can come preconfigured (catalog) or custom-design for greater flexibility. These cam switches are used for building control panels and consoles to allow control of processes and utilities. | Material housing | Plastic
| 429 | Automation and Control | Industrial Switch | Selector Switches | HARMONY K CAM SWITCH 4P 90° 32A SCREW MOUNTING | 2509669 | K30D004HP | SCHNEIDER ELECTRIC | 5415 | https://pim-kvc.soneparsea.com:3443/PictureServer/default.aspx/SCHNEIDER-K30D004HP_Image1.jpg?A3889C9397807479A2A1A7889A85757D948AA6729D6A60788075888DA29679A1B1ACB97680A1A09B | https://pim-kvc.soneparsea.com:3443/PictureServer/default.aspx/SchneiderElectric-K30D004HP_Datasheet1.pdf?A3889C9397807479A2A1A7A8BAA5959DB4AAC68ABE9C93A8C2AEB7729D6A60788075888DA2967495C4A6C7ADB79CA4657EB5B8AB | HARMONY K CAM SWITCH 4P 90° 32A SCREW MOUNTING | Harmony K range consists of a wide range of products from 10A to 150A for various applications. Cam switches of 12A and 20A are available in complete switches and adaptable sub-assemblies for user assembly. Customers can achieve perfect machine aesthetics using Harmony Ø 22 handles. Different installation methods are possible on panels or machines such as front mounting, rear mounting, or Multifixing. Cam switches can come preconfigured (catalog) or custom-design for greater flexibility. These cam switches are used for building control panels and consoles to allow control of processes and utilities. | Type of control element | Other
| 430 | Automation and Control | Industrial Switch | Industrial Switch Accessories | CONTACT BLOCK OR USE WITH ZERO POSITION INTERLOCKING HANDLE | 2518507 | XKBZ969 | SCHNEIDER ELECTRIC | 10350 | https://pim-kvc.soneparsea.com:3443/PictureServer/default.aspx/schneider-XKBZ969_Image1.JPG?A3889C9397807479A2A1C7A8BAA5959DB4AAC672AA82728E897B8DA49BA4919BB576828FA27E | https://pim-kvc.soneparsea.com:3443/PictureServer/default.aspx/schneider-XKBZ969_Datasheet1.pdf?A3889C9397807479A2A1C7A8BAA5959DB4AAC672AA82728E897B8DA49698A495C3ADB9AAC6685EA4B4AB | CONTACT BLOCK OR USE WITH ZERO (CENTER) POSITION INTERLOCKING HANDLE | Harmony joystick controllers are designed to fit into portable controller stations or controller desks for controlling hoisting and material handling equipment. Used in association with automation system equipment, they ensure the starting, acceleration and braking of the drive motors. Robust and protected from dust and damp, they can be used in the most severe environments. | Type of electrical accessory/spare part | Other
| 431 | Automation and Control | Industrial Switch | Control Switch | KAVACHA WEATHER PROOF ISOLATOR SWITCH IP66 2P 20A | 2518723 | WHD20_GY | SCHNEIDER ELECTRIC | 785 | https://pim-kvc.soneparsea.com:3443/PictureServer/default.aspx/schneider-WHD20_GY_Image1.JPG?A3889C9397807479A2A1C7A8BAA5959DB4AAC672A97F746680A49B9EB1809D95B7AA85739C8777 | https://pim-kvc.soneparsea.com:3443/PictureServer/default.aspx/schneider-WHD20_GY_Datasheet1.pdf?A3889C9397807479A2A1C7A8BAA5959DB4AAC672A97F746680A49B9EB17B91A8B1B8BCAAB7AB6162C0A9BA | KAVACHA WEATHER PROOF ISOLATOR SWITCH IP66 2P 20A | The conventional approach to achieve waterproof protection is to add a waterproof cover that closes over an electricity point and keeps it dry. But typically these covers don’t offer full-time protection. They must be opened to access the switch or socket – the protection is gone when you need it most. With its patent-pending design, Kavacha Full-time Weatherproof Covers enable electrical points to be operative even when the covers are closed. You get full-time protection if someone touches the area with wet hands, and in a humid environment. You get uninterrupted safety, in other words, full-time protection for complete peace of mind, across the entire Kavacha range. Kavacha by Schneider Electric is a uniquely designed range of weatherproof devices developed specially to offer full-time protection around areas that are especially susceptible to water, rain and moisture, both indoor and outdoor. | Max. rated operation voltage Ue AC | 440V
| 431 | Automation and Control | Industrial Switch | Control Switch | KAVACHA WEATHER PROOF ISOLATOR SWITCH IP66 2P 20A | 2518723 | WHD20_GY | SCHNEIDER ELECTRIC | 785 | https://pim-kvc.soneparsea.com:3443/PictureServer/default.aspx/schneider-WHD20_GY_Image1.JPG?A3889C9397807479A2A1C7A8BAA5959DB4AAC672A97F746680A49B9EB1809D95B7AA85739C8777 | https://pim-kvc.soneparsea.com:3443/PictureServer/default.aspx/schneider-WHD20_GY_Datasheet1.pdf?A3889C9397807479A2A1C7A8BAA5959DB4AAC672A97F746680A49B9EB17B91A8B1B8BCAAB7AB6162C0A9BA | KAVACHA WEATHER PROOF ISOLATOR SWITCH IP66 2P 20A | The conventional approach to achieve waterproof protection is to add a waterproof cover that closes over an electricity point and keeps it dry. But typically these covers don’t offer full-time protection. They must be opened to access the switch or socket – the protection is gone when you need it most. With its patent-pending design, Kavacha Full-time Weatherproof Covers enable electrical points to be operative even when the covers are closed. You get full-time protection if someone touches the area with wet hands, and in a humid environment. You get uninterrupted safety, in other words, full-time protection for complete peace of mind, across the entire Kavacha range. Kavacha by Schneider Electric is a uniquely designed range of weatherproof devices developed specially to offer full-time protection around areas that are especially susceptible to water, rain and moisture, both indoor and outdoor. | Rated operating voltage | 440...440V
| 431 | Automation and Control | Industrial Switch | Control Switch | KAVACHA WEATHER PROOF ISOLATOR SWITCH IP66 2P 20A | 2518723 | WHD20_GY | SCHNEIDER ELECTRIC | 785 | https://pim-kvc.soneparsea.com:3443/PictureServer/default.aspx/schneider-WHD20_GY_Image1.JPG?A3889C9397807479A2A1C7A8BAA5959DB4AAC672A97F746680A49B9EB1809D95B7AA85739C8777 | https://pim-kvc.soneparsea.com:3443/PictureServer/default.aspx/schneider-WHD20_GY_Datasheet1.pdf?A3889C9397807479A2A1C7A8BAA5959DB4AAC672A97F746680A49B9EB17B91A8B1B8BCAAB7AB6162C0A9BA | KAVACHA WEATHER PROOF ISOLATOR SWITCH IP66 2P 20A | The conventional approach to achieve waterproof protection is to add a waterproof cover that closes over an electricity point and keeps it dry. But typically these covers don’t offer full-time protection. They must be opened to access the switch or socket – the protection is gone when you need it most. With its patent-pending design, Kavacha Full-time Weatherproof Covers enable electrical points to be operative even when the covers are closed. You get full-time protection if someone touches the area with wet hands, and in a humid environment. You get uninterrupted safety, in other words, full-time protection for complete peace of mind, across the entire Kavacha range. Kavacha by Schneider Electric is a uniquely designed range of weatherproof devices developed specially to offer full-time protection around areas that are especially susceptible to water, rain and moisture, both indoor and outdoor. | Rated permanent current Iu | 20A
| 431 | Automation and Control | Industrial Switch | Control Switch | KAVACHA WEATHER PROOF ISOLATOR SWITCH IP66 2P 20A | 2518723 | WHD20_GY | SCHNEIDER ELECTRIC | 785 | https://pim-kvc.soneparsea.com:3443/PictureServer/default.aspx/schneider-WHD20_GY_Image1.JPG?A3889C9397807479A2A1C7A8BAA5959DB4AAC672A97F746680A49B9EB1809D95B7AA85739C8777 | https://pim-kvc.soneparsea.com:3443/PictureServer/default.aspx/schneider-WHD20_GY_Datasheet1.pdf?A3889C9397807479A2A1C7A8BAA5959DB4AAC672A97F746680A49B9EB17B91A8B1B8BCAAB7AB6162C0A9BA | KAVACHA WEATHER PROOF ISOLATOR SWITCH IP66 2P 20A | The conventional approach to achieve waterproof protection is to add a waterproof cover that closes over an electricity point and keeps it dry. But typically these covers don’t offer full-time protection. They must be opened to access the switch or socket – the protection is gone when you need it most. With its patent-pending design, Kavacha Full-time Weatherproof Covers enable electrical points to be operative even when the covers are closed. You get full-time protection if someone touches the area with wet hands, and in a humid environment. You get uninterrupted safety, in other words, full-time protection for complete peace of mind, across the entire Kavacha range. Kavacha by Schneider Electric is a uniquely designed range of weatherproof devices developed specially to offer full-time protection around areas that are especially susceptible to water, rain and moisture, both indoor and outdoor. | Rated operation power at AC-3, 400 V | 0kW
| 431 | Automation and Control | Industrial Switch | Control Switch | KAVACHA WEATHER PROOF ISOLATOR SWITCH IP66 2P 20A | 2518723 | WHD20_GY | SCHNEIDER ELECTRIC | 785 | https://pim-kvc.soneparsea.com:3443/PictureServer/default.aspx/schneider-WHD20_GY_Image1.JPG?A3889C9397807479A2A1C7A8BAA5959DB4AAC672A97F746680A49B9EB1809D95B7AA85739C8777 | https://pim-kvc.soneparsea.com:3443/PictureServer/default.aspx/schneider-WHD20_GY_Datasheet1.pdf?A3889C9397807479A2A1C7A8BAA5959DB4AAC672A97F746680A49B9EB17B91A8B1B8BCAAB7AB6162C0A9BA | KAVACHA WEATHER PROOF ISOLATOR SWITCH IP66 2P 20A | The conventional approach to achieve waterproof protection is to add a waterproof cover that closes over an electricity point and keeps it dry. But typically these covers don’t offer full-time protection. They must be opened to access the switch or socket – the protection is gone when you need it most. With its patent-pending design, Kavacha Full-time Weatherproof Covers enable electrical points to be operative even when the covers are closed. You get full-time protection if someone touches the area with wet hands, and in a humid environment. You get uninterrupted safety, in other words, full-time protection for complete peace of mind, across the entire Kavacha range. Kavacha by Schneider Electric is a uniquely designed range of weatherproof devices developed specially to offer full-time protection around areas that are especially susceptible to water, rain and moisture, both indoor and outdoor. | Number of poles | 2
| 431 | Automation and Control | Industrial Switch | Control Switch | KAVACHA WEATHER PROOF ISOLATOR SWITCH IP66 2P 20A | 2518723 | WHD20_GY | SCHNEIDER ELECTRIC | 785 | https://pim-kvc.soneparsea.com:3443/PictureServer/default.aspx/schneider-WHD20_GY_Image1.JPG?A3889C9397807479A2A1C7A8BAA5959DB4AAC672A97F746680A49B9EB1809D95B7AA85739C8777 | https://pim-kvc.soneparsea.com:3443/PictureServer/default.aspx/schneider-WHD20_GY_Datasheet1.pdf?A3889C9397807479A2A1C7A8BAA5959DB4AAC672A97F746680A49B9EB17B91A8B1B8BCAAB7AB6162C0A9BA | KAVACHA WEATHER PROOF ISOLATOR SWITCH IP66 2P 20A | The conventional approach to achieve waterproof protection is to add a waterproof cover that closes over an electricity point and keeps it dry. But typically these covers don’t offer full-time protection. They must be opened to access the switch or socket – the protection is gone when you need it most. With its patent-pending design, Kavacha Full-time Weatherproof Covers enable electrical points to be operative even when the covers are closed. You get full-time protection if someone touches the area with wet hands, and in a humid environment. You get uninterrupted safety, in other words, full-time protection for complete peace of mind, across the entire Kavacha range. Kavacha by Schneider Electric is a uniquely designed range of weatherproof devices developed specially to offer full-time protection around areas that are especially susceptible to water, rain and moisture, both indoor and outdoor. | Device construction | Built-in device fixed built-in technique
| 431 | Automation and Control | Industrial Switch | Control Switch | KAVACHA WEATHER PROOF ISOLATOR SWITCH IP66 2P 20A | 2518723 | WHD20_GY | SCHNEIDER ELECTRIC | 785 | https://pim-kvc.soneparsea.com:3443/PictureServer/default.aspx/schneider-WHD20_GY_Image1.JPG?A3889C9397807479A2A1C7A8BAA5959DB4AAC672A97F746680A49B9EB1809D95B7AA85739C8777 | https://pim-kvc.soneparsea.com:3443/PictureServer/default.aspx/schneider-WHD20_GY_Datasheet1.pdf?A3889C9397807479A2A1C7A8BAA5959DB4AAC672A97F746680A49B9EB17B91A8B1B8BCAAB7AB6162C0A9BA | KAVACHA WEATHER PROOF ISOLATOR SWITCH IP66 2P 20A | The conventional approach to achieve waterproof protection is to add a waterproof cover that closes over an electricity point and keeps it dry. But typically these covers don’t offer full-time protection. They must be opened to access the switch or socket – the protection is gone when you need it most. With its patent-pending design, Kavacha Full-time Weatherproof Covers enable electrical points to be operative even when the covers are closed. You get full-time protection if someone touches the area with wet hands, and in a humid environment. You get uninterrupted safety, in other words, full-time protection for complete peace of mind, across the entire Kavacha range. Kavacha by Schneider Electric is a uniquely designed range of weatherproof devices developed specially to offer full-time protection around areas that are especially susceptible to water, rain and moisture, both indoor and outdoor. | Suitable for floor mounting | no
| 431 | Automation and Control | Industrial Switch | Control Switch | KAVACHA WEATHER PROOF ISOLATOR SWITCH IP66 2P 20A | 2518723 | WHD20_GY | SCHNEIDER ELECTRIC | 785 | https://pim-kvc.soneparsea.com:3443/PictureServer/default.aspx/schneider-WHD20_GY_Image1.JPG?A3889C9397807479A2A1C7A8BAA5959DB4AAC672A97F746680A49B9EB1809D95B7AA85739C8777 | https://pim-kvc.soneparsea.com:3443/PictureServer/default.aspx/schneider-WHD20_GY_Datasheet1.pdf?A3889C9397807479A2A1C7A8BAA5959DB4AAC672A97F746680A49B9EB17B91A8B1B8BCAAB7AB6162C0A9BA | KAVACHA WEATHER PROOF ISOLATOR SWITCH IP66 2P 20A | The conventional approach to achieve waterproof protection is to add a waterproof cover that closes over an electricity point and keeps it dry. But typically these covers don’t offer full-time protection. They must be opened to access the switch or socket – the protection is gone when you need it most. With its patent-pending design, Kavacha Full-time Weatherproof Covers enable electrical points to be operative even when the covers are closed. You get full-time protection if someone touches the area with wet hands, and in a humid environment. You get uninterrupted safety, in other words, full-time protection for complete peace of mind, across the entire Kavacha range. Kavacha by Schneider Electric is a uniquely designed range of weatherproof devices developed specially to offer full-time protection around areas that are especially susceptible to water, rain and moisture, both indoor and outdoor. | Type of control element | Toggle
| 431 | Automation and Control | Industrial Switch | Control Switch | KAVACHA WEATHER PROOF ISOLATOR SWITCH IP66 2P 20A | 2518723 | WHD20_GY | SCHNEIDER ELECTRIC | 785 | https://pim-kvc.soneparsea.com:3443/PictureServer/default.aspx/schneider-WHD20_GY_Image1.JPG?A3889C9397807479A2A1C7A8BAA5959DB4AAC672A97F746680A49B9EB1809D95B7AA85739C8777 | https://pim-kvc.soneparsea.com:3443/PictureServer/default.aspx/schneider-WHD20_GY_Datasheet1.pdf?A3889C9397807479A2A1C7A8BAA5959DB4AAC672A97F746680A49B9EB17B91A8B1B8BCAAB7AB6162C0A9BA | KAVACHA WEATHER PROOF ISOLATOR SWITCH IP66 2P 20A | The conventional approach to achieve waterproof protection is to add a waterproof cover that closes over an electricity point and keeps it dry. But typically these covers don’t offer full-time protection. They must be opened to access the switch or socket – the protection is gone when you need it most. With its patent-pending design, Kavacha Full-time Weatherproof Covers enable electrical points to be operative even when the covers are closed. You get full-time protection if someone touches the area with wet hands, and in a humid environment. You get uninterrupted safety, in other words, full-time protection for complete peace of mind, across the entire Kavacha range. Kavacha by Schneider Electric is a uniquely designed range of weatherproof devices developed specially to offer full-time protection around areas that are especially susceptible to water, rain and moisture, both indoor and outdoor. | Type of electrical connection of main circuit | Screw connection
| 431 | Automation and Control | Industrial Switch | Control Switch | KAVACHA WEATHER PROOF ISOLATOR SWITCH IP66 2P 20A | 2518723 | WHD20_GY | SCHNEIDER ELECTRIC | 785 | https://pim-kvc.soneparsea.com:3443/PictureServer/default.aspx/schneider-WHD20_GY_Image1.JPG?A3889C9397807479A2A1C7A8BAA5959DB4AAC672A97F746680A49B9EB1809D95B7AA85739C8777 | https://pim-kvc.soneparsea.com:3443/PictureServer/default.aspx/schneider-WHD20_GY_Datasheet1.pdf?A3889C9397807479A2A1C7A8BAA5959DB4AAC672A97F746680A49B9EB17B91A8B1B8BCAAB7AB6162C0A9BA | KAVACHA WEATHER PROOF ISOLATOR SWITCH IP66 2P 20A | The conventional approach to achieve waterproof protection is to add a waterproof cover that closes over an electricity point and keeps it dry. But typically these covers don’t offer full-time protection. They must be opened to access the switch or socket – the protection is gone when you need it most. With its patent-pending design, Kavacha Full-time Weatherproof Covers enable electrical points to be operative even when the covers are closed. You get full-time protection if someone touches the area with wet hands, and in a humid environment. You get uninterrupted safety, in other words, full-time protection for complete peace of mind, across the entire Kavacha range. Kavacha by Schneider Electric is a uniquely designed range of weatherproof devices developed specially to offer full-time protection around areas that are especially susceptible to water, rain and moisture, both indoor and outdoor. | Degree of protection (IP), front side | IP56
| 432 | Automation and Control | Industrial Switch | Control Switch | KAVACHA WEATHER PROOF ISOLATOR SWITCH IP66 2P 35A | 2519670 | WHD35_GY | SCHNEIDER ELECTRIC | 910 | https://pim-kvc.soneparsea.com:3443/PictureServer/default.aspx/schneider-WHD35_GY_Image1.JPG?A3889C9397807479A2A1C7A8BAA5959DB4AAC672A97F746785A49B9EB1809D95B7AA85739C8777 | https://pim-kvc.soneparsea.com:3443/PictureServer/default.aspx/schneider-WHD35_GY_Datasheet1.pdf?A3889C9397807479A2A1C7A8BAA5959DB4AAC672A97F746785A49B9EB17B91A8B1B8BCAAB7AB6162C0A9BA | KAVACHA WEATHER PROOF ISOLATOR SWITCH IP66 2P 35A | The conventional approach to achieve waterproof protection is to add a waterproof cover that closes over an electricity point and keeps it dry. But typically these covers don’t offer full-time protection. They must be opened to access the switch or socket – the protection is gone when you need it most. With its patent-pending design, Kavacha Full-time Weatherproof Covers enable electrical points to be operative even when the covers are closed. You get full-time protection if someone touches the area with wet hands, and in a humid environment. You get uninterrupted safety, in other words, full-time protection for complete peace of mind, across the entire Kavacha range. Kavacha by Schneider Electric is a uniquely designed range of weatherproof devices developed specially to offer full-time protection around areas that are especially susceptible to water, rain and moisture, both indoor and outdoor. | Max. rated operation voltage Ue AC | 440V
| 432 | Automation and Control | Industrial Switch | Control Switch | KAVACHA WEATHER PROOF ISOLATOR SWITCH IP66 2P 35A | 2519670 | WHD35_GY | SCHNEIDER ELECTRIC | 910 | https://pim-kvc.soneparsea.com:3443/PictureServer/default.aspx/schneider-WHD35_GY_Image1.JPG?A3889C9397807479A2A1C7A8BAA5959DB4AAC672A97F746785A49B9EB1809D95B7AA85739C8777 | https://pim-kvc.soneparsea.com:3443/PictureServer/default.aspx/schneider-WHD35_GY_Datasheet1.pdf?A3889C9397807479A2A1C7A8BAA5959DB4AAC672A97F746785A49B9EB17B91A8B1B8BCAAB7AB6162C0A9BA | KAVACHA WEATHER PROOF ISOLATOR SWITCH IP66 2P 35A | The conventional approach to achieve waterproof protection is to add a waterproof cover that closes over an electricity point and keeps it dry. But typically these covers don’t offer full-time protection. They must be opened to access the switch or socket – the protection is gone when you need it most. With its patent-pending design, Kavacha Full-time Weatherproof Covers enable electrical points to be operative even when the covers are closed. You get full-time protection if someone touches the area with wet hands, and in a humid environment. You get uninterrupted safety, in other words, full-time protection for complete peace of mind, across the entire Kavacha range. Kavacha by Schneider Electric is a uniquely designed range of weatherproof devices developed specially to offer full-time protection around areas that are especially susceptible to water, rain and moisture, both indoor and outdoor. | Rated operating voltage | 440...440V
| 432 | Automation and Control | Industrial Switch | Control Switch | KAVACHA WEATHER PROOF ISOLATOR SWITCH IP66 2P 35A | 2519670 | WHD35_GY | SCHNEIDER ELECTRIC | 910 | https://pim-kvc.soneparsea.com:3443/PictureServer/default.aspx/schneider-WHD35_GY_Image1.JPG?A3889C9397807479A2A1C7A8BAA5959DB4AAC672A97F746785A49B9EB1809D95B7AA85739C8777 | https://pim-kvc.soneparsea.com:3443/PictureServer/default.aspx/schneider-WHD35_GY_Datasheet1.pdf?A3889C9397807479A2A1C7A8BAA5959DB4AAC672A97F746785A49B9EB17B91A8B1B8BCAAB7AB6162C0A9BA | KAVACHA WEATHER PROOF ISOLATOR SWITCH IP66 2P 35A | The conventional approach to achieve waterproof protection is to add a waterproof cover that closes over an electricity point and keeps it dry. But typically these covers don’t offer full-time protection. They must be opened to access the switch or socket – the protection is gone when you need it most. With its patent-pending design, Kavacha Full-time Weatherproof Covers enable electrical points to be operative even when the covers are closed. You get full-time protection if someone touches the area with wet hands, and in a humid environment. You get uninterrupted safety, in other words, full-time protection for complete peace of mind, across the entire Kavacha range. Kavacha by Schneider Electric is a uniquely designed range of weatherproof devices developed specially to offer full-time protection around areas that are especially susceptible to water, rain and moisture, both indoor and outdoor. | Rated permanent current Iu | 35A
| 432 | Automation and Control | Industrial Switch | Control Switch | KAVACHA WEATHER PROOF ISOLATOR SWITCH IP66 2P 35A | 2519670 | WHD35_GY | SCHNEIDER ELECTRIC | 910 | https://pim-kvc.soneparsea.com:3443/PictureServer/default.aspx/schneider-WHD35_GY_Image1.JPG?A3889C9397807479A2A1C7A8BAA5959DB4AAC672A97F746785A49B9EB1809D95B7AA85739C8777 | https://pim-kvc.soneparsea.com:3443/PictureServer/default.aspx/schneider-WHD35_GY_Datasheet1.pdf?A3889C9397807479A2A1C7A8BAA5959DB4AAC672A97F746785A49B9EB17B91A8B1B8BCAAB7AB6162C0A9BA | KAVACHA WEATHER PROOF ISOLATOR SWITCH IP66 2P 35A | The conventional approach to achieve waterproof protection is to add a waterproof cover that closes over an electricity point and keeps it dry. But typically these covers don’t offer full-time protection. They must be opened to access the switch or socket – the protection is gone when you need it most. With its patent-pending design, Kavacha Full-time Weatherproof Covers enable electrical points to be operative even when the covers are closed. You get full-time protection if someone touches the area with wet hands, and in a humid environment. You get uninterrupted safety, in other words, full-time protection for complete peace of mind, across the entire Kavacha range. Kavacha by Schneider Electric is a uniquely designed range of weatherproof devices developed specially to offer full-time protection around areas that are especially susceptible to water, rain and moisture, both indoor and outdoor. | Rated operation power at AC-3, 400 V | 0kW
| 432 | Automation and Control | Industrial Switch | Control Switch | KAVACHA WEATHER PROOF ISOLATOR SWITCH IP66 2P 35A | 2519670 | WHD35_GY | SCHNEIDER ELECTRIC | 910 | https://pim-kvc.soneparsea.com:3443/PictureServer/default.aspx/schneider-WHD35_GY_Image1.JPG?A3889C9397807479A2A1C7A8BAA5959DB4AAC672A97F746785A49B9EB1809D95B7AA85739C8777 | https://pim-kvc.soneparsea.com:3443/PictureServer/default.aspx/schneider-WHD35_GY_Datasheet1.pdf?A3889C9397807479A2A1C7A8BAA5959DB4AAC672A97F746785A49B9EB17B91A8B1B8BCAAB7AB6162C0A9BA | KAVACHA WEATHER PROOF ISOLATOR SWITCH IP66 2P 35A | The conventional approach to achieve waterproof protection is to add a waterproof cover that closes over an electricity point and keeps it dry. But typically these covers don’t offer full-time protection. They must be opened to access the switch or socket – the protection is gone when you need it most. With its patent-pending design, Kavacha Full-time Weatherproof Covers enable electrical points to be operative even when the covers are closed. You get full-time protection if someone touches the area with wet hands, and in a humid environment. You get uninterrupted safety, in other words, full-time protection for complete peace of mind, across the entire Kavacha range. Kavacha by Schneider Electric is a uniquely designed range of weatherproof devices developed specially to offer full-time protection around areas that are especially susceptible to water, rain and moisture, both indoor and outdoor. | Number of poles | 2
| 432 | Automation and Control | Industrial Switch | Control Switch | KAVACHA WEATHER PROOF ISOLATOR SWITCH IP66 2P 35A | 2519670 | WHD35_GY | SCHNEIDER ELECTRIC | 910 | https://pim-kvc.soneparsea.com:3443/PictureServer/default.aspx/schneider-WHD35_GY_Image1.JPG?A3889C9397807479A2A1C7A8BAA5959DB4AAC672A97F746785A49B9EB1809D95B7AA85739C8777 | https://pim-kvc.soneparsea.com:3443/PictureServer/default.aspx/schneider-WHD35_GY_Datasheet1.pdf?A3889C9397807479A2A1C7A8BAA5959DB4AAC672A97F746785A49B9EB17B91A8B1B8BCAAB7AB6162C0A9BA | KAVACHA WEATHER PROOF ISOLATOR SWITCH IP66 2P 35A | The conventional approach to achieve waterproof protection is to add a waterproof cover that closes over an electricity point and keeps it dry. But typically these covers don’t offer full-time protection. They must be opened to access the switch or socket – the protection is gone when you need it most. With its patent-pending design, Kavacha Full-time Weatherproof Covers enable electrical points to be operative even when the covers are closed. You get full-time protection if someone touches the area with wet hands, and in a humid environment. You get uninterrupted safety, in other words, full-time protection for complete peace of mind, across the entire Kavacha range. Kavacha by Schneider Electric is a uniquely designed range of weatherproof devices developed specially to offer full-time protection around areas that are especially susceptible to water, rain and moisture, both indoor and outdoor. | Device construction | Built-in device fixed built-in technique
| 432 | Automation and Control | Industrial Switch | Control Switch | KAVACHA WEATHER PROOF ISOLATOR SWITCH IP66 2P 35A | 2519670 | WHD35_GY | SCHNEIDER ELECTRIC | 910 | https://pim-kvc.soneparsea.com:3443/PictureServer/default.aspx/schneider-WHD35_GY_Image1.JPG?A3889C9397807479A2A1C7A8BAA5959DB4AAC672A97F746785A49B9EB1809D95B7AA85739C8777 | https://pim-kvc.soneparsea.com:3443/PictureServer/default.aspx/schneider-WHD35_GY_Datasheet1.pdf?A3889C9397807479A2A1C7A8BAA5959DB4AAC672A97F746785A49B9EB17B91A8B1B8BCAAB7AB6162C0A9BA | KAVACHA WEATHER PROOF ISOLATOR SWITCH IP66 2P 35A | The conventional approach to achieve waterproof protection is to add a waterproof cover that closes over an electricity point and keeps it dry. But typically these covers don’t offer full-time protection. They must be opened to access the switch or socket – the protection is gone when you need it most. With its patent-pending design, Kavacha Full-time Weatherproof Covers enable electrical points to be operative even when the covers are closed. You get full-time protection if someone touches the area with wet hands, and in a humid environment. You get uninterrupted safety, in other words, full-time protection for complete peace of mind, across the entire Kavacha range. Kavacha by Schneider Electric is a uniquely designed range of weatherproof devices developed specially to offer full-time protection around areas that are especially susceptible to water, rain and moisture, both indoor and outdoor. | Suitable for floor mounting | no
| 432 | Automation and Control | Industrial Switch | Control Switch | KAVACHA WEATHER PROOF ISOLATOR SWITCH IP66 2P 35A | 2519670 | WHD35_GY | SCHNEIDER ELECTRIC | 910 | https://pim-kvc.soneparsea.com:3443/PictureServer/default.aspx/schneider-WHD35_GY_Image1.JPG?A3889C9397807479A2A1C7A8BAA5959DB4AAC672A97F746785A49B9EB1809D95B7AA85739C8777 | https://pim-kvc.soneparsea.com:3443/PictureServer/default.aspx/schneider-WHD35_GY_Datasheet1.pdf?A3889C9397807479A2A1C7A8BAA5959DB4AAC672A97F746785A49B9EB17B91A8B1B8BCAAB7AB6162C0A9BA | KAVACHA WEATHER PROOF ISOLATOR SWITCH IP66 2P 35A | The conventional approach to achieve waterproof protection is to add a waterproof cover that closes over an electricity point and keeps it dry. But typically these covers don’t offer full-time protection. They must be opened to access the switch or socket – the protection is gone when you need it most. With its patent-pending design, Kavacha Full-time Weatherproof Covers enable electrical points to be operative even when the covers are closed. You get full-time protection if someone touches the area with wet hands, and in a humid environment. You get uninterrupted safety, in other words, full-time protection for complete peace of mind, across the entire Kavacha range. Kavacha by Schneider Electric is a uniquely designed range of weatherproof devices developed specially to offer full-time protection around areas that are especially susceptible to water, rain and moisture, both indoor and outdoor. | Type of control element | Toggle
| 432 | Automation and Control | Industrial Switch | Control Switch | KAVACHA WEATHER PROOF ISOLATOR SWITCH IP66 2P 35A | 2519670 | WHD35_GY | SCHNEIDER ELECTRIC | 910 | https://pim-kvc.soneparsea.com:3443/PictureServer/default.aspx/schneider-WHD35_GY_Image1.JPG?A3889C9397807479A2A1C7A8BAA5959DB4AAC672A97F746785A49B9EB1809D95B7AA85739C8777 | https://pim-kvc.soneparsea.com:3443/PictureServer/default.aspx/schneider-WHD35_GY_Datasheet1.pdf?A3889C9397807479A2A1C7A8BAA5959DB4AAC672A97F746785A49B9EB17B91A8B1B8BCAAB7AB6162C0A9BA | KAVACHA WEATHER PROOF ISOLATOR SWITCH IP66 2P 35A | The conventional approach to achieve waterproof protection is to add a waterproof cover that closes over an electricity point and keeps it dry. But typically these covers don’t offer full-time protection. They must be opened to access the switch or socket – the protection is gone when you need it most. With its patent-pending design, Kavacha Full-time Weatherproof Covers enable electrical points to be operative even when the covers are closed. You get full-time protection if someone touches the area with wet hands, and in a humid environment. You get uninterrupted safety, in other words, full-time protection for complete peace of mind, across the entire Kavacha range. Kavacha by Schneider Electric is a uniquely designed range of weatherproof devices developed specially to offer full-time protection around areas that are especially susceptible to water, rain and moisture, both indoor and outdoor. | Type of electrical connection of main circuit | Screw connection
| 432 | Automation and Control | Industrial Switch | Control Switch | KAVACHA WEATHER PROOF ISOLATOR SWITCH IP66 2P 35A | 2519670 | WHD35_GY | SCHNEIDER ELECTRIC | 910 | https://pim-kvc.soneparsea.com:3443/PictureServer/default.aspx/schneider-WHD35_GY_Image1.JPG?A3889C9397807479A2A1C7A8BAA5959DB4AAC672A97F746785A49B9EB1809D95B7AA85739C8777 | https://pim-kvc.soneparsea.com:3443/PictureServer/default.aspx/schneider-WHD35_GY_Datasheet1.pdf?A3889C9397807479A2A1C7A8BAA5959DB4AAC672A97F746785A49B9EB17B91A8B1B8BCAAB7AB6162C0A9BA | KAVACHA WEATHER PROOF ISOLATOR SWITCH IP66 2P 35A | The conventional approach to achieve waterproof protection is to add a waterproof cover that closes over an electricity point and keeps it dry. But typically these covers don’t offer full-time protection. They must be opened to access the switch or socket – the protection is gone when you need it most. With its patent-pending design, Kavacha Full-time Weatherproof Covers enable electrical points to be operative even when the covers are closed. You get full-time protection if someone touches the area with wet hands, and in a humid environment. You get uninterrupted safety, in other words, full-time protection for complete peace of mind, across the entire Kavacha range. Kavacha by Schneider Electric is a uniquely designed range of weatherproof devices developed specially to offer full-time protection around areas that are especially susceptible to water, rain and moisture, both indoor and outdoor. | Degree of protection (IP), front side | IP56
| 433 | Automation and Control | Industrial Switch | Control Switch | KAVACHA WEATHER PROOF ISOLATOR SWITCH IP66 3P 63A | 2519671 | WHT63_GY | SCHNEIDER ELECTRIC | 1380 | https://pim-kvc.soneparsea.com:3443/PictureServer/default.aspx/schneider-WHT63_GY_Image1.JPG?A3889C9397807479A2A1C7A8BAA5959DB4AAC672A97F846A83A49B9EB1809D95B7AA85739C8777 | https://pim-kvc.soneparsea.com:3443/PictureServer/default.aspx/schneider-WHT63_GY_Datasheet1.pdf?A3889C9397807479A2A1C7A8BAA5959DB4AAC672A97F846A83A49B9EB17B91A8B1B8BCAAB7AB6162C0A9BA | KAVACHA WEATHER PROOF ISOLATOR SWITCH IP66 3P 63A | The conventional approach to achieve waterproof protection is to add a waterproof cover that closes over an electricity point and keeps it dry. But typically these covers don’t offer full-time protection. They must be opened to access the switch or socket – the protection is gone when you need it most. With its patent-pending design, Kavacha Full-time Weatherproof Covers enable electrical points to be operative even when the covers are closed. You get full-time protection if someone touches the area with wet hands, and in a humid environment. You get uninterrupted safety, in other words, full-time protection for complete peace of mind, across the entire Kavacha range. Kavacha by Schneider Electric is a uniquely designed range of weatherproof devices developed specially to offer full-time protection around areas that are especially susceptible to water, rain and moisture, both indoor and outdoor. | Max. rated operation voltage Ue AC | 440V
| 433 | Automation and Control | Industrial Switch | Control Switch | KAVACHA WEATHER PROOF ISOLATOR SWITCH IP66 3P 63A | 2519671 | WHT63_GY | SCHNEIDER ELECTRIC | 1380 | https://pim-kvc.soneparsea.com:3443/PictureServer/default.aspx/schneider-WHT63_GY_Image1.JPG?A3889C9397807479A2A1C7A8BAA5959DB4AAC672A97F846A83A49B9EB1809D95B7AA85739C8777 | https://pim-kvc.soneparsea.com:3443/PictureServer/default.aspx/schneider-WHT63_GY_Datasheet1.pdf?A3889C9397807479A2A1C7A8BAA5959DB4AAC672A97F846A83A49B9EB17B91A8B1B8BCAAB7AB6162C0A9BA | KAVACHA WEATHER PROOF ISOLATOR SWITCH IP66 3P 63A | The conventional approach to achieve waterproof protection is to add a waterproof cover that closes over an electricity point and keeps it dry. But typically these covers don’t offer full-time protection. They must be opened to access the switch or socket – the protection is gone when you need it most. With its patent-pending design, Kavacha Full-time Weatherproof Covers enable electrical points to be operative even when the covers are closed. You get full-time protection if someone touches the area with wet hands, and in a humid environment. You get uninterrupted safety, in other words, full-time protection for complete peace of mind, across the entire Kavacha range. Kavacha by Schneider Electric is a uniquely designed range of weatherproof devices developed specially to offer full-time protection around areas that are especially susceptible to water, rain and moisture, both indoor and outdoor. | Rated operating voltage | 440...440V
| 433 | Automation and Control | Industrial Switch | Control Switch | KAVACHA WEATHER PROOF ISOLATOR SWITCH IP66 3P 63A | 2519671 | WHT63_GY | SCHNEIDER ELECTRIC | 1380 | https://pim-kvc.soneparsea.com:3443/PictureServer/default.aspx/schneider-WHT63_GY_Image1.JPG?A3889C9397807479A2A1C7A8BAA5959DB4AAC672A97F846A83A49B9EB1809D95B7AA85739C8777 | https://pim-kvc.soneparsea.com:3443/PictureServer/default.aspx/schneider-WHT63_GY_Datasheet1.pdf?A3889C9397807479A2A1C7A8BAA5959DB4AAC672A97F846A83A49B9EB17B91A8B1B8BCAAB7AB6162C0A9BA | KAVACHA WEATHER PROOF ISOLATOR SWITCH IP66 3P 63A | The conventional approach to achieve waterproof protection is to add a waterproof cover that closes over an electricity point and keeps it dry. But typically these covers don’t offer full-time protection. They must be opened to access the switch or socket – the protection is gone when you need it most. With its patent-pending design, Kavacha Full-time Weatherproof Covers enable electrical points to be operative even when the covers are closed. You get full-time protection if someone touches the area with wet hands, and in a humid environment. You get uninterrupted safety, in other words, full-time protection for complete peace of mind, across the entire Kavacha range. Kavacha by Schneider Electric is a uniquely designed range of weatherproof devices developed specially to offer full-time protection around areas that are especially susceptible to water, rain and moisture, both indoor and outdoor. | Rated permanent current Iu | 63A
| 433 | Automation and Control | Industrial Switch | Control Switch | KAVACHA WEATHER PROOF ISOLATOR SWITCH IP66 3P 63A | 2519671 | WHT63_GY | SCHNEIDER ELECTRIC | 1380 | https://pim-kvc.soneparsea.com:3443/PictureServer/default.aspx/schneider-WHT63_GY_Image1.JPG?A3889C9397807479A2A1C7A8BAA5959DB4AAC672A97F846A83A49B9EB1809D95B7AA85739C8777 | https://pim-kvc.soneparsea.com:3443/PictureServer/default.aspx/schneider-WHT63_GY_Datasheet1.pdf?A3889C9397807479A2A1C7A8BAA5959DB4AAC672A97F846A83A49B9EB17B91A8B1B8BCAAB7AB6162C0A9BA | KAVACHA WEATHER PROOF ISOLATOR SWITCH IP66 3P 63A | The conventional approach to achieve waterproof protection is to add a waterproof cover that closes over an electricity point and keeps it dry. But typically these covers don’t offer full-time protection. They must be opened to access the switch or socket – the protection is gone when you need it most. With its patent-pending design, Kavacha Full-time Weatherproof Covers enable electrical points to be operative even when the covers are closed. You get full-time protection if someone touches the area with wet hands, and in a humid environment. You get uninterrupted safety, in other words, full-time protection for complete peace of mind, across the entire Kavacha range. Kavacha by Schneider Electric is a uniquely designed range of weatherproof devices developed specially to offer full-time protection around areas that are especially susceptible to water, rain and moisture, both indoor and outdoor. | Rated operation power at AC-3, 400 V | 0kW
| 433 | Automation and Control | Industrial Switch | Control Switch | KAVACHA WEATHER PROOF ISOLATOR SWITCH IP66 3P 63A | 2519671 | WHT63_GY | SCHNEIDER ELECTRIC | 1380 | https://pim-kvc.soneparsea.com:3443/PictureServer/default.aspx/schneider-WHT63_GY_Image1.JPG?A3889C9397807479A2A1C7A8BAA5959DB4AAC672A97F846A83A49B9EB1809D95B7AA85739C8777 | https://pim-kvc.soneparsea.com:3443/PictureServer/default.aspx/schneider-WHT63_GY_Datasheet1.pdf?A3889C9397807479A2A1C7A8BAA5959DB4AAC672A97F846A83A49B9EB17B91A8B1B8BCAAB7AB6162C0A9BA | KAVACHA WEATHER PROOF ISOLATOR SWITCH IP66 3P 63A | The conventional approach to achieve waterproof protection is to add a waterproof cover that closes over an electricity point and keeps it dry. But typically these covers don’t offer full-time protection. They must be opened to access the switch or socket – the protection is gone when you need it most. With its patent-pending design, Kavacha Full-time Weatherproof Covers enable electrical points to be operative even when the covers are closed. You get full-time protection if someone touches the area with wet hands, and in a humid environment. You get uninterrupted safety, in other words, full-time protection for complete peace of mind, across the entire Kavacha range. Kavacha by Schneider Electric is a uniquely designed range of weatherproof devices developed specially to offer full-time protection around areas that are especially susceptible to water, rain and moisture, both indoor and outdoor. | Number of poles | 3
| 433 | Automation and Control | Industrial Switch | Control Switch | KAVACHA WEATHER PROOF ISOLATOR SWITCH IP66 3P 63A | 2519671 | WHT63_GY | SCHNEIDER ELECTRIC | 1380 | https://pim-kvc.soneparsea.com:3443/PictureServer/default.aspx/schneider-WHT63_GY_Image1.JPG?A3889C9397807479A2A1C7A8BAA5959DB4AAC672A97F846A83A49B9EB1809D95B7AA85739C8777 | https://pim-kvc.soneparsea.com:3443/PictureServer/default.aspx/schneider-WHT63_GY_Datasheet1.pdf?A3889C9397807479A2A1C7A8BAA5959DB4AAC672A97F846A83A49B9EB17B91A8B1B8BCAAB7AB6162C0A9BA | KAVACHA WEATHER PROOF ISOLATOR SWITCH IP66 3P 63A | The conventional approach to achieve waterproof protection is to add a waterproof cover that closes over an electricity point and keeps it dry. But typically these covers don’t offer full-time protection. They must be opened to access the switch or socket – the protection is gone when you need it most. With its patent-pending design, Kavacha Full-time Weatherproof Covers enable electrical points to be operative even when the covers are closed. You get full-time protection if someone touches the area with wet hands, and in a humid environment. You get uninterrupted safety, in other words, full-time protection for complete peace of mind, across the entire Kavacha range. Kavacha by Schneider Electric is a uniquely designed range of weatherproof devices developed specially to offer full-time protection around areas that are especially susceptible to water, rain and moisture, both indoor and outdoor. | Suitable for floor mounting | no
| 433 | Automation and Control | Industrial Switch | Control Switch | KAVACHA WEATHER PROOF ISOLATOR SWITCH IP66 3P 63A | 2519671 | WHT63_GY | SCHNEIDER ELECTRIC | 1380 | https://pim-kvc.soneparsea.com:3443/PictureServer/default.aspx/schneider-WHT63_GY_Image1.JPG?A3889C9397807479A2A1C7A8BAA5959DB4AAC672A97F846A83A49B9EB1809D95B7AA85739C8777 | https://pim-kvc.soneparsea.com:3443/PictureServer/default.aspx/schneider-WHT63_GY_Datasheet1.pdf?A3889C9397807479A2A1C7A8BAA5959DB4AAC672A97F846A83A49B9EB17B91A8B1B8BCAAB7AB6162C0A9BA | KAVACHA WEATHER PROOF ISOLATOR SWITCH IP66 3P 63A | The conventional approach to achieve waterproof protection is to add a waterproof cover that closes over an electricity point and keeps it dry. But typically these covers don’t offer full-time protection. They must be opened to access the switch or socket – the protection is gone when you need it most. With its patent-pending design, Kavacha Full-time Weatherproof Covers enable electrical points to be operative even when the covers are closed. You get full-time protection if someone touches the area with wet hands, and in a humid environment. You get uninterrupted safety, in other words, full-time protection for complete peace of mind, across the entire Kavacha range. Kavacha by Schneider Electric is a uniquely designed range of weatherproof devices developed specially to offer full-time protection around areas that are especially susceptible to water, rain and moisture, both indoor and outdoor. | Type of electrical connection of main circuit | Clamp bracket
| 433 | Automation and Control | Industrial Switch | Control Switch | KAVACHA WEATHER PROOF ISOLATOR SWITCH IP66 3P 63A | 2519671 | WHT63_GY | SCHNEIDER ELECTRIC | 1380 | https://pim-kvc.soneparsea.com:3443/PictureServer/default.aspx/schneider-WHT63_GY_Image1.JPG?A3889C9397807479A2A1C7A8BAA5959DB4AAC672A97F846A83A49B9EB1809D95B7AA85739C8777 | https://pim-kvc.soneparsea.com:3443/PictureServer/default.aspx/schneider-WHT63_GY_Datasheet1.pdf?A3889C9397807479A2A1C7A8BAA5959DB4AAC672A97F846A83A49B9EB17B91A8B1B8BCAAB7AB6162C0A9BA | KAVACHA WEATHER PROOF ISOLATOR SWITCH IP66 3P 63A | The conventional approach to achieve waterproof protection is to add a waterproof cover that closes over an electricity point and keeps it dry. But typically these covers don’t offer full-time protection. They must be opened to access the switch or socket – the protection is gone when you need it most. With its patent-pending design, Kavacha Full-time Weatherproof Covers enable electrical points to be operative even when the covers are closed. You get full-time protection if someone touches the area with wet hands, and in a humid environment. You get uninterrupted safety, in other words, full-time protection for complete peace of mind, across the entire Kavacha range. Kavacha by Schneider Electric is a uniquely designed range of weatherproof devices developed specially to offer full-time protection around areas that are especially susceptible to water, rain and moisture, both indoor and outdoor. | Degree of protection (IP), front side | IP66
| 434 | Automation and Control | Industrial Switch | Control Switch | KAVACHA WEATHER PROOF ISOLATOR SWITCH IP66 3P 35A | 2519672 | WHT35_GY | SCHNEIDER ELECTRIC | 1020 | https://pim-kvc.soneparsea.com:3443/PictureServer/default.aspx/schneider-WHT35_GY_Image1.JPG?A3889C9397807479A2A1C7A8BAA5959DB4AAC672A97F846785A49B9EB1809D95B7AA85739C8777 | https://pim-kvc.soneparsea.com:3443/PictureServer/default.aspx/schneider-WHT35_GY_Datasheet1.pdf?A3889C9397807479A2A1C7A8BAA5959DB4AAC672A97F846785A49B9EB17B91A8B1B8BCAAB7AB6162C0A9BA | KAVACHA WEATHER PROOF ISOLATOR SWITCH IP66 3P 35A | The series of weatherprotected isolating switches is a robust range of switches suitable for virtually any external application. The impact resistant base and cover will survive the hardest knocks in almost any installation. The two sections are sealed with a co-injection gasket. The range provides ample conduit entries and is suitable for side entry from a vertical duct. Its compact size means it is aesthetically pleasing and suits installations where space is limited such as with residential air conditioning applications | Max. rated operation voltage Ue AC | 440V
| 434 | Automation and Control | Industrial Switch | Control Switch | KAVACHA WEATHER PROOF ISOLATOR SWITCH IP66 3P 35A | 2519672 | WHT35_GY | SCHNEIDER ELECTRIC | 1020 | https://pim-kvc.soneparsea.com:3443/PictureServer/default.aspx/schneider-WHT35_GY_Image1.JPG?A3889C9397807479A2A1C7A8BAA5959DB4AAC672A97F846785A49B9EB1809D95B7AA85739C8777 | https://pim-kvc.soneparsea.com:3443/PictureServer/default.aspx/schneider-WHT35_GY_Datasheet1.pdf?A3889C9397807479A2A1C7A8BAA5959DB4AAC672A97F846785A49B9EB17B91A8B1B8BCAAB7AB6162C0A9BA | KAVACHA WEATHER PROOF ISOLATOR SWITCH IP66 3P 35A | The series of weatherprotected isolating switches is a robust range of switches suitable for virtually any external application. The impact resistant base and cover will survive the hardest knocks in almost any installation. The two sections are sealed with a co-injection gasket. The range provides ample conduit entries and is suitable for side entry from a vertical duct. Its compact size means it is aesthetically pleasing and suits installations where space is limited such as with residential air conditioning applications | Rated operating voltage | 440...440V
| 434 | Automation and Control | Industrial Switch | Control Switch | KAVACHA WEATHER PROOF ISOLATOR SWITCH IP66 3P 35A | 2519672 | WHT35_GY | SCHNEIDER ELECTRIC | 1020 | https://pim-kvc.soneparsea.com:3443/PictureServer/default.aspx/schneider-WHT35_GY_Image1.JPG?A3889C9397807479A2A1C7A8BAA5959DB4AAC672A97F846785A49B9EB1809D95B7AA85739C8777 | https://pim-kvc.soneparsea.com:3443/PictureServer/default.aspx/schneider-WHT35_GY_Datasheet1.pdf?A3889C9397807479A2A1C7A8BAA5959DB4AAC672A97F846785A49B9EB17B91A8B1B8BCAAB7AB6162C0A9BA | KAVACHA WEATHER PROOF ISOLATOR SWITCH IP66 3P 35A | The series of weatherprotected isolating switches is a robust range of switches suitable for virtually any external application. The impact resistant base and cover will survive the hardest knocks in almost any installation. The two sections are sealed with a co-injection gasket. The range provides ample conduit entries and is suitable for side entry from a vertical duct. Its compact size means it is aesthetically pleasing and suits installations where space is limited such as with residential air conditioning applications | Rated permanent current Iu | 35A
| 434 | Automation and Control | Industrial Switch | Control Switch | KAVACHA WEATHER PROOF ISOLATOR SWITCH IP66 3P 35A | 2519672 | WHT35_GY | SCHNEIDER ELECTRIC | 1020 | https://pim-kvc.soneparsea.com:3443/PictureServer/default.aspx/schneider-WHT35_GY_Image1.JPG?A3889C9397807479A2A1C7A8BAA5959DB4AAC672A97F846785A49B9EB1809D95B7AA85739C8777 | https://pim-kvc.soneparsea.com:3443/PictureServer/default.aspx/schneider-WHT35_GY_Datasheet1.pdf?A3889C9397807479A2A1C7A8BAA5959DB4AAC672A97F846785A49B9EB17B91A8B1B8BCAAB7AB6162C0A9BA | KAVACHA WEATHER PROOF ISOLATOR SWITCH IP66 3P 35A | The series of weatherprotected isolating switches is a robust range of switches suitable for virtually any external application. The impact resistant base and cover will survive the hardest knocks in almost any installation. The two sections are sealed with a co-injection gasket. The range provides ample conduit entries and is suitable for side entry from a vertical duct. Its compact size means it is aesthetically pleasing and suits installations where space is limited such as with residential air conditioning applications | Number of poles | 3
| 434 | Automation and Control | Industrial Switch | Control Switch | KAVACHA WEATHER PROOF ISOLATOR SWITCH IP66 3P 35A | 2519672 | WHT35_GY | SCHNEIDER ELECTRIC | 1020 | https://pim-kvc.soneparsea.com:3443/PictureServer/default.aspx/schneider-WHT35_GY_Image1.JPG?A3889C9397807479A2A1C7A8BAA5959DB4AAC672A97F846785A49B9EB1809D95B7AA85739C8777 | https://pim-kvc.soneparsea.com:3443/PictureServer/default.aspx/schneider-WHT35_GY_Datasheet1.pdf?A3889C9397807479A2A1C7A8BAA5959DB4AAC672A97F846785A49B9EB17B91A8B1B8BCAAB7AB6162C0A9BA | KAVACHA WEATHER PROOF ISOLATOR SWITCH IP66 3P 35A | The series of weatherprotected isolating switches is a robust range of switches suitable for virtually any external application. The impact resistant base and cover will survive the hardest knocks in almost any installation. The two sections are sealed with a co-injection gasket. The range provides ample conduit entries and is suitable for side entry from a vertical duct. Its compact size means it is aesthetically pleasing and suits installations where space is limited such as with residential air conditioning applications | Suitable for floor mounting | no
| 434 | Automation and Control | Industrial Switch | Control Switch | KAVACHA WEATHER PROOF ISOLATOR SWITCH IP66 3P 35A | 2519672 | WHT35_GY | SCHNEIDER ELECTRIC | 1020 | https://pim-kvc.soneparsea.com:3443/PictureServer/default.aspx/schneider-WHT35_GY_Image1.JPG?A3889C9397807479A2A1C7A8BAA5959DB4AAC672A97F846785A49B9EB1809D95B7AA85739C8777 | https://pim-kvc.soneparsea.com:3443/PictureServer/default.aspx/schneider-WHT35_GY_Datasheet1.pdf?A3889C9397807479A2A1C7A8BAA5959DB4AAC672A97F846785A49B9EB17B91A8B1B8BCAAB7AB6162C0A9BA | KAVACHA WEATHER PROOF ISOLATOR SWITCH IP66 3P 35A | The series of weatherprotected isolating switches is a robust range of switches suitable for virtually any external application. The impact resistant base and cover will survive the hardest knocks in almost any installation. The two sections are sealed with a co-injection gasket. The range provides ample conduit entries and is suitable for side entry from a vertical duct. Its compact size means it is aesthetically pleasing and suits installations where space is limited such as with residential air conditioning applications | Type of electrical connection of main circuit | Clamp bracket
| 434 | Automation and Control | Industrial Switch | Control Switch | KAVACHA WEATHER PROOF ISOLATOR SWITCH IP66 3P 35A | 2519672 | WHT35_GY | SCHNEIDER ELECTRIC | 1020 | https://pim-kvc.soneparsea.com:3443/PictureServer/default.aspx/schneider-WHT35_GY_Image1.JPG?A3889C9397807479A2A1C7A8BAA5959DB4AAC672A97F846785A49B9EB1809D95B7AA85739C8777 | https://pim-kvc.soneparsea.com:3443/PictureServer/default.aspx/schneider-WHT35_GY_Datasheet1.pdf?A3889C9397807479A2A1C7A8BAA5959DB4AAC672A97F846785A49B9EB17B91A8B1B8BCAAB7AB6162C0A9BA | KAVACHA WEATHER PROOF ISOLATOR SWITCH IP66 3P 35A | The series of weatherprotected isolating switches is a robust range of switches suitable for virtually any external application. The impact resistant base and cover will survive the hardest knocks in almost any installation. The two sections are sealed with a co-injection gasket. The range provides ample conduit entries and is suitable for side entry from a vertical duct. Its compact size means it is aesthetically pleasing and suits installations where space is limited such as with residential air conditioning applications | Degree of protection (IP), front side | IP66
| 435 | Automation and Control | Industrial Switch | Control Switch | KAVACHA WEATHER PROOF ISOLATOR SWITCH IP66 3P 20A | 2519673 | WHT20_GY | SCHNEIDER ELECTRIC | 910 | https://pim-kvc.soneparsea.com:3443/PictureServer/default.aspx/schneider-WHT20_GY_Image1.JPG?A3889C9397807479A2A1C7A8BAA5959DB4AAC672A97F846680A49B9EB1809D95B7AA85739C8777 | https://pim-kvc.soneparsea.com:3443/PictureServer/default.aspx/schneider-WHT20_GY_Datasheet1.pdf?A3889C9397807479A2A1C7A8BAA5959DB4AAC672A97F846680A49B9EB17B91A8B1B8BCAAB7AB6162C0A9BA | KAVACHA WEATHER PROOF ISOLATOR SWITCH IP66 3P 20A | The conventional approach to achieve waterproof protection is to add a waterproof cover that closes over an electricity point and keeps it dry. But typically these covers don’t offer full-time protection. They must be opened to access the switch or socket – the protection is gone when you need it most. With its patent-pending design, Kavacha Full-time Weatherproof Covers enable electrical points to be operative even when the covers are closed. You get full-time protection if someone touches the area with wet hands, and in a humid environment. You get uninterrupted safety, in other words, full-time protection for complete peace of mind, across the entire Kavacha range. Kavacha by Schneider Electric is a uniquely designed range of weatherproof devices developed specially to offer full-time protection around areas that are especially susceptible to water, rain and moisture, both indoor and outdoor. | Max. rated operation voltage Ue AC | 440V
| 435 | Automation and Control | Industrial Switch | Control Switch | KAVACHA WEATHER PROOF ISOLATOR SWITCH IP66 3P 20A | 2519673 | WHT20_GY | SCHNEIDER ELECTRIC | 910 | https://pim-kvc.soneparsea.com:3443/PictureServer/default.aspx/schneider-WHT20_GY_Image1.JPG?A3889C9397807479A2A1C7A8BAA5959DB4AAC672A97F846680A49B9EB1809D95B7AA85739C8777 | https://pim-kvc.soneparsea.com:3443/PictureServer/default.aspx/schneider-WHT20_GY_Datasheet1.pdf?A3889C9397807479A2A1C7A8BAA5959DB4AAC672A97F846680A49B9EB17B91A8B1B8BCAAB7AB6162C0A9BA | KAVACHA WEATHER PROOF ISOLATOR SWITCH IP66 3P 20A | The conventional approach to achieve waterproof protection is to add a waterproof cover that closes over an electricity point and keeps it dry. But typically these covers don’t offer full-time protection. They must be opened to access the switch or socket – the protection is gone when you need it most. With its patent-pending design, Kavacha Full-time Weatherproof Covers enable electrical points to be operative even when the covers are closed. You get full-time protection if someone touches the area with wet hands, and in a humid environment. You get uninterrupted safety, in other words, full-time protection for complete peace of mind, across the entire Kavacha range. Kavacha by Schneider Electric is a uniquely designed range of weatherproof devices developed specially to offer full-time protection around areas that are especially susceptible to water, rain and moisture, both indoor and outdoor. | Rated operating voltage | 440...440V
| 435 | Automation and Control | Industrial Switch | Control Switch | KAVACHA WEATHER PROOF ISOLATOR SWITCH IP66 3P 20A | 2519673 | WHT20_GY | SCHNEIDER ELECTRIC | 910 | https://pim-kvc.soneparsea.com:3443/PictureServer/default.aspx/schneider-WHT20_GY_Image1.JPG?A3889C9397807479A2A1C7A8BAA5959DB4AAC672A97F846680A49B9EB1809D95B7AA85739C8777 | https://pim-kvc.soneparsea.com:3443/PictureServer/default.aspx/schneider-WHT20_GY_Datasheet1.pdf?A3889C9397807479A2A1C7A8BAA5959DB4AAC672A97F846680A49B9EB17B91A8B1B8BCAAB7AB6162C0A9BA | KAVACHA WEATHER PROOF ISOLATOR SWITCH IP66 3P 20A | The conventional approach to achieve waterproof protection is to add a waterproof cover that closes over an electricity point and keeps it dry. But typically these covers don’t offer full-time protection. They must be opened to access the switch or socket – the protection is gone when you need it most. With its patent-pending design, Kavacha Full-time Weatherproof Covers enable electrical points to be operative even when the covers are closed. You get full-time protection if someone touches the area with wet hands, and in a humid environment. You get uninterrupted safety, in other words, full-time protection for complete peace of mind, across the entire Kavacha range. Kavacha by Schneider Electric is a uniquely designed range of weatherproof devices developed specially to offer full-time protection around areas that are especially susceptible to water, rain and moisture, both indoor and outdoor. | Rated permanent current Iu | 20A
| 435 | Automation and Control | Industrial Switch | Control Switch | KAVACHA WEATHER PROOF ISOLATOR SWITCH IP66 3P 20A | 2519673 | WHT20_GY | SCHNEIDER ELECTRIC | 910 | https://pim-kvc.soneparsea.com:3443/PictureServer/default.aspx/schneider-WHT20_GY_Image1.JPG?A3889C9397807479A2A1C7A8BAA5959DB4AAC672A97F846680A49B9EB1809D95B7AA85739C8777 | https://pim-kvc.soneparsea.com:3443/PictureServer/default.aspx/schneider-WHT20_GY_Datasheet1.pdf?A3889C9397807479A2A1C7A8BAA5959DB4AAC672A97F846680A49B9EB17B91A8B1B8BCAAB7AB6162C0A9BA | KAVACHA WEATHER PROOF ISOLATOR SWITCH IP66 3P 20A | The conventional approach to achieve waterproof protection is to add a waterproof cover that closes over an electricity point and keeps it dry. But typically these covers don’t offer full-time protection. They must be opened to access the switch or socket – the protection is gone when you need it most. With its patent-pending design, Kavacha Full-time Weatherproof Covers enable electrical points to be operative even when the covers are closed. You get full-time protection if someone touches the area with wet hands, and in a humid environment. You get uninterrupted safety, in other words, full-time protection for complete peace of mind, across the entire Kavacha range. Kavacha by Schneider Electric is a uniquely designed range of weatherproof devices developed specially to offer full-time protection around areas that are especially susceptible to water, rain and moisture, both indoor and outdoor. | Rated operation power at AC-3, 400 V | 0kW
| 435 | Automation and Control | Industrial Switch | Control Switch | KAVACHA WEATHER PROOF ISOLATOR SWITCH IP66 3P 20A | 2519673 | WHT20_GY | SCHNEIDER ELECTRIC | 910 | https://pim-kvc.soneparsea.com:3443/PictureServer/default.aspx/schneider-WHT20_GY_Image1.JPG?A3889C9397807479A2A1C7A8BAA5959DB4AAC672A97F846680A49B9EB1809D95B7AA85739C8777 | https://pim-kvc.soneparsea.com:3443/PictureServer/default.aspx/schneider-WHT20_GY_Datasheet1.pdf?A3889C9397807479A2A1C7A8BAA5959DB4AAC672A97F846680A49B9EB17B91A8B1B8BCAAB7AB6162C0A9BA | KAVACHA WEATHER PROOF ISOLATOR SWITCH IP66 3P 20A | The conventional approach to achieve waterproof protection is to add a waterproof cover that closes over an electricity point and keeps it dry. But typically these covers don’t offer full-time protection. They must be opened to access the switch or socket – the protection is gone when you need it most. With its patent-pending design, Kavacha Full-time Weatherproof Covers enable electrical points to be operative even when the covers are closed. You get full-time protection if someone touches the area with wet hands, and in a humid environment. You get uninterrupted safety, in other words, full-time protection for complete peace of mind, across the entire Kavacha range. Kavacha by Schneider Electric is a uniquely designed range of weatherproof devices developed specially to offer full-time protection around areas that are especially susceptible to water, rain and moisture, both indoor and outdoor. | Number of poles | 3
| 435 | Automation and Control | Industrial Switch | Control Switch | KAVACHA WEATHER PROOF ISOLATOR SWITCH IP66 3P 20A | 2519673 | WHT20_GY | SCHNEIDER ELECTRIC | 910 | https://pim-kvc.soneparsea.com:3443/PictureServer/default.aspx/schneider-WHT20_GY_Image1.JPG?A3889C9397807479A2A1C7A8BAA5959DB4AAC672A97F846680A49B9EB1809D95B7AA85739C8777 | https://pim-kvc.soneparsea.com:3443/PictureServer/default.aspx/schneider-WHT20_GY_Datasheet1.pdf?A3889C9397807479A2A1C7A8BAA5959DB4AAC672A97F846680A49B9EB17B91A8B1B8BCAAB7AB6162C0A9BA | KAVACHA WEATHER PROOF ISOLATOR SWITCH IP66 3P 20A | The conventional approach to achieve waterproof protection is to add a waterproof cover that closes over an electricity point and keeps it dry. But typically these covers don’t offer full-time protection. They must be opened to access the switch or socket – the protection is gone when you need it most. With its patent-pending design, Kavacha Full-time Weatherproof Covers enable electrical points to be operative even when the covers are closed. You get full-time protection if someone touches the area with wet hands, and in a humid environment. You get uninterrupted safety, in other words, full-time protection for complete peace of mind, across the entire Kavacha range. Kavacha by Schneider Electric is a uniquely designed range of weatherproof devices developed specially to offer full-time protection around areas that are especially susceptible to water, rain and moisture, both indoor and outdoor. | Suitable for floor mounting | no
| 435 | Automation and Control | Industrial Switch | Control Switch | KAVACHA WEATHER PROOF ISOLATOR SWITCH IP66 3P 20A | 2519673 | WHT20_GY | SCHNEIDER ELECTRIC | 910 | https://pim-kvc.soneparsea.com:3443/PictureServer/default.aspx/schneider-WHT20_GY_Image1.JPG?A3889C9397807479A2A1C7A8BAA5959DB4AAC672A97F846680A49B9EB1809D95B7AA85739C8777 | https://pim-kvc.soneparsea.com:3443/PictureServer/default.aspx/schneider-WHT20_GY_Datasheet1.pdf?A3889C9397807479A2A1C7A8BAA5959DB4AAC672A97F846680A49B9EB17B91A8B1B8BCAAB7AB6162C0A9BA | KAVACHA WEATHER PROOF ISOLATOR SWITCH IP66 3P 20A | The conventional approach to achieve waterproof protection is to add a waterproof cover that closes over an electricity point and keeps it dry. But typically these covers don’t offer full-time protection. They must be opened to access the switch or socket – the protection is gone when you need it most. With its patent-pending design, Kavacha Full-time Weatherproof Covers enable electrical points to be operative even when the covers are closed. You get full-time protection if someone touches the area with wet hands, and in a humid environment. You get uninterrupted safety, in other words, full-time protection for complete peace of mind, across the entire Kavacha range. Kavacha by Schneider Electric is a uniquely designed range of weatherproof devices developed specially to offer full-time protection around areas that are especially susceptible to water, rain and moisture, both indoor and outdoor. | Type of electrical connection of main circuit | Clamp bracket
| 435 | Automation and Control | Industrial Switch | Control Switch | KAVACHA WEATHER PROOF ISOLATOR SWITCH IP66 3P 20A | 2519673 | WHT20_GY | SCHNEIDER ELECTRIC | 910 | https://pim-kvc.soneparsea.com:3443/PictureServer/default.aspx/schneider-WHT20_GY_Image1.JPG?A3889C9397807479A2A1C7A8BAA5959DB4AAC672A97F846680A49B9EB1809D95B7AA85739C8777 | https://pim-kvc.soneparsea.com:3443/PictureServer/default.aspx/schneider-WHT20_GY_Datasheet1.pdf?A3889C9397807479A2A1C7A8BAA5959DB4AAC672A97F846680A49B9EB17B91A8B1B8BCAAB7AB6162C0A9BA | KAVACHA WEATHER PROOF ISOLATOR SWITCH IP66 3P 20A | The conventional approach to achieve waterproof protection is to add a waterproof cover that closes over an electricity point and keeps it dry. But typically these covers don’t offer full-time protection. They must be opened to access the switch or socket – the protection is gone when you need it most. With its patent-pending design, Kavacha Full-time Weatherproof Covers enable electrical points to be operative even when the covers are closed. You get full-time protection if someone touches the area with wet hands, and in a humid environment. You get uninterrupted safety, in other words, full-time protection for complete peace of mind, across the entire Kavacha range. Kavacha by Schneider Electric is a uniquely designed range of weatherproof devices developed specially to offer full-time protection around areas that are especially susceptible to water, rain and moisture, both indoor and outdoor. | Degree of protection (IP), front side | IP66
| 436 | Automation and Control | Industrial Switch | Selector Switches | HARMONY K CAM SWITCH 20A FRONT MOUNTING 1-0-2 BLACK MARKING | 2527846 | K2H004PLH | SCHNEIDER ELECTRIC | 3975 | https://pim-kvc.soneparsea.com:3443/PictureServer/default.aspx/SCHNEIDER-K2H004PLH_Image1.jpg?A3889C9397807479A2A1A7889A85757D948AA6729D6978648079A4919A9679A1B1ACB97680A1A09B | https://pim-kvc.soneparsea.com:3443/PictureServer/default.aspx/SCHNEIDER-K2H004PLH_Datasheet1.pdf?A3889C9397807479A2A1A7889A85757D948AA6729D6978648079A4919A967495C4A6C7ADB79CA4657EB5B8AB | HARMONY K CAM SWITCH 20A FRONT MOUNTING 1-0-2 BLACK MARKING | Harmony K range consists of a wide range of products from 10 A to 150 A for various applications. Cam switches of 12 A and 20 A are available in complete switches and adaptable sub-assemblies for user assembly. Different installation methods are possible on panels or machines such as front mounting, rear mounting, or Multifixing. | Model | On/Off switch
| 436 | Automation and Control | Industrial Switch | Selector Switches | HARMONY K CAM SWITCH 20A FRONT MOUNTING 1-0-2 BLACK MARKING | 2527846 | K2H004PLH | SCHNEIDER ELECTRIC | 3975 | https://pim-kvc.soneparsea.com:3443/PictureServer/default.aspx/SCHNEIDER-K2H004PLH_Image1.jpg?A3889C9397807479A2A1A7889A85757D948AA6729D6978648079A4919A9679A1B1ACB97680A1A09B | https://pim-kvc.soneparsea.com:3443/PictureServer/default.aspx/SCHNEIDER-K2H004PLH_Datasheet1.pdf?A3889C9397807479A2A1A7889A85757D948AA6729D6978648079A4919A967495C4A6C7ADB79CA4657EB5B8AB | HARMONY K CAM SWITCH 20A FRONT MOUNTING 1-0-2 BLACK MARKING | Harmony K range consists of a wide range of products from 10 A to 150 A for various applications. Cam switches of 12 A and 20 A are available in complete switches and adaptable sub-assemblies for user assembly. Different installation methods are possible on panels or machines such as front mounting, rear mounting, or Multifixing. | Number of poles | 2
| 436 | Automation and Control | Industrial Switch | Selector Switches | HARMONY K CAM SWITCH 20A FRONT MOUNTING 1-0-2 BLACK MARKING | 2527846 | K2H004PLH | SCHNEIDER ELECTRIC | 3975 | https://pim-kvc.soneparsea.com:3443/PictureServer/default.aspx/SCHNEIDER-K2H004PLH_Image1.jpg?A3889C9397807479A2A1A7889A85757D948AA6729D6978648079A4919A9679A1B1ACB97680A1A09B | https://pim-kvc.soneparsea.com:3443/PictureServer/default.aspx/SCHNEIDER-K2H004PLH_Datasheet1.pdf?A3889C9397807479A2A1A7889A85757D948AA6729D6978648079A4919A967495C4A6C7ADB79CA4657EB5B8AB | HARMONY K CAM SWITCH 20A FRONT MOUNTING 1-0-2 BLACK MARKING | Harmony K range consists of a wide range of products from 10 A to 150 A for various applications. Cam switches of 12 A and 20 A are available in complete switches and adaptable sub-assemblies for user assembly. Different installation methods are possible on panels or machines such as front mounting, rear mounting, or Multifixing. | With zero (off) position | yes
| 436 | Automation and Control | Industrial Switch | Selector Switches | HARMONY K CAM SWITCH 20A FRONT MOUNTING 1-0-2 BLACK MARKING | 2527846 | K2H004PLH | SCHNEIDER ELECTRIC | 3975 | https://pim-kvc.soneparsea.com:3443/PictureServer/default.aspx/SCHNEIDER-K2H004PLH_Image1.jpg?A3889C9397807479A2A1A7889A85757D948AA6729D6978648079A4919A9679A1B1ACB97680A1A09B | https://pim-kvc.soneparsea.com:3443/PictureServer/default.aspx/SCHNEIDER-K2H004PLH_Datasheet1.pdf?A3889C9397807479A2A1A7889A85757D948AA6729D6978648079A4919A967495C4A6C7ADB79CA4657EB5B8AB | HARMONY K CAM SWITCH 20A FRONT MOUNTING 1-0-2 BLACK MARKING | Harmony K range consists of a wide range of products from 10 A to 150 A for various applications. Cam switches of 12 A and 20 A are available in complete switches and adaptable sub-assemblies for user assembly. Different installation methods are possible on panels or machines such as front mounting, rear mounting, or Multifixing. | With retraction in 0-position | no
| 436 | Automation and Control | Industrial Switch | Selector Switches | HARMONY K CAM SWITCH 20A FRONT MOUNTING 1-0-2 BLACK MARKING | 2527846 | K2H004PLH | SCHNEIDER ELECTRIC | 3975 | https://pim-kvc.soneparsea.com:3443/PictureServer/default.aspx/SCHNEIDER-K2H004PLH_Image1.jpg?A3889C9397807479A2A1A7889A85757D948AA6729D6978648079A4919A9679A1B1ACB97680A1A09B | https://pim-kvc.soneparsea.com:3443/PictureServer/default.aspx/SCHNEIDER-K2H004PLH_Datasheet1.pdf?A3889C9397807479A2A1A7889A85757D948AA6729D6978648079A4919A967495C4A6C7ADB79CA4657EB5B8AB | HARMONY K CAM SWITCH 20A FRONT MOUNTING 1-0-2 BLACK MARKING | Harmony K range consists of a wide range of products from 10 A to 150 A for various applications. Cam switches of 12 A and 20 A are available in complete switches and adaptable sub-assemblies for user assembly. Different installation methods are possible on panels or machines such as front mounting, rear mounting, or Multifixing. | Rated permanent current Iu | 20A
| 436 | Automation and Control | Industrial Switch | Selector Switches | HARMONY K CAM SWITCH 20A FRONT MOUNTING 1-0-2 BLACK MARKING | 2527846 | K2H004PLH | SCHNEIDER ELECTRIC | 3975 | https://pim-kvc.soneparsea.com:3443/PictureServer/default.aspx/SCHNEIDER-K2H004PLH_Image1.jpg?A3889C9397807479A2A1A7889A85757D948AA6729D6978648079A4919A9679A1B1ACB97680A1A09B | https://pim-kvc.soneparsea.com:3443/PictureServer/default.aspx/SCHNEIDER-K2H004PLH_Datasheet1.pdf?A3889C9397807479A2A1A7889A85757D948AA6729D6978648079A4919A967495C4A6C7ADB79CA4657EB5B8AB | HARMONY K CAM SWITCH 20A FRONT MOUNTING 1-0-2 BLACK MARKING | Harmony K range consists of a wide range of products from 10 A to 150 A for various applications. Cam switches of 12 A and 20 A are available in complete switches and adaptable sub-assemblies for user assembly. Different installation methods are possible on panels or machines such as front mounting, rear mounting, or Multifixing. | Rated operation current Ie at AC-3, 400 V | 0A
| 436 | Automation and Control | Industrial Switch | Selector Switches | HARMONY K CAM SWITCH 20A FRONT MOUNTING 1-0-2 BLACK MARKING | 2527846 | K2H004PLH | SCHNEIDER ELECTRIC | 3975 | https://pim-kvc.soneparsea.com:3443/PictureServer/default.aspx/SCHNEIDER-K2H004PLH_Image1.jpg?A3889C9397807479A2A1A7889A85757D948AA6729D6978648079A4919A9679A1B1ACB97680A1A09B | https://pim-kvc.soneparsea.com:3443/PictureServer/default.aspx/SCHNEIDER-K2H004PLH_Datasheet1.pdf?A3889C9397807479A2A1A7889A85757D948AA6729D6978648079A4919A967495C4A6C7ADB79CA4657EB5B8AB | HARMONY K CAM SWITCH 20A FRONT MOUNTING 1-0-2 BLACK MARKING | Harmony K range consists of a wide range of products from 10 A to 150 A for various applications. Cam switches of 12 A and 20 A are available in complete switches and adaptable sub-assemblies for user assembly. Different installation methods are possible on panels or machines such as front mounting, rear mounting, or Multifixing. | Rated operation power at AC-3, 400 V | 0kW
| 436 | Automation and Control | Industrial Switch | Selector Switches | HARMONY K CAM SWITCH 20A FRONT MOUNTING 1-0-2 BLACK MARKING | 2527846 | K2H004PLH | SCHNEIDER ELECTRIC | 3975 | https://pim-kvc.soneparsea.com:3443/PictureServer/default.aspx/SCHNEIDER-K2H004PLH_Image1.jpg?A3889C9397807479A2A1A7889A85757D948AA6729D6978648079A4919A9679A1B1ACB97680A1A09B | https://pim-kvc.soneparsea.com:3443/PictureServer/default.aspx/SCHNEIDER-K2H004PLH_Datasheet1.pdf?A3889C9397807479A2A1A7889A85757D948AA6729D6978648079A4919A967495C4A6C7ADB79CA4657EB5B8AB | HARMONY K CAM SWITCH 20A FRONT MOUNTING 1-0-2 BLACK MARKING | Harmony K range consists of a wide range of products from 10 A to 150 A for various applications. Cam switches of 12 A and 20 A are available in complete switches and adaptable sub-assemblies for user assembly. Different installation methods are possible on panels or machines such as front mounting, rear mounting, or Multifixing. | Degree of protection (IP), front side | IP40
| 436 | Automation and Control | Industrial Switch | Selector Switches | HARMONY K CAM SWITCH 20A FRONT MOUNTING 1-0-2 BLACK MARKING | 2527846 | K2H004PLH | SCHNEIDER ELECTRIC | 3975 | https://pim-kvc.soneparsea.com:3443/PictureServer/default.aspx/SCHNEIDER-K2H004PLH_Image1.jpg?A3889C9397807479A2A1A7889A85757D948AA6729D6978648079A4919A9679A1B1ACB97680A1A09B | https://pim-kvc.soneparsea.com:3443/PictureServer/default.aspx/SCHNEIDER-K2H004PLH_Datasheet1.pdf?A3889C9397807479A2A1A7889A85757D948AA6729D6978648079A4919A967495C4A6C7ADB79CA4657EB5B8AB | HARMONY K CAM SWITCH 20A FRONT MOUNTING 1-0-2 BLACK MARKING | Harmony K range consists of a wide range of products from 10 A to 150 A for various applications. Cam switches of 12 A and 20 A are available in complete switches and adaptable sub-assemblies for user assembly. Different installation methods are possible on panels or machines such as front mounting, rear mounting, or Multifixing. | Degree of protection (NEMA), front side | Other
| 436 | Automation and Control | Industrial Switch | Selector Switches | HARMONY K CAM SWITCH 20A FRONT MOUNTING 1-0-2 BLACK MARKING | 2527846 | K2H004PLH | SCHNEIDER ELECTRIC | 3975 | https://pim-kvc.soneparsea.com:3443/PictureServer/default.aspx/SCHNEIDER-K2H004PLH_Image1.jpg?A3889C9397807479A2A1A7889A85757D948AA6729D6978648079A4919A9679A1B1ACB97680A1A09B | https://pim-kvc.soneparsea.com:3443/PictureServer/default.aspx/SCHNEIDER-K2H004PLH_Datasheet1.pdf?A3889C9397807479A2A1A7889A85757D948AA6729D6978648079A4919A967495C4A6C7ADB79CA4657EB5B8AB | HARMONY K CAM SWITCH 20A FRONT MOUNTING 1-0-2 BLACK MARKING | Harmony K range consists of a wide range of products from 10 A to 150 A for various applications. Cam switches of 12 A and 20 A are available in complete switches and adaptable sub-assemblies for user assembly. Different installation methods are possible on panels or machines such as front mounting, rear mounting, or Multifixing. | Number of auxiliary contacts as normally closed contact | 0
| 436 | Automation and Control | Industrial Switch | Selector Switches | HARMONY K CAM SWITCH 20A FRONT MOUNTING 1-0-2 BLACK MARKING | 2527846 | K2H004PLH | SCHNEIDER ELECTRIC | 3975 | https://pim-kvc.soneparsea.com:3443/PictureServer/default.aspx/SCHNEIDER-K2H004PLH_Image1.jpg?A3889C9397807479A2A1A7889A85757D948AA6729D6978648079A4919A9679A1B1ACB97680A1A09B | https://pim-kvc.soneparsea.com:3443/PictureServer/default.aspx/SCHNEIDER-K2H004PLH_Datasheet1.pdf?A3889C9397807479A2A1A7889A85757D948AA6729D6978648079A4919A967495C4A6C7ADB79CA4657EB5B8AB | HARMONY K CAM SWITCH 20A FRONT MOUNTING 1-0-2 BLACK MARKING | Harmony K range consists of a wide range of products from 10 A to 150 A for various applications. Cam switches of 12 A and 20 A are available in complete switches and adaptable sub-assemblies for user assembly. Different installation methods are possible on panels or machines such as front mounting, rear mounting, or Multifixing. | Number of auxiliary contacts as normally open contact | 0
| 436 | Automation and Control | Industrial Switch | Selector Switches | HARMONY K CAM SWITCH 20A FRONT MOUNTING 1-0-2 BLACK MARKING | 2527846 | K2H004PLH | SCHNEIDER ELECTRIC | 3975 | https://pim-kvc.soneparsea.com:3443/PictureServer/default.aspx/SCHNEIDER-K2H004PLH_Image1.jpg?A3889C9397807479A2A1A7889A85757D948AA6729D6978648079A4919A9679A1B1ACB97680A1A09B | https://pim-kvc.soneparsea.com:3443/PictureServer/default.aspx/SCHNEIDER-K2H004PLH_Datasheet1.pdf?A3889C9397807479A2A1A7889A85757D948AA6729D6978648079A4919A967495C4A6C7ADB79CA4657EB5B8AB | HARMONY K CAM SWITCH 20A FRONT MOUNTING 1-0-2 BLACK MARKING | Harmony K range consists of a wide range of products from 10 A to 150 A for various applications. Cam switches of 12 A and 20 A are available in complete switches and adaptable sub-assemblies for user assembly. Different installation methods are possible on panels or machines such as front mounting, rear mounting, or Multifixing. | Number of auxiliary contacts as change-over contact | 0
| 436 | Automation and Control | Industrial Switch | Selector Switches | HARMONY K CAM SWITCH 20A FRONT MOUNTING 1-0-2 BLACK MARKING | 2527846 | K2H004PLH | SCHNEIDER ELECTRIC | 3975 | https://pim-kvc.soneparsea.com:3443/PictureServer/default.aspx/SCHNEIDER-K2H004PLH_Image1.jpg?A3889C9397807479A2A1A7889A85757D948AA6729D6978648079A4919A9679A1B1ACB97680A1A09B | https://pim-kvc.soneparsea.com:3443/PictureServer/default.aspx/SCHNEIDER-K2H004PLH_Datasheet1.pdf?A3889C9397807479A2A1A7889A85757D948AA6729D6978648079A4919A967495C4A6C7ADB79CA4657EB5B8AB | HARMONY K CAM SWITCH 20A FRONT MOUNTING 1-0-2 BLACK MARKING | Harmony K range consists of a wide range of products from 10 A to 150 A for various applications. Cam switches of 12 A and 20 A are available in complete switches and adaptable sub-assemblies for user assembly. Different installation methods are possible on panels or machines such as front mounting, rear mounting, or Multifixing. | Suitable for floor mounting | no
| 436 | Automation and Control | Industrial Switch | Selector Switches | HARMONY K CAM SWITCH 20A FRONT MOUNTING 1-0-2 BLACK MARKING | 2527846 | K2H004PLH | SCHNEIDER ELECTRIC | 3975 | https://pim-kvc.soneparsea.com:3443/PictureServer/default.aspx/SCHNEIDER-K2H004PLH_Image1.jpg?A3889C9397807479A2A1A7889A85757D948AA6729D6978648079A4919A9679A1B1ACB97680A1A09B | https://pim-kvc.soneparsea.com:3443/PictureServer/default.aspx/SCHNEIDER-K2H004PLH_Datasheet1.pdf?A3889C9397807479A2A1A7889A85757D948AA6729D6978648079A4919A967495C4A6C7ADB79CA4657EB5B8AB | HARMONY K CAM SWITCH 20A FRONT MOUNTING 1-0-2 BLACK MARKING | Harmony K range consists of a wide range of products from 10 A to 150 A for various applications. Cam switches of 12 A and 20 A are available in complete switches and adaptable sub-assemblies for user assembly. Different installation methods are possible on panels or machines such as front mounting, rear mounting, or Multifixing. | Suitable for front mounting | yes
| 436 | Automation and Control | Industrial Switch | Selector Switches | HARMONY K CAM SWITCH 20A FRONT MOUNTING 1-0-2 BLACK MARKING | 2527846 | K2H004PLH | SCHNEIDER ELECTRIC | 3975 | https://pim-kvc.soneparsea.com:3443/PictureServer/default.aspx/SCHNEIDER-K2H004PLH_Image1.jpg?A3889C9397807479A2A1A7889A85757D948AA6729D6978648079A4919A9679A1B1ACB97680A1A09B | https://pim-kvc.soneparsea.com:3443/PictureServer/default.aspx/SCHNEIDER-K2H004PLH_Datasheet1.pdf?A3889C9397807479A2A1A7889A85757D948AA6729D6978648079A4919A967495C4A6C7ADB79CA4657EB5B8AB | HARMONY K CAM SWITCH 20A FRONT MOUNTING 1-0-2 BLACK MARKING | Harmony K range consists of a wide range of products from 10 A to 150 A for various applications. Cam switches of 12 A and 20 A are available in complete switches and adaptable sub-assemblies for user assembly. Different installation methods are possible on panels or machines such as front mounting, rear mounting, or Multifixing. | Suitable for distribution board installation | no
| 436 | Automation and Control | Industrial Switch | Selector Switches | HARMONY K CAM SWITCH 20A FRONT MOUNTING 1-0-2 BLACK MARKING | 2527846 | K2H004PLH | SCHNEIDER ELECTRIC | 3975 | https://pim-kvc.soneparsea.com:3443/PictureServer/default.aspx/SCHNEIDER-K2H004PLH_Image1.jpg?A3889C9397807479A2A1A7889A85757D948AA6729D6978648079A4919A9679A1B1ACB97680A1A09B | https://pim-kvc.soneparsea.com:3443/PictureServer/default.aspx/SCHNEIDER-K2H004PLH_Datasheet1.pdf?A3889C9397807479A2A1A7889A85757D948AA6729D6978648079A4919A967495C4A6C7ADB79CA4657EB5B8AB | HARMONY K CAM SWITCH 20A FRONT MOUNTING 1-0-2 BLACK MARKING | Harmony K range consists of a wide range of products from 10 A to 150 A for various applications. Cam switches of 12 A and 20 A are available in complete switches and adaptable sub-assemblies for user assembly. Different installation methods are possible on panels or machines such as front mounting, rear mounting, or Multifixing. | Suitable for intermediate mounting | yes
| 436 | Automation and Control | Industrial Switch | Selector Switches | HARMONY K CAM SWITCH 20A FRONT MOUNTING 1-0-2 BLACK MARKING | 2527846 | K2H004PLH | SCHNEIDER ELECTRIC | 3975 | https://pim-kvc.soneparsea.com:3443/PictureServer/default.aspx/SCHNEIDER-K2H004PLH_Image1.jpg?A3889C9397807479A2A1A7889A85757D948AA6729D6978648079A4919A9679A1B1ACB97680A1A09B | https://pim-kvc.soneparsea.com:3443/PictureServer/default.aspx/SCHNEIDER-K2H004PLH_Datasheet1.pdf?A3889C9397807479A2A1A7889A85757D948AA6729D6978648079A4919A967495C4A6C7ADB79CA4657EB5B8AB | HARMONY K CAM SWITCH 20A FRONT MOUNTING 1-0-2 BLACK MARKING | Harmony K range consists of a wide range of products from 10 A to 150 A for various applications. Cam switches of 12 A and 20 A are available in complete switches and adaptable sub-assemblies for user assembly. Different installation methods are possible on panels or machines such as front mounting, rear mounting, or Multifixing. | Complete device in housing | yes
| 436 | Automation and Control | Industrial Switch | Selector Switches | HARMONY K CAM SWITCH 20A FRONT MOUNTING 1-0-2 BLACK MARKING | 2527846 | K2H004PLH | SCHNEIDER ELECTRIC | 3975 | https://pim-kvc.soneparsea.com:3443/PictureServer/default.aspx/SCHNEIDER-K2H004PLH_Image1.jpg?A3889C9397807479A2A1A7889A85757D948AA6729D6978648079A4919A9679A1B1ACB97680A1A09B | https://pim-kvc.soneparsea.com:3443/PictureServer/default.aspx/SCHNEIDER-K2H004PLH_Datasheet1.pdf?A3889C9397807479A2A1A7889A85757D948AA6729D6978648079A4919A967495C4A6C7ADB79CA4657EB5B8AB | HARMONY K CAM SWITCH 20A FRONT MOUNTING 1-0-2 BLACK MARKING | Harmony K range consists of a wide range of products from 10 A to 150 A for various applications. Cam switches of 12 A and 20 A are available in complete switches and adaptable sub-assemblies for user assembly. Different installation methods are possible on panels or machines such as front mounting, rear mounting, or Multifixing. | Material housing | Other
| 436 | Automation and Control | Industrial Switch | Selector Switches | HARMONY K CAM SWITCH 20A FRONT MOUNTING 1-0-2 BLACK MARKING | 2527846 | K2H004PLH | SCHNEIDER ELECTRIC | 3975 | https://pim-kvc.soneparsea.com:3443/PictureServer/default.aspx/SCHNEIDER-K2H004PLH_Image1.jpg?A3889C9397807479A2A1A7889A85757D948AA6729D6978648079A4919A9679A1B1ACB97680A1A09B | https://pim-kvc.soneparsea.com:3443/PictureServer/default.aspx/SCHNEIDER-K2H004PLH_Datasheet1.pdf?A3889C9397807479A2A1A7889A85757D948AA6729D6978648079A4919A967495C4A6C7ADB79CA4657EB5B8AB | HARMONY K CAM SWITCH 20A FRONT MOUNTING 1-0-2 BLACK MARKING | Harmony K range consists of a wide range of products from 10 A to 150 A for various applications. Cam switches of 12 A and 20 A are available in complete switches and adaptable sub-assemblies for user assembly. Different installation methods are possible on panels or machines such as front mounting, rear mounting, or Multifixing. | Type of control element | Long turning handle
| 436 | Automation and Control | Industrial Switch | Selector Switches | HARMONY K CAM SWITCH 20A FRONT MOUNTING 1-0-2 BLACK MARKING | 2527846 | K2H004PLH | SCHNEIDER ELECTRIC | 3975 | https://pim-kvc.soneparsea.com:3443/PictureServer/default.aspx/SCHNEIDER-K2H004PLH_Image1.jpg?A3889C9397807479A2A1A7889A85757D948AA6729D6978648079A4919A9679A1B1ACB97680A1A09B | https://pim-kvc.soneparsea.com:3443/PictureServer/default.aspx/SCHNEIDER-K2H004PLH_Datasheet1.pdf?A3889C9397807479A2A1A7889A85757D948AA6729D6978648079A4919A967495C4A6C7ADB79CA4657EB5B8AB | HARMONY K CAM SWITCH 20A FRONT MOUNTING 1-0-2 BLACK MARKING | Harmony K range consists of a wide range of products from 10 A to 150 A for various applications. Cam switches of 12 A and 20 A are available in complete switches and adaptable sub-assemblies for user assembly. Different installation methods are possible on panels or machines such as front mounting, rear mounting, or Multifixing. | Type of electrical connection of main circuit | Screw connection
| 437 | Automation and Control | Industrial Switch | Control Switch | S56 SURFACE ROTARY SWITCH 20A 500V 2P IP66 GREY W/O ENCLOSUR | 2528686 | S56SW220LEGY | SCHNEIDER ELECTRIC | 950 | https://pim-kvc.soneparsea.com:3443/PictureServer/default.aspx/schneider-56sw220legy_large.jpg?81788B76AEAA939CBEAABDA9B7A95D6986B8CB7784679C99B7BEB3B1B3A997997EAFC4AC | https://pim-kvc.soneparsea.com:3443/PictureServer/default.aspx/schneider-56sw220legy.pdf?81788B76AEAA939CBEAABDA9B7A95D6986B8CB7784679C99B7BE82B5B69D | S56 SURFACE ROTARY SWITCH 20A 500V 2P IP66 GREY W/O ENCLOSURE | Designed to satisfy customer needs, precisely engineered and carefully manufactured. Clipsal industrial switchgear is as versatile as your requirements. The Clipsal 56 and 66 series satisfies these challenges with the use of durable engineering plastics | Number of poles | 2
| 437 | Automation and Control | Industrial Switch | Control Switch | S56 SURFACE ROTARY SWITCH 20A 500V 2P IP66 GREY W/O ENCLOSUR | 2528686 | S56SW220LEGY | SCHNEIDER ELECTRIC | 950 | https://pim-kvc.soneparsea.com:3443/PictureServer/default.aspx/schneider-56sw220legy_large.jpg?81788B76AEAA939CBEAABDA9B7A95D6986B8CB7784679C99B7BEB3B1B3A997997EAFC4AC | https://pim-kvc.soneparsea.com:3443/PictureServer/default.aspx/schneider-56sw220legy.pdf?81788B76AEAA939CBEAABDA9B7A95D6986B8CB7784679C99B7BE82B5B69D | S56 SURFACE ROTARY SWITCH 20A 500V 2P IP66 GREY W/O ENCLOSURE | Designed to satisfy customer needs, precisely engineered and carefully manufactured. Clipsal industrial switchgear is as versatile as your requirements. The Clipsal 56 and 66 series satisfies these challenges with the use of durable engineering plastics | Max. rated operation voltage Ue AC | 500V
| 437 | Automation and Control | Industrial Switch | Control Switch | S56 SURFACE ROTARY SWITCH 20A 500V 2P IP66 GREY W/O ENCLOSUR | 2528686 | S56SW220LEGY | SCHNEIDER ELECTRIC | 950 | https://pim-kvc.soneparsea.com:3443/PictureServer/default.aspx/schneider-56sw220legy_large.jpg?81788B76AEAA939CBEAABDA9B7A95D6986B8CB7784679C99B7BEB3B1B3A997997EAFC4AC | https://pim-kvc.soneparsea.com:3443/PictureServer/default.aspx/schneider-56sw220legy.pdf?81788B76AEAA939CBEAABDA9B7A95D6986B8CB7784679C99B7BE82B5B69D | S56 SURFACE ROTARY SWITCH 20A 500V 2P IP66 GREY W/O ENCLOSURE | Designed to satisfy customer needs, precisely engineered and carefully manufactured. Clipsal industrial switchgear is as versatile as your requirements. The Clipsal 56 and 66 series satisfies these challenges with the use of durable engineering plastics | Rated permanent current Iu | 20A
| 437 | Automation and Control | Industrial Switch | Control Switch | S56 SURFACE ROTARY SWITCH 20A 500V 2P IP66 GREY W/O ENCLOSUR | 2528686 | S56SW220LEGY | SCHNEIDER ELECTRIC | 950 | https://pim-kvc.soneparsea.com:3443/PictureServer/default.aspx/schneider-56sw220legy_large.jpg?81788B76AEAA939CBEAABDA9B7A95D6986B8CB7784679C99B7BEB3B1B3A997997EAFC4AC | https://pim-kvc.soneparsea.com:3443/PictureServer/default.aspx/schneider-56sw220legy.pdf?81788B76AEAA939CBEAABDA9B7A95D6986B8CB7784679C99B7BE82B5B69D | S56 SURFACE ROTARY SWITCH 20A 500V 2P IP66 GREY W/O ENCLOSURE | Designed to satisfy customer needs, precisely engineered and carefully manufactured. Clipsal industrial switchgear is as versatile as your requirements. The Clipsal 56 and 66 series satisfies these challenges with the use of durable engineering plastics | Number of switch positions | 2
| 437 | Automation and Control | Industrial Switch | Control Switch | S56 SURFACE ROTARY SWITCH 20A 500V 2P IP66 GREY W/O ENCLOSUR | 2528686 | S56SW220LEGY | SCHNEIDER ELECTRIC | 950 | https://pim-kvc.soneparsea.com:3443/PictureServer/default.aspx/schneider-56sw220legy_large.jpg?81788B76AEAA939CBEAABDA9B7A95D6986B8CB7784679C99B7BEB3B1B3A997997EAFC4AC | https://pim-kvc.soneparsea.com:3443/PictureServer/default.aspx/schneider-56sw220legy.pdf?81788B76AEAA939CBEAABDA9B7A95D6986B8CB7784679C99B7BE82B5B69D | S56 SURFACE ROTARY SWITCH 20A 500V 2P IP66 GREY W/O ENCLOSURE | Designed to satisfy customer needs, precisely engineered and carefully manufactured. Clipsal industrial switchgear is as versatile as your requirements. The Clipsal 56 and 66 series satisfies these challenges with the use of durable engineering plastics | Type of control element | Turn button