## Electrical Distribution (LV)
ImportTicket-xlsx-zsx22ii8k1q&Tx | ลำดับ | รายละเอียดสินค้า
|  | ชื่อหมวดหมู่ชั้นที่ 1 | ชื่อหมวดหมู่ชั้นที่ 2 | ชื่อหมวดหมู่ชั้นที่ 3 | ชื่อสินค้า | รหัสสินค้า | MPN | Brand | ราคาสินค้า | Picture | Datasheet | รายละเอียดย่อ | รายละเอียดเต็ม | หัวข้อฟีเจอร์ | รายละเอียดฟีเจอร์
Example > | 0 | Product Category 1 | Product Sub 1 | Product Sub-sec 1 | Example Product | P0001 | N/A | Brand 1 | 100000 | https://soneparthailand.com/th/_content_images/product/A4BF5596-06F7-632A-0C7B-5BEB6E7DB749.jpg | https://www.quotewerks.com/download/printlayouts/Samples/QuotationSample_A.pdf | เอ๋เวิลด์ เปราะบางโลโก้มอนสเตอร์รากหญ้าพูล เชอร์รี่ไฮเปอร์ตรวจสอบรันเวย์ฟลอร์ เซรามิก | สเปกแอ็กชั่น มหภาคเทรดคอร์ปมหาอุปราชาเฉิ่ม แป๋วมาร์เก็ตเดบิตแมนชั่น โกลด์วีซ่าเซอร์วิส เฟิร์มสไปเดอร์ ออร์เดอร์เช็ก ฮันนีมูนแชมป์กระดี๊กระด๊ารีวิวดยุค ฟินิกซ์ตื้บสมาพันธ์ซัพพลายเออร์โรแมนติก หลวงปู่บู๊ฮาลาลแซ็กโซโฟน ป๋าแอสเตอร์แดรี่ภคันทลาพาธ บอกซ์เยนโหลนเมคอัพ รูบิก จูเนียร์ไอติมเคลียร์ฟลุทมอคคา ทอม แฟกซ์รวมมิตรฟอยล์ แซนด์วิชลอร์ดสคริปต์ยากูซ่า สแล็กผ้าห่มรีสอร์ตแดรี่ สเตย์ธรรมา เที่ยงคืนแอปเปิ้ล คำสาปแคมปัสท็อปบูต สัมนาศิลปากรพาร์บ๊วยอมาตยาธิปไตย แจ๊สไงจัมโบ้ดั๊มพ์ วิว เกจิเคลียร์ ว้อดก้ามั้งคอมพ์ แหม็บโยเกิร์ตซัมเมอร์ ป่าไม้นิวละติน เทคโนแครตเวิร์กช็อปฮาราคีรี แคนยอนแกรนด์ โปรเจ็กต์ เต๊ะแบคโฮเหี่ยวย่นละอ่อนคาปูชิโน วันเวย์ ครูเสดแตงโมฟีเวอร์เจ๊คอลเล็กชั่น ดั๊มพ์วิลเลจกับดัก ชัตเตอร์โบว์ ออเดอร์แชมป์ อุปทานมาร์จินฮิบรูโทรโข่ง จูน แดรี่โยโย่ บุ๋น เอ็นเตอร์เทนดีพาร์ทเมนต์ลีเมอร์ สต็อกเซาท์ มายาคติโกเต็กซ์ไวอากร้าลิมูซีน ออร์เดอร์โมเดิร์นวอล์กร็อคไฮไลต์ ซีเนียร์ริกเตอร์สมาพันธ์ เจ๊วาฟเฟิลฟลุกฮิตคัตเอาต์ คูลเลอร์ยากูซ่า ราสเบอร์รีไฟแนนซ์แคนู ยาวี แม่ค้าชีสเซี้ยว อิกัวนาแมมโบ้ ซีเรียสกุมภาพันธ์ ซัพพลายเออร์ฟลุท เป่ายิ้งฉุบโลโก้หลวงพี่ กีวีตุ๊กตุ๊กเซ็กส์อาร์ติสต์ อริยสงฆ์บาบูนไฮไลท์ซาร์ดีน เมเปิลปาสกาลแรงใจ ปาร์ตี้มาร์กเซนเซอร์แคมเปญ เบอร์รีแพทยสภาวาฟเฟิลแบคโฮแมกกาซีน ชีสสังโฆวิน เซ่นไหว้จิ๊กโก๋กฤษณ์บูติคจอหงวน โคโยตีจังโก้บัลลาสต์คอลเล็กชั่น โปรเจ็ครีเสิร์ช แชมเปญ โปรโมเตอร์แกรนด์สตรอว์เบอร์รีแพกเกจ จีดีพีคลาสสิกแทคติค ฮัมซามูไรเคอร์ฟิวแมชชีน เทเลกราฟแอปเปิ้ลวิลล์ แฟรนไชส์ต่อยอดรีสอร์ต ออร์เดอร์ฟอยล์อ่อนด้อยช็อป รันเวย์ชีสแจ็กพอตอาว์มาราธอน ไตรมาสจอหงวน รอยัลตี้เมจิคชัตเตอร์ ชาร์จแมชีนก๋ากั่นเซฟตี้ ง่าวแมคเคอเรล หม่านโถวโยเกิร์ต แช่แข็งอันตรกิริยา แจ็กพ็อตมะกันล็อบบี้ซิมแผดเผา คาร์ดีพาร์ตเมนต์บลูเบอร์รีโคโยตี้เครป ฮันนีมูนเจลรวมมิตรเซี้ยว | Feature Name 1 | This is feature detail.
| 54 | Electrical Distribution (LV) | Distribution Box and Enclosure | Load Centers | VISISMART L/C 3P 4W+G BAR 100A MAIN CB 42CCT WITH: | 2088502 | SDVS3100EZ42G/S | SCHNEIDER ELECTRIC | 17900 | https://pim-kvc.soneparsea.com:3443/PictureServer/default.aspx/schneider-SDVS3100EZ42G-S_large.jpg?81788B76AEAA939CBEAABDA9B7A95D87949BA77883676079AA79868C7F8A8FA0B1B7BBAA80A1A09B | https://pim-kvc.soneparsea.com:3443/PictureServer/default.aspx/schneider-SDVS3100EZ42G-S.pdf?81788B76AEAA939CBEAABDA9B7A95D87949BA77883676079AA79868C7F8A5EA4B4AB | VISISMART L/C 3P 4W+G BAR 100A MAIN CB 42CCT WITH: | Square D Load Center are available in 3 phases variant. Branch circuit breaker can be selected from 12 ways up to 48 ways. It eliminates wiring inside the enclosure are specifically designed for accepting Square D QO breakers. The busbar system is tested by ASTA to a system rating of 25kA and incoporate a high standard of safety and quality.Square D Load Center is compliant with IEC 60439, BS5486, Part 12 and TIS 1436-2540. Plug-on circuit breaker provide positive connection to the busbar in one click operation. | Extension possible | no
| 54 | Electrical Distribution (LV) | Distribution Box and Enclosure | Load Centers | VISISMART L/C 3P 4W+G BAR 100A MAIN CB 42CCT WITH: | 2088502 | SDVS3100EZ42G/S | SCHNEIDER ELECTRIC | 17900 | https://pim-kvc.soneparsea.com:3443/PictureServer/default.aspx/schneider-SDVS3100EZ42G-S_large.jpg?81788B76AEAA939CBEAABDA9B7A95D87949BA77883676079AA79868C7F8A8FA0B1B7BBAA80A1A09B | https://pim-kvc.soneparsea.com:3443/PictureServer/default.aspx/schneider-SDVS3100EZ42G-S.pdf?81788B76AEAA939CBEAABDA9B7A95D87949BA77883676079AA79868C7F8A5EA4B4AB | VISISMART L/C 3P 4W+G BAR 100A MAIN CB 42CCT WITH: | Square D Load Center are available in 3 phases variant. Branch circuit breaker can be selected from 12 ways up to 48 ways. It eliminates wiring inside the enclosure are specifically designed for accepting Square D QO breakers. The busbar system is tested by ASTA to a system rating of 25kA and incoporate a high standard of safety and quality.Square D Load Center is compliant with IEC 60439, BS5486, Part 12 and TIS 1436-2540. Plug-on circuit breaker provide positive connection to the busbar in one click operation. | Colour | White
| 55 | Electrical Distribution (LV) | Distribution Box and Enclosure | Load Centers | VISISMART L/C, EASYPACT 3P 4W+G BAR 250A MAIN CB 42CCT WITH: | 2088513 | SDVS3250EZ42G/S | SCHNEIDER ELECTRIC | 25300 | https://pim-kvc.soneparsea.com:3443/PictureServer/default.aspx/schneider-SDVS3250EZ42G-S_large.jpg?81788B76AEAA939CBEAABDA9B7A95D87949BA778846C6079AA79868C7F8A8FA0B1B7BBAA80A1A09B | https://pim-kvc.soneparsea.com:3443/PictureServer/default.aspx/schneider-SDVS3250EZ42G-S.pdf?81788B76AEAA939CBEAABDA9B7A95D87949BA778846C6079AA79868C7F8A5EA4B4AB | VISISMART L/C, EASYPACT 3P 4W+G BAR 250A MAIN CB 42CCT WITH: | Square D Load Center are available in 3 phases variant. Branch circuit breaker can be selected from 12 ways up to 48 ways. It eliminates wiring inside the enclosure are specifically designed for accepting Square D QO breakers. The busbar system is tested by ASTA to a system rating of 25kA and incoporate a high standard of safety and quality.Square D Load Center is compliant with IEC 60439, BS5486, Part 12 and TIS 1436-2540. Plug-on circuit breaker provide positive connection to the busbar in one click operation. | Transparent cover/door | no
| 55 | Electrical Distribution (LV) | Distribution Box and Enclosure | Load Centers | VISISMART L/C, EASYPACT 3P 4W+G BAR 250A MAIN CB 42CCT WITH: | 2088513 | SDVS3250EZ42G/S | SCHNEIDER ELECTRIC | 25300 | https://pim-kvc.soneparsea.com:3443/PictureServer/default.aspx/schneider-SDVS3250EZ42G-S_large.jpg?81788B76AEAA939CBEAABDA9B7A95D87949BA778846C6079AA79868C7F8A8FA0B1B7BBAA80A1A09B | https://pim-kvc.soneparsea.com:3443/PictureServer/default.aspx/schneider-SDVS3250EZ42G-S.pdf?81788B76AEAA939CBEAABDA9B7A95D87949BA778846C6079AA79868C7F8A5EA4B4AB | VISISMART L/C, EASYPACT 3P 4W+G BAR 250A MAIN CB 42CCT WITH: | Square D Load Center are available in 3 phases variant. Branch circuit breaker can be selected from 12 ways up to 48 ways. It eliminates wiring inside the enclosure are specifically designed for accepting Square D QO breakers. The busbar system is tested by ASTA to a system rating of 25kA and incoporate a high standard of safety and quality.Square D Load Center is compliant with IEC 60439, BS5486, Part 12 and TIS 1436-2540. Plug-on circuit breaker provide positive connection to the busbar in one click operation. | Extension possible | no
| 55 | Electrical Distribution (LV) | Distribution Box and Enclosure | Load Centers | VISISMART L/C, EASYPACT 3P 4W+G BAR 250A MAIN CB 42CCT WITH: | 2088513 | SDVS3250EZ42G/S | SCHNEIDER ELECTRIC | 25300 | https://pim-kvc.soneparsea.com:3443/PictureServer/default.aspx/schneider-SDVS3250EZ42G-S_large.jpg?81788B76AEAA939CBEAABDA9B7A95D87949BA778846C6079AA79868C7F8A8FA0B1B7BBAA80A1A09B | https://pim-kvc.soneparsea.com:3443/PictureServer/default.aspx/schneider-SDVS3250EZ42G-S.pdf?81788B76AEAA939CBEAABDA9B7A95D87949BA778846C6079AA79868C7F8A5EA4B4AB | VISISMART L/C, EASYPACT 3P 4W+G BAR 250A MAIN CB 42CCT WITH: | Square D Load Center are available in 3 phases variant. Branch circuit breaker can be selected from 12 ways up to 48 ways. It eliminates wiring inside the enclosure are specifically designed for accepting Square D QO breakers. The busbar system is tested by ASTA to a system rating of 25kA and incoporate a high standard of safety and quality.Square D Load Center is compliant with IEC 60439, BS5486, Part 12 and TIS 1436-2540. Plug-on circuit breaker provide positive connection to the busbar in one click operation. | Colour | White
| 56 | Electrical Distribution (LV) | Distribution Box and Enclosure | Enclosures | HARMONY XALE EMPTY CONTROL STATION LIGHT GREY | 2088686 | XALE3 | SCHNEIDER ELECTRIC | 990 | https://pim-kvc.soneparsea.com:3443/PictureServer/default.aspx/schneider-XALE3_Image1.jpg?A3889C9397807479A2A1C7A8BAA5959DB4AAC672AA787C7983A49DB2B39E95657EAFC4AC | https://pim-kvc.soneparsea.com:3443/PictureServer/default.aspx/schneider-xal-e3.pdf?81788B76AEAA939CBEAABDA9B7A95DACB1B181AA8565A098B6 | HARMONY XALE EMPTY CONTROL STATION LIGHT GREY 3 CUT-OUTS IP54 FOR XB7 Ø 22 MM | Optimum and economical! Simple to install, the XALE Optimum control statio are designed to meet both standard requirements, by using the complete ready to use offer, and specific requirements, by using the customer assembly offer. | Number of command positions | 3
| 56 | Electrical Distribution (LV) | Distribution Box and Enclosure | Enclosures | HARMONY XALE EMPTY CONTROL STATION LIGHT GREY | 2088686 | XALE3 | SCHNEIDER ELECTRIC | 990 | https://pim-kvc.soneparsea.com:3443/PictureServer/default.aspx/schneider-XALE3_Image1.jpg?A3889C9397807479A2A1C7A8BAA5959DB4AAC672AA787C7983A49DB2B39E95657EAFC4AC | https://pim-kvc.soneparsea.com:3443/PictureServer/default.aspx/schneider-xal-e3.pdf?81788B76AEAA939CBEAABDA9B7A95DACB1B181AA8565A098B6 | HARMONY XALE EMPTY CONTROL STATION LIGHT GREY 3 CUT-OUTS IP54 FOR XB7 Ø 22 MM | Optimum and economical! Simple to install, the XALE Optimum control statio are designed to meet both standard requirements, by using the complete ready to use offer, and specific requirements, by using the customer assembly offer. | Construction type housing | Surface mounting housing
| 56 | Electrical Distribution (LV) | Distribution Box and Enclosure | Enclosures | HARMONY XALE EMPTY CONTROL STATION LIGHT GREY | 2088686 | XALE3 | SCHNEIDER ELECTRIC | 990 | https://pim-kvc.soneparsea.com:3443/PictureServer/default.aspx/schneider-XALE3_Image1.jpg?A3889C9397807479A2A1C7A8BAA5959DB4AAC672AA787C7983A49DB2B39E95657EAFC4AC | https://pim-kvc.soneparsea.com:3443/PictureServer/default.aspx/schneider-xal-e3.pdf?81788B76AEAA939CBEAABDA9B7A95DACB1B181AA8565A098B6 | HARMONY XALE EMPTY CONTROL STATION LIGHT GREY 3 CUT-OUTS IP54 FOR XB7 Ø 22 MM | Optimum and economical! Simple to install, the XALE Optimum control statio are designed to meet both standard requirements, by using the complete ready to use offer, and specific requirements, by using the customer assembly offer. | Material housing | Plastic
| 56 | Electrical Distribution (LV) | Distribution Box and Enclosure | Enclosures | HARMONY XALE EMPTY CONTROL STATION LIGHT GREY | 2088686 | XALE3 | SCHNEIDER ELECTRIC | 990 | https://pim-kvc.soneparsea.com:3443/PictureServer/default.aspx/schneider-XALE3_Image1.jpg?A3889C9397807479A2A1C7A8BAA5959DB4AAC672AA787C7983A49DB2B39E95657EAFC4AC | https://pim-kvc.soneparsea.com:3443/PictureServer/default.aspx/schneider-xal-e3.pdf?81788B76AEAA939CBEAABDA9B7A95DACB1B181AA8565A098B6 | HARMONY XALE EMPTY CONTROL STATION LIGHT GREY 3 CUT-OUTS IP54 FOR XB7 Ø 22 MM | Optimum and economical! Simple to install, the XALE Optimum control statio are designed to meet both standard requirements, by using the complete ready to use offer, and specific requirements, by using the customer assembly offer. | Housing material quality | ABS
| 56 | Electrical Distribution (LV) | Distribution Box and Enclosure | Enclosures | HARMONY XALE EMPTY CONTROL STATION LIGHT GREY | 2088686 | XALE3 | SCHNEIDER ELECTRIC | 990 | https://pim-kvc.soneparsea.com:3443/PictureServer/default.aspx/schneider-XALE3_Image1.jpg?A3889C9397807479A2A1C7A8BAA5959DB4AAC672AA787C7983A49DB2B39E95657EAFC4AC | https://pim-kvc.soneparsea.com:3443/PictureServer/default.aspx/schneider-xal-e3.pdf?81788B76AEAA939CBEAABDA9B7A95DACB1B181AA8565A098B6 | HARMONY XALE EMPTY CONTROL STATION LIGHT GREY 3 CUT-OUTS IP54 FOR XB7 Ø 22 MM | Optimum and economical! Simple to install, the XALE Optimum control statio are designed to meet both standard requirements, by using the complete ready to use offer, and specific requirements, by using the customer assembly offer. | Diameter openings | 22.5mm
| 56 | Electrical Distribution (LV) | Distribution Box and Enclosure | Enclosures | HARMONY XALE EMPTY CONTROL STATION LIGHT GREY | 2088686 | XALE3 | SCHNEIDER ELECTRIC | 990 | https://pim-kvc.soneparsea.com:3443/PictureServer/default.aspx/schneider-XALE3_Image1.jpg?A3889C9397807479A2A1C7A8BAA5959DB4AAC672AA787C7983A49DB2B39E95657EAFC4AC | https://pim-kvc.soneparsea.com:3443/PictureServer/default.aspx/schneider-xal-e3.pdf?81788B76AEAA939CBEAABDA9B7A95DACB1B181AA8565A098B6 | HARMONY XALE EMPTY CONTROL STATION LIGHT GREY 3 CUT-OUTS IP54 FOR XB7 Ø 22 MM | Optimum and economical! Simple to install, the XALE Optimum control statio are designed to meet both standard requirements, by using the complete ready to use offer, and specific requirements, by using the customer assembly offer. | Colour housing cover | Black
| 56 | Electrical Distribution (LV) | Distribution Box and Enclosure | Enclosures | HARMONY XALE EMPTY CONTROL STATION LIGHT GREY | 2088686 | XALE3 | SCHNEIDER ELECTRIC | 990 | https://pim-kvc.soneparsea.com:3443/PictureServer/default.aspx/schneider-XALE3_Image1.jpg?A3889C9397807479A2A1C7A8BAA5959DB4AAC672AA787C7983A49DB2B39E95657EAFC4AC | https://pim-kvc.soneparsea.com:3443/PictureServer/default.aspx/schneider-xal-e3.pdf?81788B76AEAA939CBEAABDA9B7A95DACB1B181AA8565A098B6 | HARMONY XALE EMPTY CONTROL STATION LIGHT GREY 3 CUT-OUTS IP54 FOR XB7 Ø 22 MM | Optimum and economical! Simple to install, the XALE Optimum control statio are designed to meet both standard requirements, by using the complete ready to use offer, and specific requirements, by using the customer assembly offer. | Degree of protection (IP) | IP54
| 56 | Electrical Distribution (LV) | Distribution Box and Enclosure | Enclosures | HARMONY XALE EMPTY CONTROL STATION LIGHT GREY | 2088686 | XALE3 | SCHNEIDER ELECTRIC | 990 | https://pim-kvc.soneparsea.com:3443/PictureServer/default.aspx/schneider-XALE3_Image1.jpg?A3889C9397807479A2A1C7A8BAA5959DB4AAC672AA787C7983A49DB2B39E95657EAFC4AC | https://pim-kvc.soneparsea.com:3443/PictureServer/default.aspx/schneider-xal-e3.pdf?81788B76AEAA939CBEAABDA9B7A95DACB1B181AA8565A098B6 | HARMONY XALE EMPTY CONTROL STATION LIGHT GREY 3 CUT-OUTS IP54 FOR XB7 Ø 22 MM | Optimum and economical! Simple to install, the XALE Optimum control statio are designed to meet both standard requirements, by using the complete ready to use offer, and specific requirements, by using the customer assembly offer. | Degree of protection (NEMA) | Other
| 56 | Electrical Distribution (LV) | Distribution Box and Enclosure | Enclosures | HARMONY XALE EMPTY CONTROL STATION LIGHT GREY | 2088686 | XALE3 | SCHNEIDER ELECTRIC | 990 | https://pim-kvc.soneparsea.com:3443/PictureServer/default.aspx/schneider-XALE3_Image1.jpg?A3889C9397807479A2A1C7A8BAA5959DB4AAC672AA787C7983A49DB2B39E95657EAFC4AC | https://pim-kvc.soneparsea.com:3443/PictureServer/default.aspx/schneider-xal-e3.pdf?81788B76AEAA939CBEAABDA9B7A95DACB1B181AA8565A098B6 | HARMONY XALE EMPTY CONTROL STATION LIGHT GREY 3 CUT-OUTS IP54 FOR XB7 Ø 22 MM | Optimum and economical! Simple to install, the XALE Optimum control statio are designed to meet both standard requirements, by using the complete ready to use offer, and specific requirements, by using the customer assembly offer. | Width | 73mm
| 56 | Electrical Distribution (LV) | Distribution Box and Enclosure | Enclosures | HARMONY XALE EMPTY CONTROL STATION LIGHT GREY | 2088686 | XALE3 | SCHNEIDER ELECTRIC | 990 | https://pim-kvc.soneparsea.com:3443/PictureServer/default.aspx/schneider-XALE3_Image1.jpg?A3889C9397807479A2A1C7A8BAA5959DB4AAC672AA787C7983A49DB2B39E95657EAFC4AC | https://pim-kvc.soneparsea.com:3443/PictureServer/default.aspx/schneider-xal-e3.pdf?81788B76AEAA939CBEAABDA9B7A95DACB1B181AA8565A098B6 | HARMONY XALE EMPTY CONTROL STATION LIGHT GREY 3 CUT-OUTS IP54 FOR XB7 Ø 22 MM | Optimum and economical! Simple to install, the XALE Optimum control statio are designed to meet both standard requirements, by using the complete ready to use offer, and specific requirements, by using the customer assembly offer. | Height | 115mm
| 56 | Electrical Distribution (LV) | Distribution Box and Enclosure | Enclosures | HARMONY XALE EMPTY CONTROL STATION LIGHT GREY | 2088686 | XALE3 | SCHNEIDER ELECTRIC | 990 | https://pim-kvc.soneparsea.com:3443/PictureServer/default.aspx/schneider-XALE3_Image1.jpg?A3889C9397807479A2A1C7A8BAA5959DB4AAC672AA787C7983A49DB2B39E95657EAFC4AC | https://pim-kvc.soneparsea.com:3443/PictureServer/default.aspx/schneider-xal-e3.pdf?81788B76AEAA939CBEAABDA9B7A95DACB1B181AA8565A098B6 | HARMONY XALE EMPTY CONTROL STATION LIGHT GREY 3 CUT-OUTS IP54 FOR XB7 Ø 22 MM | Optimum and economical! Simple to install, the XALE Optimum control statio are designed to meet both standard requirements, by using the complete ready to use offer, and specific requirements, by using the customer assembly offer. | Depth | 52mm
| 57 | Electrical Distribution (LV) | Distribution Box and Enclosure | Enclosures | MINI OPALE ENCLOSURE 4P 2MOD | 2101279 | 13392 | SCHNEIDER ELECTRIC | 510 | https://pim-kvc.soneparsea.com:3443/PictureServer/default.aspx/schneider-13392_large.jpg?81788B76AEAA939CBEAABDA9B7A95D6583788D77B1A391A6B7AA82AFC29E | https://pim-kvc.soneparsea.com:3443/PictureServer/default.aspx/schneider-13392.pdf?81788B76AEAA939CBEAABDA9B7A95D6583788D7780A7949A | MINI OPALE ENCLOSURE 4P 2MOD | Mini Opale is used as an interior and distribution enclosure up to 63A. It is used as: an extension enclosure for individual and collective housing a final distribution enclosure in tertiary buildings. Mini Opale is made up of:, • a back with an integrated symmetrical rail , • 1 clip-on, sealable cover | Mounting method | Surface mounted (plaster)
| 57 | Electrical Distribution (LV) | Distribution Box and Enclosure | Enclosures | MINI OPALE ENCLOSURE 4P 2MOD | 2101279 | 13392 | SCHNEIDER ELECTRIC | 510 | https://pim-kvc.soneparsea.com:3443/PictureServer/default.aspx/schneider-13392_large.jpg?81788B76AEAA939CBEAABDA9B7A95D6583788D77B1A391A6B7AA82AFC29E | https://pim-kvc.soneparsea.com:3443/PictureServer/default.aspx/schneider-13392.pdf?81788B76AEAA939CBEAABDA9B7A95D6583788D7780A7949A | MINI OPALE ENCLOSURE 4P 2MOD | Mini Opale is used as an interior and distribution enclosure up to 63A. It is used as: an extension enclosure for individual and collective housing a final distribution enclosure in tertiary buildings. Mini Opale is made up of:, • a back with an integrated symmetrical rail , • 1 clip-on, sealable cover | Number of rows | 1
| 57 | Electrical Distribution (LV) | Distribution Box and Enclosure | Enclosures | MINI OPALE ENCLOSURE 4P 2MOD | 2101279 | 13392 | SCHNEIDER ELECTRIC | 510 | https://pim-kvc.soneparsea.com:3443/PictureServer/default.aspx/schneider-13392_large.jpg?81788B76AEAA939CBEAABDA9B7A95D6583788D77B1A391A6B7AA82AFC29E | https://pim-kvc.soneparsea.com:3443/PictureServer/default.aspx/schneider-13392.pdf?81788B76AEAA939CBEAABDA9B7A95D6583788D7780A7949A | MINI OPALE ENCLOSURE 4P 2MOD | Mini Opale is used as an interior and distribution enclosure up to 63A. It is used as: an extension enclosure for individual and collective housing a final distribution enclosure in tertiary buildings. Mini Opale is made up of:, • a back with an integrated symmetrical rail , • 1 clip-on, sealable cover | Width in number of modular spacings | 2
| 57 | Electrical Distribution (LV) | Distribution Box and Enclosure | Enclosures | MINI OPALE ENCLOSURE 4P 2MOD | 2101279 | 13392 | SCHNEIDER ELECTRIC | 510 | https://pim-kvc.soneparsea.com:3443/PictureServer/default.aspx/schneider-13392_large.jpg?81788B76AEAA939CBEAABDA9B7A95D6583788D77B1A391A6B7AA82AFC29E | https://pim-kvc.soneparsea.com:3443/PictureServer/default.aspx/schneider-13392.pdf?81788B76AEAA939CBEAABDA9B7A95D6583788D7780A7949A | MINI OPALE ENCLOSURE 4P 2MOD | Mini Opale is used as an interior and distribution enclosure up to 63A. It is used as: an extension enclosure for individual and collective housing a final distribution enclosure in tertiary buildings. Mini Opale is made up of:, • a back with an integrated symmetrical rail , • 1 clip-on, sealable cover | Type of cover | Cover
| 57 | Electrical Distribution (LV) | Distribution Box and Enclosure | Enclosures | MINI OPALE ENCLOSURE 4P 2MOD | 2101279 | 13392 | SCHNEIDER ELECTRIC | 510 | https://pim-kvc.soneparsea.com:3443/PictureServer/default.aspx/schneider-13392_large.jpg?81788B76AEAA939CBEAABDA9B7A95D6583788D77B1A391A6B7AA82AFC29E | https://pim-kvc.soneparsea.com:3443/PictureServer/default.aspx/schneider-13392.pdf?81788B76AEAA939CBEAABDA9B7A95D6583788D7780A7949A | MINI OPALE ENCLOSURE 4P 2MOD | Mini Opale is used as an interior and distribution enclosure up to 63A. It is used as: an extension enclosure for individual and collective housing a final distribution enclosure in tertiary buildings. Mini Opale is made up of:, • a back with an integrated symmetrical rail , • 1 clip-on, sealable cover | Cover model | With notch
| 57 | Electrical Distribution (LV) | Distribution Box and Enclosure | Enclosures | MINI OPALE ENCLOSURE 4P 2MOD | 2101279 | 13392 | SCHNEIDER ELECTRIC | 510 | https://pim-kvc.soneparsea.com:3443/PictureServer/default.aspx/schneider-13392_large.jpg?81788B76AEAA939CBEAABDA9B7A95D6583788D77B1A391A6B7AA82AFC29E | https://pim-kvc.soneparsea.com:3443/PictureServer/default.aspx/schneider-13392.pdf?81788B76AEAA939CBEAABDA9B7A95D6583788D7780A7949A | MINI OPALE ENCLOSURE 4P 2MOD | Mini Opale is used as an interior and distribution enclosure up to 63A. It is used as: an extension enclosure for individual and collective housing a final distribution enclosure in tertiary buildings. Mini Opale is made up of:, • a back with an integrated symmetrical rail , • 1 clip-on, sealable cover | Transparent cover/door | no
| 57 | Electrical Distribution (LV) | Distribution Box and Enclosure | Enclosures | MINI OPALE ENCLOSURE 4P 2MOD | 2101279 | 13392 | SCHNEIDER ELECTRIC | 510 | https://pim-kvc.soneparsea.com:3443/PictureServer/default.aspx/schneider-13392_large.jpg?81788B76AEAA939CBEAABDA9B7A95D6583788D77B1A391A6B7AA82AFC29E | https://pim-kvc.soneparsea.com:3443/PictureServer/default.aspx/schneider-13392.pdf?81788B76AEAA939CBEAABDA9B7A95D6583788D7780A7949A | MINI OPALE ENCLOSURE 4P 2MOD | Mini Opale is used as an interior and distribution enclosure up to 63A. It is used as: an extension enclosure for individual and collective housing a final distribution enclosure in tertiary buildings. Mini Opale is made up of:, • a back with an integrated symmetrical rail , • 1 clip-on, sealable cover | Material housing | Plastic
| 57 | Electrical Distribution (LV) | Distribution Box and Enclosure | Enclosures | MINI OPALE ENCLOSURE 4P 2MOD | 2101279 | 13392 | SCHNEIDER ELECTRIC | 510 | https://pim-kvc.soneparsea.com:3443/PictureServer/default.aspx/schneider-13392_large.jpg?81788B76AEAA939CBEAABDA9B7A95D6583788D77B1A391A6B7AA82AFC29E | https://pim-kvc.soneparsea.com:3443/PictureServer/default.aspx/schneider-13392.pdf?81788B76AEAA939CBEAABDA9B7A95D6583788D7780A7949A | MINI OPALE ENCLOSURE 4P 2MOD | Mini Opale is used as an interior and distribution enclosure up to 63A. It is used as: an extension enclosure for individual and collective housing a final distribution enclosure in tertiary buildings. Mini Opale is made up of:, • a back with an integrated symmetrical rail , • 1 clip-on, sealable cover | Height | 130mm
| 57 | Electrical Distribution (LV) | Distribution Box and Enclosure | Enclosures | MINI OPALE ENCLOSURE 4P 2MOD | 2101279 | 13392 | SCHNEIDER ELECTRIC | 510 | https://pim-kvc.soneparsea.com:3443/PictureServer/default.aspx/schneider-13392_large.jpg?81788B76AEAA939CBEAABDA9B7A95D6583788D77B1A391A6B7AA82AFC29E | https://pim-kvc.soneparsea.com:3443/PictureServer/default.aspx/schneider-13392.pdf?81788B76AEAA939CBEAABDA9B7A95D6583788D7780A7949A | MINI OPALE ENCLOSURE 4P 2MOD | Mini Opale is used as an interior and distribution enclosure up to 63A. It is used as: an extension enclosure for individual and collective housing a final distribution enclosure in tertiary buildings. Mini Opale is made up of:, • a back with an integrated symmetrical rail , • 1 clip-on, sealable cover | Width | 44mm
| 57 | Electrical Distribution (LV) | Distribution Box and Enclosure | Enclosures | MINI OPALE ENCLOSURE 4P 2MOD | 2101279 | 13392 | SCHNEIDER ELECTRIC | 510 | https://pim-kvc.soneparsea.com:3443/PictureServer/default.aspx/schneider-13392_large.jpg?81788B76AEAA939CBEAABDA9B7A95D6583788D77B1A391A6B7AA82AFC29E | https://pim-kvc.soneparsea.com:3443/PictureServer/default.aspx/schneider-13392.pdf?81788B76AEAA939CBEAABDA9B7A95D6583788D7780A7949A | MINI OPALE ENCLOSURE 4P 2MOD | Mini Opale is used as an interior and distribution enclosure up to 63A. It is used as: an extension enclosure for individual and collective housing a final distribution enclosure in tertiary buildings. Mini Opale is made up of:, • a back with an integrated symmetrical rail , • 1 clip-on, sealable cover | Depth | 57mm
| 57 | Electrical Distribution (LV) | Distribution Box and Enclosure | Enclosures | MINI OPALE ENCLOSURE 4P 2MOD | 2101279 | 13392 | SCHNEIDER ELECTRIC | 510 | https://pim-kvc.soneparsea.com:3443/PictureServer/default.aspx/schneider-13392_large.jpg?81788B76AEAA939CBEAABDA9B7A95D6583788D77B1A391A6B7AA82AFC29E | https://pim-kvc.soneparsea.com:3443/PictureServer/default.aspx/schneider-13392.pdf?81788B76AEAA939CBEAABDA9B7A95D6583788D7780A7949A | MINI OPALE ENCLOSURE 4P 2MOD | Mini Opale is used as an interior and distribution enclosure up to 63A. It is used as: an extension enclosure for individual and collective housing a final distribution enclosure in tertiary buildings. Mini Opale is made up of:, • a back with an integrated symmetrical rail , • 1 clip-on, sealable cover | Built-in depth | 0mm
| 57 | Electrical Distribution (LV) | Distribution Box and Enclosure | Enclosures | MINI OPALE ENCLOSURE 4P 2MOD | 2101279 | 13392 | SCHNEIDER ELECTRIC | 510 | https://pim-kvc.soneparsea.com:3443/PictureServer/default.aspx/schneider-13392_large.jpg?81788B76AEAA939CBEAABDA9B7A95D6583788D77B1A391A6B7AA82AFC29E | https://pim-kvc.soneparsea.com:3443/PictureServer/default.aspx/schneider-13392.pdf?81788B76AEAA939CBEAABDA9B7A95D6583788D7780A7949A | MINI OPALE ENCLOSURE 4P 2MOD | Mini Opale is used as an interior and distribution enclosure up to 63A. It is used as: an extension enclosure for individual and collective housing a final distribution enclosure in tertiary buildings. Mini Opale is made up of:, • a back with an integrated symmetrical rail , • 1 clip-on, sealable cover | Internal depth | 52mm
| 57 | Electrical Distribution (LV) | Distribution Box and Enclosure | Enclosures | MINI OPALE ENCLOSURE 4P 2MOD | 2101279 | 13392 | SCHNEIDER ELECTRIC | 510 | https://pim-kvc.soneparsea.com:3443/PictureServer/default.aspx/schneider-13392_large.jpg?81788B76AEAA939CBEAABDA9B7A95D6583788D77B1A391A6B7AA82AFC29E | https://pim-kvc.soneparsea.com:3443/PictureServer/default.aspx/schneider-13392.pdf?81788B76AEAA939CBEAABDA9B7A95D6583788D7780A7949A | MINI OPALE ENCLOSURE 4P 2MOD | Mini Opale is used as an interior and distribution enclosure up to 63A. It is used as: an extension enclosure for individual and collective housing a final distribution enclosure in tertiary buildings. Mini Opale is made up of:, • a back with an integrated symmetrical rail , • 1 clip-on, sealable cover | Earthing terminal block | no
| 57 | Electrical Distribution (LV) | Distribution Box and Enclosure | Enclosures | MINI OPALE ENCLOSURE 4P 2MOD | 2101279 | 13392 | SCHNEIDER ELECTRIC | 510 | https://pim-kvc.soneparsea.com:3443/PictureServer/default.aspx/schneider-13392_large.jpg?81788B76AEAA939CBEAABDA9B7A95D6583788D77B1A391A6B7AA82AFC29E | https://pim-kvc.soneparsea.com:3443/PictureServer/default.aspx/schneider-13392.pdf?81788B76AEAA939CBEAABDA9B7A95D6583788D7780A7949A | MINI OPALE ENCLOSURE 4P 2MOD | Mini Opale is used as an interior and distribution enclosure up to 63A. It is used as: an extension enclosure for individual and collective housing a final distribution enclosure in tertiary buildings. Mini Opale is made up of:, • a back with an integrated symmetrical rail , • 1 clip-on, sealable cover | Neutral terminal block | no
| 57 | Electrical Distribution (LV) | Distribution Box and Enclosure | Enclosures | MINI OPALE ENCLOSURE 4P 2MOD | 2101279 | 13392 | SCHNEIDER ELECTRIC | 510 | https://pim-kvc.soneparsea.com:3443/PictureServer/default.aspx/schneider-13392_large.jpg?81788B76AEAA939CBEAABDA9B7A95D6583788D77B1A391A6B7AA82AFC29E | https://pim-kvc.soneparsea.com:3443/PictureServer/default.aspx/schneider-13392.pdf?81788B76AEAA939CBEAABDA9B7A95D6583788D7780A7949A | MINI OPALE ENCLOSURE 4P 2MOD | Mini Opale is used as an interior and distribution enclosure up to 63A. It is used as: an extension enclosure for individual and collective housing a final distribution enclosure in tertiary buildings. Mini Opale is made up of:, • a back with an integrated symmetrical rail , • 1 clip-on, sealable cover | DIN-rail | yes
| 57 | Electrical Distribution (LV) | Distribution Box and Enclosure | Enclosures | MINI OPALE ENCLOSURE 4P 2MOD | 2101279 | 13392 | SCHNEIDER ELECTRIC | 510 | https://pim-kvc.soneparsea.com:3443/PictureServer/default.aspx/schneider-13392_large.jpg?81788B76AEAA939CBEAABDA9B7A95D6583788D77B1A391A6B7AA82AFC29E | https://pim-kvc.soneparsea.com:3443/PictureServer/default.aspx/schneider-13392.pdf?81788B76AEAA939CBEAABDA9B7A95D6583788D7780A7949A | MINI OPALE ENCLOSURE 4P 2MOD | Mini Opale is used as an interior and distribution enclosure up to 63A. It is used as: an extension enclosure for individual and collective housing a final distribution enclosure in tertiary buildings. Mini Opale is made up of:, • a back with an integrated symmetrical rail , • 1 clip-on, sealable cover | With mounting plate | no
| 57 | Electrical Distribution (LV) | Distribution Box and Enclosure | Enclosures | MINI OPALE ENCLOSURE 4P 2MOD | 2101279 | 13392 | SCHNEIDER ELECTRIC | 510 | https://pim-kvc.soneparsea.com:3443/PictureServer/default.aspx/schneider-13392_large.jpg?81788B76AEAA939CBEAABDA9B7A95D6583788D77B1A391A6B7AA82AFC29E | https://pim-kvc.soneparsea.com:3443/PictureServer/default.aspx/schneider-13392.pdf?81788B76AEAA939CBEAABDA9B7A95D6583788D7780A7949A | MINI OPALE ENCLOSURE 4P 2MOD | Mini Opale is used as an interior and distribution enclosure up to 63A. It is used as: an extension enclosure for individual and collective housing a final distribution enclosure in tertiary buildings. Mini Opale is made up of:, • a back with an integrated symmetrical rail , • 1 clip-on, sealable cover | Extension possible | no
| 57 | Electrical Distribution (LV) | Distribution Box and Enclosure | Enclosures | MINI OPALE ENCLOSURE 4P 2MOD | 2101279 | 13392 | SCHNEIDER ELECTRIC | 510 | https://pim-kvc.soneparsea.com:3443/PictureServer/default.aspx/schneider-13392_large.jpg?81788B76AEAA939CBEAABDA9B7A95D6583788D77B1A391A6B7AA82AFC29E | https://pim-kvc.soneparsea.com:3443/PictureServer/default.aspx/schneider-13392.pdf?81788B76AEAA939CBEAABDA9B7A95D6583788D7780A7949A | MINI OPALE ENCLOSURE 4P 2MOD | Mini Opale is used as an interior and distribution enclosure up to 63A. It is used as: an extension enclosure for individual and collective housing a final distribution enclosure in tertiary buildings. Mini Opale is made up of:, • a back with an integrated symmetrical rail , • 1 clip-on, sealable cover | EMC-version | no
| 57 | Electrical Distribution (LV) | Distribution Box and Enclosure | Enclosures | MINI OPALE ENCLOSURE 4P 2MOD | 2101279 | 13392 | SCHNEIDER ELECTRIC | 510 | https://pim-kvc.soneparsea.com:3443/PictureServer/default.aspx/schneider-13392_large.jpg?81788B76AEAA939CBEAABDA9B7A95D6583788D77B1A391A6B7AA82AFC29E | https://pim-kvc.soneparsea.com:3443/PictureServer/default.aspx/schneider-13392.pdf?81788B76AEAA939CBEAABDA9B7A95D6583788D7780A7949A | MINI OPALE ENCLOSURE 4P 2MOD | Mini Opale is used as an interior and distribution enclosure up to 63A. It is used as: an extension enclosure for individual and collective housing a final distribution enclosure in tertiary buildings. Mini Opale is made up of:, • a back with an integrated symmetrical rail , • 1 clip-on, sealable cover | Colour | White
| 57 | Electrical Distribution (LV) | Distribution Box and Enclosure | Enclosures | MINI OPALE ENCLOSURE 4P 2MOD | 2101279 | 13392 | SCHNEIDER ELECTRIC | 510 | https://pim-kvc.soneparsea.com:3443/PictureServer/default.aspx/schneider-13392_large.jpg?81788B76AEAA939CBEAABDA9B7A95D6583788D77B1A391A6B7AA82AFC29E | https://pim-kvc.soneparsea.com:3443/PictureServer/default.aspx/schneider-13392.pdf?81788B76AEAA939CBEAABDA9B7A95D6583788D7780A7949A | MINI OPALE ENCLOSURE 4P 2MOD | Mini Opale is used as an interior and distribution enclosure up to 63A. It is used as: an extension enclosure for individual and collective housing a final distribution enclosure in tertiary buildings. Mini Opale is made up of:, • a back with an integrated symmetrical rail , • 1 clip-on, sealable cover | RAL-number | 9003
| 58 | Electrical Distribution (LV) | Distribution Box and Enclosure | Load Centers | CLASSIC L/C 3P 4W+G MAIN LUG ONLY 250A 12CCT | 2101676 | QO3-250L12G/SN | SCHNEIDER ELECTRIC | 9840 | https://pim-kvc.soneparsea.com:3443/PictureServer/default.aspx/schneider-qo3-250l12g-sn_large.jpg?81788B76AEAA939CBEAABDA9B7A95DA5BF78817787679C6582AC81B8C0969C95C2ACB973BCA797 | https://pim-kvc.soneparsea.com:3443/PictureServer/default.aspx/schneider-qo3-250l12g-sn.pdf?81788B76AEAA939CBEAABDA9B7A95DA5BF78817787679C6582AC81B8C065A098B6 | CLASSIC L/C 3P 4W+G MAIN LUG ONLY 250A 12CCT | Square D Load Center busbar system eliminate wiring inside the enclosure are specifically designed for accepting Square D QO breakers. The busbar system is tested by ASTA to a system rating of 25kA and incoporate a high standard of safety and quality. Square D Load Center is compliant with IEC 60439, BS5486, Part 12 and TIS 1436-2540. Plug-on circuit breaker provide positive connection to the busbar in one click operation. | Transparent cover/door | no
| 58 | Electrical Distribution (LV) | Distribution Box and Enclosure | Load Centers | CLASSIC L/C 3P 4W+G MAIN LUG ONLY 250A 12CCT | 2101676 | QO3-250L12G/SN | SCHNEIDER ELECTRIC | 9840 | https://pim-kvc.soneparsea.com:3443/PictureServer/default.aspx/schneider-qo3-250l12g-sn_large.jpg?81788B76AEAA939CBEAABDA9B7A95DA5BF78817787679C6582AC81B8C0969C95C2ACB973BCA797 | https://pim-kvc.soneparsea.com:3443/PictureServer/default.aspx/schneider-qo3-250l12g-sn.pdf?81788B76AEAA939CBEAABDA9B7A95DA5BF78817787679C6582AC81B8C065A098B6 | CLASSIC L/C 3P 4W+G MAIN LUG ONLY 250A 12CCT | Square D Load Center busbar system eliminate wiring inside the enclosure are specifically designed for accepting Square D QO breakers. The busbar system is tested by ASTA to a system rating of 25kA and incoporate a high standard of safety and quality. Square D Load Center is compliant with IEC 60439, BS5486, Part 12 and TIS 1436-2540. Plug-on circuit breaker provide positive connection to the busbar in one click operation. | Extension possible | no
| 59 | Electrical Distribution (LV) | Distribution Box and Enclosure | Load Centers | SQUARE D EL SPLIT-BUS 8+8 CCT 1 PH 2 W+G W/RCD 40A 30MA | 2103866 | SDEL18X8RCCB40 | SCHNEIDER ELECTRIC | 9600 | https://pim-kvc.soneparsea.com:3443/PictureServer/default.aspx/schneider-sdel18x8rccb40_Image1.jpg?A3889C9397807479A2A1C7A8BAA5959DB4AAC672C59B95A0817DCC7DC49A93968475B38EBF9897998173BEB5B9 | https://pim-kvc.soneparsea.com:3443/PictureServer/default.aspx/schneider-SDEL18X8RCCB40.pdf?81788B76AEAA939CBEAABDA9B7A95D87948AA0768A8F6886938896798265A098B6 | SQUARE D EL SPLIT-BUS 8+8 CCT 1 PH 2 W+G W/RCD 40A 30MA | Square D Classic+ consumer unit is a metallic enclosure with transparent dolly cover, with busbar system fully supporting plug-on breakers. These are Single Phase Neutral type of enclosures (SPN). These enclosure system is fully validated and certified as per IEC 61439 standard 1 Square D EL consumer unit is a metallic enclosure with plastic cover, with busbar system fully supporting plug-on breakers. | Material housing | Plastic
| 59 | Electrical Distribution (LV) | Distribution Box and Enclosure | Load Centers | SQUARE D EL SPLIT-BUS 8+8 CCT 1 PH 2 W+G W/RCD 40A 30MA | 2103866 | SDEL18X8RCCB40 | SCHNEIDER ELECTRIC | 9600 | https://pim-kvc.soneparsea.com:3443/PictureServer/default.aspx/schneider-sdel18x8rccb40_Image1.jpg?A3889C9397807479A2A1C7A8BAA5959DB4AAC672C59B95A0817DCC7DC49A93968475B38EBF9897998173BEB5B9 | https://pim-kvc.soneparsea.com:3443/PictureServer/default.aspx/schneider-SDEL18X8RCCB40.pdf?81788B76AEAA939CBEAABDA9B7A95D87948AA0768A8F6886938896798265A098B6 | SQUARE D EL SPLIT-BUS 8+8 CCT 1 PH 2 W+G W/RCD 40A 30MA | Square D Classic+ consumer unit is a metallic enclosure with transparent dolly cover, with busbar system fully supporting plug-on breakers. These are Single Phase Neutral type of enclosures (SPN). These enclosure system is fully validated and certified as per IEC 61439 standard 1 Square D EL consumer unit is a metallic enclosure with plastic cover, with busbar system fully supporting plug-on breakers. | With transparent cover | no
| 60 | Electrical Distribution (LV) | Distribution Box and Enclosure | Load Centers | SQUARE D EL SPLIT-BUS 8+8 CCT 1 PH 2 W+G W/RCD 63A 30MA | 2103868 | SDEL18X8RCCB63 | SCHNEIDER ELECTRIC | 9600 | https://pim-kvc.soneparsea.com:3443/PictureServer/default.aspx/schneider-sdel18x8rccb63_Image1.jpg?A3889C9397807479A2A1C7A8BAA5959DB4AAC672C59B95A0817DCC7DC49A93968678B38EBF9897998173BEB5B9 | https://pim-kvc.soneparsea.com:3443/PictureServer/default.aspx/schneider-SDEL18X8RCCB63.pdf?81788B76AEAA939CBEAABDA9B7A95D87948AA0768A8F68869388967B8565A098B6 | SQUARE D EL SPLIT-BUS 8+8 CCT 1 PH 2 W+G W/RCD 63A 30MA | Square D Classic+ consumer unit is a metallic enclosure with transparent dolly cover, with busbar system fully supporting plug-on breakers. These are Single Phase Neutral type of enclosures (SPN). These enclosure system is fully validated and certified as per IEC 61439 standard 1 Square D EL consumer unit is a metallic enclosure with plastic cover, with busbar system fully supporting plug-on breakers. | Material housing | Plastic
| 60 | Electrical Distribution (LV) | Distribution Box and Enclosure | Load Centers | SQUARE D EL SPLIT-BUS 8+8 CCT 1 PH 2 W+G W/RCD 63A 30MA | 2103868 | SDEL18X8RCCB63 | SCHNEIDER ELECTRIC | 9600 | https://pim-kvc.soneparsea.com:3443/PictureServer/default.aspx/schneider-sdel18x8rccb63_Image1.jpg?A3889C9397807479A2A1C7A8BAA5959DB4AAC672C59B95A0817DCC7DC49A93968678B38EBF9897998173BEB5B9 | https://pim-kvc.soneparsea.com:3443/PictureServer/default.aspx/schneider-SDEL18X8RCCB63.pdf?81788B76AEAA939CBEAABDA9B7A95D87948AA0768A8F68869388967B8565A098B6 | SQUARE D EL SPLIT-BUS 8+8 CCT 1 PH 2 W+G W/RCD 63A 30MA | Square D Classic+ consumer unit is a metallic enclosure with transparent dolly cover, with busbar system fully supporting plug-on breakers. These are Single Phase Neutral type of enclosures (SPN). These enclosure system is fully validated and certified as per IEC 61439 standard 1 Square D EL consumer unit is a metallic enclosure with plastic cover, with busbar system fully supporting plug-on breakers. | With transparent cover | no
| 61 | Electrical Distribution (LV) | Distribution Box and Enclosure | Consumer Units | SQUARE D EL CLEAR C-UNIT 1 PH 2 W+G 18 CCT(MAIN NOT INCLUDE) | 2104413 | SDEL118T | SCHNEIDER ELECTRIC | 5880 | https://pim-kvc.soneparsea.com:3443/PictureServer/default.aspx/schneider-SDEL118T_large.jpg?81788B76AEAA939CBEAABDA9B7A95D87948AA076836F8493BCA6C6ACB7659AA4B7 | https://pim-kvc.soneparsea.com:3443/PictureServer/default.aspx/schneider-SDEL118T.pdf?81788B76AEAA939CBEAABDA9B7A95D87948AA076836F8462C0A9BA | SQUARE D EL CLEAR C-UNIT 1 PH 2 W+G 18 CCT (MAIN NOT INCLUDE) | Square D Load Center busbar system eliminate wiring inside the enclosure are specifically designed for accepting Square D QO breakers. The busbar system is tested by ASTA to a system rating of 25kA and incoporate a high standard of safety and quality. Square D Load Center is compliant with IEC 60439, BS5486, Part 12 and TIS 1436-2540. Plug-on circuit breaker provide positive connection to the busbar in one click operation. | Material housing | Plastic
| 61 | Electrical Distribution (LV) | Distribution Box and Enclosure | Consumer Units | SQUARE D EL CLEAR C-UNIT 1 PH 2 W+G 18 CCT(MAIN NOT INCLUDE) | 2104413 | SDEL118T | SCHNEIDER ELECTRIC | 5880 | https://pim-kvc.soneparsea.com:3443/PictureServer/default.aspx/schneider-SDEL118T_large.jpg?81788B76AEAA939CBEAABDA9B7A95D87948AA076836F8493BCA6C6ACB7659AA4B7 | https://pim-kvc.soneparsea.com:3443/PictureServer/default.aspx/schneider-SDEL118T.pdf?81788B76AEAA939CBEAABDA9B7A95D87948AA076836F8462C0A9BA | SQUARE D EL CLEAR C-UNIT 1 PH 2 W+G 18 CCT (MAIN NOT INCLUDE) | Square D Load Center busbar system eliminate wiring inside the enclosure are specifically designed for accepting Square D QO breakers. The busbar system is tested by ASTA to a system rating of 25kA and incoporate a high standard of safety and quality. Square D Load Center is compliant with IEC 60439, BS5486, Part 12 and TIS 1436-2540. Plug-on circuit breaker provide positive connection to the busbar in one click operation. | Degree of protection (IP) | Other
| 62 | Electrical Distribution (LV) | Power Meter | Energy Meter | ZELIO COUNT COUNTER HOURS MECHANICAL 7 DIGIT 230VAC | 2117990 | XBKH70000002M | SCHNEIDER ELECTRIC | 2400 | https://pim-kvc.soneparsea.com:3443/PictureServer/default.aspx/schneider-XBKH70000002M_Image1.jpg?A3889C9397807479A2A1C7A8BAA5959DB4AAC672AA797B7C87758475826760669DA49DB2B39E95657EAFC4AC | https://pim-kvc.soneparsea.com:3443/PictureServer/default.aspx/schneider-xbkh70000002m.pdf?81788B76AEAA939CBEAABDA9B7A95DACB2B0BC7C82676064807586B280A7949A | ZELIO COUNT COUNTER HOURS MECHANICAL 7 DIGIT 230V AC | Control Relays, Totalisers, preselection and hour Counters, recording events from electrical pulses or contacts. | Mounting method | Front mounting
| 62 | Electrical Distribution (LV) | Power Meter | Energy Meter | ZELIO COUNT COUNTER HOURS MECHANICAL 7 DIGIT 230VAC | 2117990 | XBKH70000002M | SCHNEIDER ELECTRIC | 2400 | https://pim-kvc.soneparsea.com:3443/PictureServer/default.aspx/schneider-XBKH70000002M_Image1.jpg?A3889C9397807479A2A1C7A8BAA5959DB4AAC672AA797B7C87758475826760669DA49DB2B39E95657EAFC4AC | https://pim-kvc.soneparsea.com:3443/PictureServer/default.aspx/schneider-xbkh70000002m.pdf?81788B76AEAA939CBEAABDA9B7A95DACB2B0BC7C82676064807586B280A7949A | ZELIO COUNT COUNTER HOURS MECHANICAL 7 DIGIT 230V AC | Control Relays, Totalisers, preselection and hour Counters, recording events from electrical pulses or contacts. | Model | Digital
| 62 | Electrical Distribution (LV) | Power Meter | Energy Meter | ZELIO COUNT COUNTER HOURS MECHANICAL 7 DIGIT 230VAC | 2117990 | XBKH70000002M | SCHNEIDER ELECTRIC | 2400 | https://pim-kvc.soneparsea.com:3443/PictureServer/default.aspx/schneider-XBKH70000002M_Image1.jpg?A3889C9397807479A2A1C7A8BAA5959DB4AAC672AA797B7C87758475826760669DA49DB2B39E95657EAFC4AC | https://pim-kvc.soneparsea.com:3443/PictureServer/default.aspx/schneider-xbkh70000002m.pdf?81788B76AEAA939CBEAABDA9B7A95DACB2B0BC7C82676064807586B280A7949A | ZELIO COUNT COUNTER HOURS MECHANICAL 7 DIGIT 230V AC | Control Relays, Totalisers, preselection and hour Counters, recording events from electrical pulses or contacts. | Count area | 100000h
| 62 | Electrical Distribution (LV) | Power Meter | Energy Meter | ZELIO COUNT COUNTER HOURS MECHANICAL 7 DIGIT 230VAC | 2117990 | XBKH70000002M | SCHNEIDER ELECTRIC | 2400 | https://pim-kvc.soneparsea.com:3443/PictureServer/default.aspx/schneider-XBKH70000002M_Image1.jpg?A3889C9397807479A2A1C7A8BAA5959DB4AAC672AA797B7C87758475826760669DA49DB2B39E95657EAFC4AC | https://pim-kvc.soneparsea.com:3443/PictureServer/default.aspx/schneider-xbkh70000002m.pdf?81788B76AEAA939CBEAABDA9B7A95DACB2B0BC7C82676064807586B280A7949A | ZELIO COUNT COUNTER HOURS MECHANICAL 7 DIGIT 230V AC | Control Relays, Totalisers, preselection and hour Counters, recording events from electrical pulses or contacts. | Reset function | None
| 62 | Electrical Distribution (LV) | Power Meter | Energy Meter | ZELIO COUNT COUNTER HOURS MECHANICAL 7 DIGIT 230VAC | 2117990 | XBKH70000002M | SCHNEIDER ELECTRIC | 2400 | https://pim-kvc.soneparsea.com:3443/PictureServer/default.aspx/schneider-XBKH70000002M_Image1.jpg?A3889C9397807479A2A1C7A8BAA5959DB4AAC672AA797B7C87758475826760669DA49DB2B39E95657EAFC4AC | https://pim-kvc.soneparsea.com:3443/PictureServer/default.aspx/schneider-xbkh70000002m.pdf?81788B76AEAA939CBEAABDA9B7A95DACB2B0BC7C82676064807586B280A7949A | ZELIO COUNT COUNTER HOURS MECHANICAL 7 DIGIT 230V AC | Control Relays, Totalisers, preselection and hour Counters, recording events from electrical pulses or contacts. | Operation indication | yes
| 62 | Electrical Distribution (LV) | Power Meter | Energy Meter | ZELIO COUNT COUNTER HOURS MECHANICAL 7 DIGIT 230VAC | 2117990 | XBKH70000002M | SCHNEIDER ELECTRIC | 2400 | https://pim-kvc.soneparsea.com:3443/PictureServer/default.aspx/schneider-XBKH70000002M_Image1.jpg?A3889C9397807479A2A1C7A8BAA5959DB4AAC672AA797B7C87758475826760669DA49DB2B39E95657EAFC4AC | https://pim-kvc.soneparsea.com:3443/PictureServer/default.aspx/schneider-xbkh70000002m.pdf?81788B76AEAA939CBEAABDA9B7A95DACB2B0BC7C82676064807586B280A7949A | ZELIO COUNT COUNTER HOURS MECHANICAL 7 DIGIT 230V AC | Control Relays, Totalisers, preselection and hour Counters, recording events from electrical pulses or contacts. | Number of digits | 7
| 62 | Electrical Distribution (LV) | Power Meter | Energy Meter | ZELIO COUNT COUNTER HOURS MECHANICAL 7 DIGIT 230VAC | 2117990 | XBKH70000002M | SCHNEIDER ELECTRIC | 2400 | https://pim-kvc.soneparsea.com:3443/PictureServer/default.aspx/schneider-XBKH70000002M_Image1.jpg?A3889C9397807479A2A1C7A8BAA5959DB4AAC672AA797B7C87758475826760669DA49DB2B39E95657EAFC4AC | https://pim-kvc.soneparsea.com:3443/PictureServer/default.aspx/schneider-xbkh70000002m.pdf?81788B76AEAA939CBEAABDA9B7A95DACB2B0BC7C82676064807586B280A7949A | ZELIO COUNT COUNTER HOURS MECHANICAL 7 DIGIT 230V AC | Control Relays, Totalisers, preselection and hour Counters, recording events from electrical pulses or contacts. | Input voltage | 230...230V
| 62 | Electrical Distribution (LV) | Power Meter | Energy Meter | ZELIO COUNT COUNTER HOURS MECHANICAL 7 DIGIT 230VAC | 2117990 | XBKH70000002M | SCHNEIDER ELECTRIC | 2400 | https://pim-kvc.soneparsea.com:3443/PictureServer/default.aspx/schneider-XBKH70000002M_Image1.jpg?A3889C9397807479A2A1C7A8BAA5959DB4AAC672AA797B7C87758475826760669DA49DB2B39E95657EAFC4AC | https://pim-kvc.soneparsea.com:3443/PictureServer/default.aspx/schneider-xbkh70000002m.pdf?81788B76AEAA939CBEAABDA9B7A95DACB2B0BC7C82676064807586B280A7949A | ZELIO COUNT COUNTER HOURS MECHANICAL 7 DIGIT 230V AC | Control Relays, Totalisers, preselection and hour Counters, recording events from electrical pulses or contacts. | Voltage type | AC
| 62 | Electrical Distribution (LV) | Power Meter | Energy Meter | ZELIO COUNT COUNTER HOURS MECHANICAL 7 DIGIT 230VAC | 2117990 | XBKH70000002M | SCHNEIDER ELECTRIC | 2400 | https://pim-kvc.soneparsea.com:3443/PictureServer/default.aspx/schneider-XBKH70000002M_Image1.jpg?A3889C9397807479A2A1C7A8BAA5959DB4AAC672AA797B7C87758475826760669DA49DB2B39E95657EAFC4AC | https://pim-kvc.soneparsea.com:3443/PictureServer/default.aspx/schneider-xbkh70000002m.pdf?81788B76AEAA939CBEAABDA9B7A95DACB2B0BC7C82676064807586B280A7949A | ZELIO COUNT COUNTER HOURS MECHANICAL 7 DIGIT 230V AC | Control Relays, Totalisers, preselection and hour Counters, recording events from electrical pulses or contacts. | Frequency input voltage | 50...50Hz
| 62 | Electrical Distribution (LV) | Power Meter | Energy Meter | ZELIO COUNT COUNTER HOURS MECHANICAL 7 DIGIT 230VAC | 2117990 | XBKH70000002M | SCHNEIDER ELECTRIC | 2400 | https://pim-kvc.soneparsea.com:3443/PictureServer/default.aspx/schneider-XBKH70000002M_Image1.jpg?A3889C9397807479A2A1C7A8BAA5959DB4AAC672AA797B7C87758475826760669DA49DB2B39E95657EAFC4AC | https://pim-kvc.soneparsea.com:3443/PictureServer/default.aspx/schneider-xbkh70000002m.pdf?81788B76AEAA939CBEAABDA9B7A95DACB2B0BC7C82676064807586B280A7949A | ZELIO COUNT COUNTER HOURS MECHANICAL 7 DIGIT 230V AC | Control Relays, Totalisers, preselection and hour Counters, recording events from electrical pulses or contacts. | Type of drive | Mains synchronous
| 62 | Electrical Distribution (LV) | Power Meter | Energy Meter | ZELIO COUNT COUNTER HOURS MECHANICAL 7 DIGIT 230VAC | 2117990 | XBKH70000002M | SCHNEIDER ELECTRIC | 2400 | https://pim-kvc.soneparsea.com:3443/PictureServer/default.aspx/schneider-XBKH70000002M_Image1.jpg?A3889C9397807479A2A1C7A8BAA5959DB4AAC672AA797B7C87758475826760669DA49DB2B39E95657EAFC4AC | https://pim-kvc.soneparsea.com:3443/PictureServer/default.aspx/schneider-xbkh70000002m.pdf?81788B76AEAA939CBEAABDA9B7A95DACB2B0BC7C82676064807586B280A7949A | ZELIO COUNT COUNTER HOURS MECHANICAL 7 DIGIT 230V AC | Control Relays, Totalisers, preselection and hour Counters, recording events from electrical pulses or contacts. | Accuracy per day | 0s
| 62 | Electrical Distribution (LV) | Power Meter | Energy Meter | ZELIO COUNT COUNTER HOURS MECHANICAL 7 DIGIT 230VAC | 2117990 | XBKH70000002M | SCHNEIDER ELECTRIC | 2400 | https://pim-kvc.soneparsea.com:3443/PictureServer/default.aspx/schneider-XBKH70000002M_Image1.jpg?A3889C9397807479A2A1C7A8BAA5959DB4AAC672AA797B7C87758475826760669DA49DB2B39E95657EAFC4AC | https://pim-kvc.soneparsea.com:3443/PictureServer/default.aspx/schneider-xbkh70000002m.pdf?81788B76AEAA939CBEAABDA9B7A95DACB2B0BC7C82676064807586B280A7949A | ZELIO COUNT COUNTER HOURS MECHANICAL 7 DIGIT 230V AC | Control Relays, Totalisers, preselection and hour Counters, recording events from electrical pulses or contacts. | Width | 48mm
| 62 | Electrical Distribution (LV) | Power Meter | Energy Meter | ZELIO COUNT COUNTER HOURS MECHANICAL 7 DIGIT 230VAC | 2117990 | XBKH70000002M | SCHNEIDER ELECTRIC | 2400 | https://pim-kvc.soneparsea.com:3443/PictureServer/default.aspx/schneider-XBKH70000002M_Image1.jpg?A3889C9397807479A2A1C7A8BAA5959DB4AAC672AA797B7C87758475826760669DA49DB2B39E95657EAFC4AC | https://pim-kvc.soneparsea.com:3443/PictureServer/default.aspx/schneider-xbkh70000002m.pdf?81788B76AEAA939CBEAABDA9B7A95DACB2B0BC7C82676064807586B280A7949A | ZELIO COUNT COUNTER HOURS MECHANICAL 7 DIGIT 230V AC | Control Relays, Totalisers, preselection and hour Counters, recording events from electrical pulses or contacts. | Height | 48mm
| 62 | Electrical Distribution (LV) | Power Meter | Energy Meter | ZELIO COUNT COUNTER HOURS MECHANICAL 7 DIGIT 230VAC | 2117990 | XBKH70000002M | SCHNEIDER ELECTRIC | 2400 | https://pim-kvc.soneparsea.com:3443/PictureServer/default.aspx/schneider-XBKH70000002M_Image1.jpg?A3889C9397807479A2A1C7A8BAA5959DB4AAC672AA797B7C87758475826760669DA49DB2B39E95657EAFC4AC | https://pim-kvc.soneparsea.com:3443/PictureServer/default.aspx/schneider-xbkh70000002m.pdf?81788B76AEAA939CBEAABDA9B7A95DACB2B0BC7C82676064807586B280A7949A | ZELIO COUNT COUNTER HOURS MECHANICAL 7 DIGIT 230V AC | Control Relays, Totalisers, preselection and hour Counters, recording events from electrical pulses or contacts. | Width in number of modular spacings | 0
| 62 | Electrical Distribution (LV) | Power Meter | Energy Meter | ZELIO COUNT COUNTER HOURS MECHANICAL 7 DIGIT 230VAC | 2117990 | XBKH70000002M | SCHNEIDER ELECTRIC | 2400 | https://pim-kvc.soneparsea.com:3443/PictureServer/default.aspx/schneider-XBKH70000002M_Image1.jpg?A3889C9397807479A2A1C7A8BAA5959DB4AAC672AA797B7C87758475826760669DA49DB2B39E95657EAFC4AC | https://pim-kvc.soneparsea.com:3443/PictureServer/default.aspx/schneider-xbkh70000002m.pdf?81788B76AEAA939CBEAABDA9B7A95DACB2B0BC7C82676064807586B280A7949A | ZELIO COUNT COUNTER HOURS MECHANICAL 7 DIGIT 230V AC | Control Relays, Totalisers, preselection and hour Counters, recording events from electrical pulses or contacts. | Built-in depth | 63mm
| 62 | Electrical Distribution (LV) | Power Meter | Energy Meter | ZELIO COUNT COUNTER HOURS MECHANICAL 7 DIGIT 230VAC | 2117990 | XBKH70000002M | SCHNEIDER ELECTRIC | 2400 | https://pim-kvc.soneparsea.com:3443/PictureServer/default.aspx/schneider-XBKH70000002M_Image1.jpg?A3889C9397807479A2A1C7A8BAA5959DB4AAC672AA797B7C87758475826760669DA49DB2B39E95657EAFC4AC | https://pim-kvc.soneparsea.com:3443/PictureServer/default.aspx/schneider-xbkh70000002m.pdf?81788B76AEAA939CBEAABDA9B7A95DACB2B0BC7C82676064807586B280A7949A | ZELIO COUNT COUNTER HOURS MECHANICAL 7 DIGIT 230V AC | Control Relays, Totalisers, preselection and hour Counters, recording events from electrical pulses or contacts. | Front plate width | 48mm
| 62 | Electrical Distribution (LV) | Power Meter | Energy Meter | ZELIO COUNT COUNTER HOURS MECHANICAL 7 DIGIT 230VAC | 2117990 | XBKH70000002M | SCHNEIDER ELECTRIC | 2400 | https://pim-kvc.soneparsea.com:3443/PictureServer/default.aspx/schneider-XBKH70000002M_Image1.jpg?A3889C9397807479A2A1C7A8BAA5959DB4AAC672AA797B7C87758475826760669DA49DB2B39E95657EAFC4AC | https://pim-kvc.soneparsea.com:3443/PictureServer/default.aspx/schneider-xbkh70000002m.pdf?81788B76AEAA939CBEAABDA9B7A95DACB2B0BC7C82676064807586B280A7949A | ZELIO COUNT COUNTER HOURS MECHANICAL 7 DIGIT 230V AC | Control Relays, Totalisers, preselection and hour Counters, recording events from electrical pulses or contacts. | Front plate height | 48mm
| 62 | Electrical Distribution (LV) | Power Meter | Energy Meter | ZELIO COUNT COUNTER HOURS MECHANICAL 7 DIGIT 230VAC | 2117990 | XBKH70000002M | SCHNEIDER ELECTRIC | 2400 | https://pim-kvc.soneparsea.com:3443/PictureServer/default.aspx/schneider-XBKH70000002M_Image1.jpg?A3889C9397807479A2A1C7A8BAA5959DB4AAC672AA797B7C87758475826760669DA49DB2B39E95657EAFC4AC | https://pim-kvc.soneparsea.com:3443/PictureServer/default.aspx/schneider-xbkh70000002m.pdf?81788B76AEAA939CBEAABDA9B7A95DACB2B0BC7C82676064807586B280A7949A | ZELIO COUNT COUNTER HOURS MECHANICAL 7 DIGIT 230V AC | Control Relays, Totalisers, preselection and hour Counters, recording events from electrical pulses or contacts. | Diameter panel opening | 0mm
| 62 | Electrical Distribution (LV) | Power Meter | Energy Meter | ZELIO COUNT COUNTER HOURS MECHANICAL 7 DIGIT 230VAC | 2117990 | XBKH70000002M | SCHNEIDER ELECTRIC | 2400 | https://pim-kvc.soneparsea.com:3443/PictureServer/default.aspx/schneider-XBKH70000002M_Image1.jpg?A3889C9397807479A2A1C7A8BAA5959DB4AAC672AA797B7C87758475826760669DA49DB2B39E95657EAFC4AC | https://pim-kvc.soneparsea.com:3443/PictureServer/default.aspx/schneider-xbkh70000002m.pdf?81788B76AEAA939CBEAABDA9B7A95DACB2B0BC7C82676064807586B280A7949A | ZELIO COUNT COUNTER HOURS MECHANICAL 7 DIGIT 230V AC | Control Relays, Totalisers, preselection and hour Counters, recording events from electrical pulses or contacts. | Mounting to max. wall thickness | 10mm
| 62 | Electrical Distribution (LV) | Power Meter | Energy Meter | ZELIO COUNT COUNTER HOURS MECHANICAL 7 DIGIT 230VAC | 2117990 | XBKH70000002M | SCHNEIDER ELECTRIC | 2400 | https://pim-kvc.soneparsea.com:3443/PictureServer/default.aspx/schneider-XBKH70000002M_Image1.jpg?A3889C9397807479A2A1C7A8BAA5959DB4AAC672AA797B7C87758475826760669DA49DB2B39E95657EAFC4AC | https://pim-kvc.soneparsea.com:3443/PictureServer/default.aspx/schneider-xbkh70000002m.pdf?81788B76AEAA939CBEAABDA9B7A95DACB2B0BC7C82676064807586B280A7949A | ZELIO COUNT COUNTER HOURS MECHANICAL 7 DIGIT 230V AC | Control Relays, Totalisers, preselection and hour Counters, recording events from electrical pulses or contacts. | Degree of protection (IP) | IP65
| 63 | Electrical Distribution (LV) | Power Meter | Energy Meter | POWERLOGIC PM8000 PM8240 PANEL MOUNT METER | 2142619 | METSEPM8240 | SCHNEIDER ELECTRIC | 122000 | https://pim-kvc.soneparsea.com:3443/PictureServer/default.aspx/schneider-METSEPM8240_Image1.jpg?A3889C9397807479A2A1C7A8BAA5959DB4AAC6729F7C84879595A17D846B609399B2B5ACB7685E9EC0AC | https://pim-kvc.soneparsea.com:3443/PictureServer/default.aspx/schneider-metsepm8240.pdf?81788B76AEAA939CBEAABDA9B7A95DA1B5B9C7AAC2A46866847582B5B69D | POWERLOGIC PM8000 PM8240 PANEL MOUNT METER INTERMEDIATE METERING | The PowerLogic PM8000 series meters are compact,cost-effective multifunction power meters that will help you ensure the reliability and efficiency of your power-critical facility. | Type of meter | Electronic
| 63 | Electrical Distribution (LV) | Power Meter | Energy Meter | POWERLOGIC PM8000 PM8240 PANEL MOUNT METER | 2142619 | METSEPM8240 | SCHNEIDER ELECTRIC | 122000 | https://pim-kvc.soneparsea.com:3443/PictureServer/default.aspx/schneider-METSEPM8240_Image1.jpg?A3889C9397807479A2A1C7A8BAA5959DB4AAC6729F7C84879595A17D846B609399B2B5ACB7685E9EC0AC | https://pim-kvc.soneparsea.com:3443/PictureServer/default.aspx/schneider-metsepm8240.pdf?81788B76AEAA939CBEAABDA9B7A95DA1B5B9C7AAC2A46866847582B5B69D | POWERLOGIC PM8000 PM8240 PANEL MOUNT METER INTERMEDIATE METERING | The PowerLogic PM8000 series meters are compact,cost-effective multifunction power meters that will help you ensure the reliability and efficiency of your power-critical facility. | Nominal current (In) | 10A
| 63 | Electrical Distribution (LV) | Power Meter | Energy Meter | POWERLOGIC PM8000 PM8240 PANEL MOUNT METER | 2142619 | METSEPM8240 | SCHNEIDER ELECTRIC | 122000 | https://pim-kvc.soneparsea.com:3443/PictureServer/default.aspx/schneider-METSEPM8240_Image1.jpg?A3889C9397807479A2A1C7A8BAA5959DB4AAC6729F7C84879595A17D846B609399B2B5ACB7685E9EC0AC | https://pim-kvc.soneparsea.com:3443/PictureServer/default.aspx/schneider-metsepm8240.pdf?81788B76AEAA939CBEAABDA9B7A95DA1B5B9C7AAC2A46866847582B5B69D | POWERLOGIC PM8000 PM8240 PANEL MOUNT METER INTERMEDIATE METERING | The PowerLogic PM8000 series meters are compact,cost-effective multifunction power meters that will help you ensure the reliability and efficiency of your power-critical facility. | Max. current (Imax) | 10A
| 63 | Electrical Distribution (LV) | Power Meter | Energy Meter | POWERLOGIC PM8000 PM8240 PANEL MOUNT METER | 2142619 | METSEPM8240 | SCHNEIDER ELECTRIC | 122000 | https://pim-kvc.soneparsea.com:3443/PictureServer/default.aspx/schneider-METSEPM8240_Image1.jpg?A3889C9397807479A2A1C7A8BAA5959DB4AAC6729F7C84879595A17D846B609399B2B5ACB7685E9EC0AC | https://pim-kvc.soneparsea.com:3443/PictureServer/default.aspx/schneider-metsepm8240.pdf?81788B76AEAA939CBEAABDA9B7A95DA1B5B9C7AAC2A46866847582B5B69D | POWERLOGIC PM8000 PM8240 PANEL MOUNT METER INTERMEDIATE METERING | The PowerLogic PM8000 series meters are compact,cost-effective multifunction power meters that will help you ensure the reliability and efficiency of your power-critical facility. | Nominal voltage (Un) N-L | 57...400V
| 63 | Electrical Distribution (LV) | Power Meter | Energy Meter | POWERLOGIC PM8000 PM8240 PANEL MOUNT METER | 2142619 | METSEPM8240 | SCHNEIDER ELECTRIC | 122000 | https://pim-kvc.soneparsea.com:3443/PictureServer/default.aspx/schneider-METSEPM8240_Image1.jpg?A3889C9397807479A2A1C7A8BAA5959DB4AAC6729F7C84879595A17D846B609399B2B5ACB7685E9EC0AC | https://pim-kvc.soneparsea.com:3443/PictureServer/default.aspx/schneider-metsepm8240.pdf?81788B76AEAA939CBEAABDA9B7A95DA1B5B9C7AAC2A46866847582B5B69D | POWERLOGIC PM8000 PM8240 PANEL MOUNT METER INTERMEDIATE METERING | The PowerLogic PM8000 series meters are compact,cost-effective multifunction power meters that will help you ensure the reliability and efficiency of your power-critical facility. | Nominal voltage (Un) L-L | 100...690V
| 63 | Electrical Distribution (LV) | Power Meter | Energy Meter | POWERLOGIC PM8000 PM8240 PANEL MOUNT METER | 2142619 | METSEPM8240 | SCHNEIDER ELECTRIC | 122000 | https://pim-kvc.soneparsea.com:3443/PictureServer/default.aspx/schneider-METSEPM8240_Image1.jpg?A3889C9397807479A2A1C7A8BAA5959DB4AAC6729F7C84879595A17D846B609399B2B5ACB7685E9EC0AC | https://pim-kvc.soneparsea.com:3443/PictureServer/default.aspx/schneider-metsepm8240.pdf?81788B76AEAA939CBEAABDA9B7A95DA1B5B9C7AAC2A46866847582B5B69D | POWERLOGIC PM8000 PM8240 PANEL MOUNT METER INTERMEDIATE METERING | The PowerLogic PM8000 series meters are compact,cost-effective multifunction power meters that will help you ensure the reliability and efficiency of your power-critical facility. | Frequency | 42...69Hz
| 63 | Electrical Distribution (LV) | Power Meter | Energy Meter | POWERLOGIC PM8000 PM8240 PANEL MOUNT METER | 2142619 | METSEPM8240 | SCHNEIDER ELECTRIC | 122000 | https://pim-kvc.soneparsea.com:3443/PictureServer/default.aspx/schneider-METSEPM8240_Image1.jpg?A3889C9397807479A2A1C7A8BAA5959DB4AAC6729F7C84879595A17D846B609399B2B5ACB7685E9EC0AC | https://pim-kvc.soneparsea.com:3443/PictureServer/default.aspx/schneider-metsepm8240.pdf?81788B76AEAA939CBEAABDA9B7A95DA1B5B9C7AAC2A46866847582B5B69D | POWERLOGIC PM8000 PM8240 PANEL MOUNT METER INTERMEDIATE METERING | The PowerLogic PM8000 series meters are compact,cost-effective multifunction power meters that will help you ensure the reliability and efficiency of your power-critical facility. | Accuracy class | C
| 63 | Electrical Distribution (LV) | Power Meter | Energy Meter | POWERLOGIC PM8000 PM8240 PANEL MOUNT METER | 2142619 | METSEPM8240 | SCHNEIDER ELECTRIC | 122000 | https://pim-kvc.soneparsea.com:3443/PictureServer/default.aspx/schneider-METSEPM8240_Image1.jpg?A3889C9397807479A2A1C7A8BAA5959DB4AAC6729F7C84879595A17D846B609399B2B5ACB7685E9EC0AC | https://pim-kvc.soneparsea.com:3443/PictureServer/default.aspx/schneider-metsepm8240.pdf?81788B76AEAA939CBEAABDA9B7A95DA1B5B9C7AAC2A46866847582B5B69D | POWERLOGIC PM8000 PM8240 PANEL MOUNT METER INTERMEDIATE METERING | The PowerLogic PM8000 series meters are compact,cost-effective multifunction power meters that will help you ensure the reliability and efficiency of your power-critical facility. | Pole type | Three conductor/four conductor
| 63 | Electrical Distribution (LV) | Power Meter | Energy Meter | POWERLOGIC PM8000 PM8240 PANEL MOUNT METER | 2142619 | METSEPM8240 | SCHNEIDER ELECTRIC | 122000 | https://pim-kvc.soneparsea.com:3443/PictureServer/default.aspx/schneider-METSEPM8240_Image1.jpg?A3889C9397807479A2A1C7A8BAA5959DB4AAC6729F7C84879595A17D846B609399B2B5ACB7685E9EC0AC | https://pim-kvc.soneparsea.com:3443/PictureServer/default.aspx/schneider-metsepm8240.pdf?81788B76AEAA939CBEAABDA9B7A95DA1B5B9C7AAC2A46866847582B5B69D | POWERLOGIC PM8000 PM8240 PANEL MOUNT METER INTERMEDIATE METERING | The PowerLogic PM8000 series meters are compact,cost-effective multifunction power meters that will help you ensure the reliability and efficiency of your power-critical facility. | Model | Measurement transformer
| 63 | Electrical Distribution (LV) | Power Meter | Energy Meter | POWERLOGIC PM8000 PM8240 PANEL MOUNT METER | 2142619 | METSEPM8240 | SCHNEIDER ELECTRIC | 122000 | https://pim-kvc.soneparsea.com:3443/PictureServer/default.aspx/schneider-METSEPM8240_Image1.jpg?A3889C9397807479A2A1C7A8BAA5959DB4AAC6729F7C84879595A17D846B609399B2B5ACB7685E9EC0AC | https://pim-kvc.soneparsea.com:3443/PictureServer/default.aspx/schneider-metsepm8240.pdf?81788B76AEAA939CBEAABDA9B7A95DA1B5B9C7AAC2A46866847582B5B69D | POWERLOGIC PM8000 PM8240 PANEL MOUNT METER INTERMEDIATE METERING | The PowerLogic PM8000 series meters are compact,cost-effective multifunction power meters that will help you ensure the reliability and efficiency of your power-critical facility. | Energy type | Effective power and blind power
| 63 | Electrical Distribution (LV) | Power Meter | Energy Meter | POWERLOGIC PM8000 PM8240 PANEL MOUNT METER | 2142619 | METSEPM8240 | SCHNEIDER ELECTRIC | 122000 | https://pim-kvc.soneparsea.com:3443/PictureServer/default.aspx/schneider-METSEPM8240_Image1.jpg?A3889C9397807479A2A1C7A8BAA5959DB4AAC6729F7C84879595A17D846B609399B2B5ACB7685E9EC0AC | https://pim-kvc.soneparsea.com:3443/PictureServer/default.aspx/schneider-metsepm8240.pdf?81788B76AEAA939CBEAABDA9B7A95DA1B5B9C7AAC2A46866847582B5B69D | POWERLOGIC PM8000 PM8240 PANEL MOUNT METER INTERMEDIATE METERING | The PowerLogic PM8000 series meters are compact,cost-effective multifunction power meters that will help you ensure the reliability and efficiency of your power-critical facility. | Suitable for | Purchase/supply
| 63 | Electrical Distribution (LV) | Power Meter | Energy Meter | POWERLOGIC PM8000 PM8240 PANEL MOUNT METER | 2142619 | METSEPM8240 | SCHNEIDER ELECTRIC | 122000 | https://pim-kvc.soneparsea.com:3443/PictureServer/default.aspx/schneider-METSEPM8240_Image1.jpg?A3889C9397807479A2A1C7A8BAA5959DB4AAC6729F7C84879595A17D846B609399B2B5ACB7685E9EC0AC | https://pim-kvc.soneparsea.com:3443/PictureServer/default.aspx/schneider-metsepm8240.pdf?81788B76AEAA939CBEAABDA9B7A95DA1B5B9C7AAC2A46866847582B5B69D | POWERLOGIC PM8000 PM8240 PANEL MOUNT METER INTERMEDIATE METERING | The PowerLogic PM8000 series meters are compact,cost-effective multifunction power meters that will help you ensure the reliability and efficiency of your power-critical facility. | Tariff type | Multi-tariff
| 63 | Electrical Distribution (LV) | Power Meter | Energy Meter | POWERLOGIC PM8000 PM8240 PANEL MOUNT METER | 2142619 | METSEPM8240 | SCHNEIDER ELECTRIC | 122000 | https://pim-kvc.soneparsea.com:3443/PictureServer/default.aspx/schneider-METSEPM8240_Image1.jpg?A3889C9397807479A2A1C7A8BAA5959DB4AAC6729F7C84879595A17D846B609399B2B5ACB7685E9EC0AC | https://pim-kvc.soneparsea.com:3443/PictureServer/default.aspx/schneider-metsepm8240.pdf?81788B76AEAA939CBEAABDA9B7A95DA1B5B9C7AAC2A46866847582B5B69D | POWERLOGIC PM8000 PM8240 PANEL MOUNT METER INTERMEDIATE METERING | The PowerLogic PM8000 series meters are compact,cost-effective multifunction power meters that will help you ensure the reliability and efficiency of your power-critical facility. | Tariff control | Internal/external
| 63 | Electrical Distribution (LV) | Power Meter | Energy Meter | POWERLOGIC PM8000 PM8240 PANEL MOUNT METER | 2142619 | METSEPM8240 | SCHNEIDER ELECTRIC | 122000 | https://pim-kvc.soneparsea.com:3443/PictureServer/default.aspx/schneider-METSEPM8240_Image1.jpg?A3889C9397807479A2A1C7A8BAA5959DB4AAC6729F7C84879595A17D846B609399B2B5ACB7685E9EC0AC | https://pim-kvc.soneparsea.com:3443/PictureServer/default.aspx/schneider-metsepm8240.pdf?81788B76AEAA939CBEAABDA9B7A95DA1B5B9C7AAC2A46866847582B5B69D | POWERLOGIC PM8000 PM8240 PANEL MOUNT METER INTERMEDIATE METERING | The PowerLogic PM8000 series meters are compact,cost-effective multifunction power meters that will help you ensure the reliability and efficiency of your power-critical facility. | Measurement type load profile | yes
| 63 | Electrical Distribution (LV) | Power Meter | Energy Meter | POWERLOGIC PM8000 PM8240 PANEL MOUNT METER | 2142619 | METSEPM8240 | SCHNEIDER ELECTRIC | 122000 | https://pim-kvc.soneparsea.com:3443/PictureServer/default.aspx/schneider-METSEPM8240_Image1.jpg?A3889C9397807479A2A1C7A8BAA5959DB4AAC6729F7C84879595A17D846B609399B2B5ACB7685E9EC0AC | https://pim-kvc.soneparsea.com:3443/PictureServer/default.aspx/schneider-metsepm8240.pdf?81788B76AEAA939CBEAABDA9B7A95DA1B5B9C7AAC2A46866847582B5B69D | POWERLOGIC PM8000 PM8240 PANEL MOUNT METER INTERMEDIATE METERING | The PowerLogic PM8000 series meters are compact,cost-effective multifunction power meters that will help you ensure the reliability and efficiency of your power-critical facility. | Escapement mechanism | no
| 63 | Electrical Distribution (LV) | Power Meter | Energy Meter | POWERLOGIC PM8000 PM8240 PANEL MOUNT METER | 2142619 | METSEPM8240 | SCHNEIDER ELECTRIC | 122000 | https://pim-kvc.soneparsea.com:3443/PictureServer/default.aspx/schneider-METSEPM8240_Image1.jpg?A3889C9397807479A2A1C7A8BAA5959DB4AAC6729F7C84879595A17D846B609399B2B5ACB7685E9EC0AC | https://pim-kvc.soneparsea.com:3443/PictureServer/default.aspx/schneider-metsepm8240.pdf?81788B76AEAA939CBEAABDA9B7A95DA1B5B9C7AAC2A46866847582B5B69D | POWERLOGIC PM8000 PM8240 PANEL MOUNT METER INTERMEDIATE METERING | The PowerLogic PM8000 series meters are compact,cost-effective multifunction power meters that will help you ensure the reliability and efficiency of your power-critical facility. | Calibrated | yes
| 63 | Electrical Distribution (LV) | Power Meter | Energy Meter | POWERLOGIC PM8000 PM8240 PANEL MOUNT METER | 2142619 | METSEPM8240 | SCHNEIDER ELECTRIC | 122000 | https://pim-kvc.soneparsea.com:3443/PictureServer/default.aspx/schneider-METSEPM8240_Image1.jpg?A3889C9397807479A2A1C7A8BAA5959DB4AAC6729F7C84879595A17D846B609399B2B5ACB7685E9EC0AC | https://pim-kvc.soneparsea.com:3443/PictureServer/default.aspx/schneider-metsepm8240.pdf?81788B76AEAA939CBEAABDA9B7A95DA1B5B9C7AAC2A46866847582B5B69D | POWERLOGIC PM8000 PM8240 PANEL MOUNT METER INTERMEDIATE METERING | The PowerLogic PM8000 series meters are compact,cost-effective multifunction power meters that will help you ensure the reliability and efficiency of your power-critical facility. | Approval | Domestic
| 63 | Electrical Distribution (LV) | Power Meter | Energy Meter | POWERLOGIC PM8000 PM8240 PANEL MOUNT METER | 2142619 | METSEPM8240 | SCHNEIDER ELECTRIC | 122000 | https://pim-kvc.soneparsea.com:3443/PictureServer/default.aspx/schneider-METSEPM8240_Image1.jpg?A3889C9397807479A2A1C7A8BAA5959DB4AAC6729F7C84879595A17D846B609399B2B5ACB7685E9EC0AC | https://pim-kvc.soneparsea.com:3443/PictureServer/default.aspx/schneider-metsepm8240.pdf?81788B76AEAA939CBEAABDA9B7A95DA1B5B9C7AAC2A46866847582B5B69D | POWERLOGIC PM8000 PM8240 PANEL MOUNT METER INTERMEDIATE METERING | The PowerLogic PM8000 series meters are compact,cost-effective multifunction power meters that will help you ensure the reliability and efficiency of your power-critical facility. | Pulse output | Electrical
| 63 | Electrical Distribution (LV) | Power Meter | Energy Meter | POWERLOGIC PM8000 PM8240 PANEL MOUNT METER | 2142619 | METSEPM8240 | SCHNEIDER ELECTRIC | 122000 | https://pim-kvc.soneparsea.com:3443/PictureServer/default.aspx/schneider-METSEPM8240_Image1.jpg?A3889C9397807479A2A1C7A8BAA5959DB4AAC6729F7C84879595A17D846B609399B2B5ACB7685E9EC0AC | https://pim-kvc.soneparsea.com:3443/PictureServer/default.aspx/schneider-metsepm8240.pdf?81788B76AEAA939CBEAABDA9B7A95DA1B5B9C7AAC2A46866847582B5B69D | POWERLOGIC PM8000 PM8240 PANEL MOUNT METER INTERMEDIATE METERING | The PowerLogic PM8000 series meters are compact,cost-effective multifunction power meters that will help you ensure the reliability and efficiency of your power-critical facility. | Pulse type | D0
| 63 | Electrical Distribution (LV) | Power Meter | Energy Meter | POWERLOGIC PM8000 PM8240 PANEL MOUNT METER | 2142619 | METSEPM8240 | SCHNEIDER ELECTRIC | 122000 | https://pim-kvc.soneparsea.com:3443/PictureServer/default.aspx/schneider-METSEPM8240_Image1.jpg?A3889C9397807479A2A1C7A8BAA5959DB4AAC6729F7C84879595A17D846B609399B2B5ACB7685E9EC0AC | https://pim-kvc.soneparsea.com:3443/PictureServer/default.aspx/schneider-metsepm8240.pdf?81788B76AEAA939CBEAABDA9B7A95DA1B5B9C7AAC2A46866847582B5B69D | POWERLOGIC PM8000 PM8240 PANEL MOUNT METER INTERMEDIATE METERING | The PowerLogic PM8000 series meters are compact,cost-effective multifunction power meters that will help you ensure the reliability and efficiency of your power-critical facility. | Pulse rate | 0...0Imp/kWh (kvarh)
| 64 | Electrical Distribution (LV) | Distribution Box and Enclosure | Enclosures | EMERGENCY STOP PUSHBUTTON MUSHROOM HEAD | 2144014 | GV2MCK04 | SCHNEIDER ELECTRIC | 2625 | https://pim-kvc.soneparsea.com:3443/PictureServer/default.aspx/schneider-GV2MCK04_Image1.jpg?A3889C9397807479A2A1C7A8BAA5959DB4AAC672998D628193908479B1809D95B7AA8573BCA797 | https://pim-kvc.soneparsea.com:3443/PictureServer/default.aspx/schneider-gv2mck04.pdf?81788B76AEAA939CBEAABDA9B7A95D9BC677C1A8BD676462C0A9BA | EMERGENCY STOP PUSHBUTTON MUSHROOM HEAD | Enclosures for thermal-magnetic circuit breakers GV2ME. Surface mounting type, double insulated with protective conductor. Come with sealable cover. | Material housing | Plastic
| 64 | Electrical Distribution (LV) | Distribution Box and Enclosure | Enclosures | EMERGENCY STOP PUSHBUTTON MUSHROOM HEAD | 2144014 | GV2MCK04 | SCHNEIDER ELECTRIC | 2625 | https://pim-kvc.soneparsea.com:3443/PictureServer/default.aspx/schneider-GV2MCK04_Image1.jpg?A3889C9397807479A2A1C7A8BAA5959DB4AAC672998D628193908479B1809D95B7AA8573BCA797 | https://pim-kvc.soneparsea.com:3443/PictureServer/default.aspx/schneider-gv2mck04.pdf?81788B76AEAA939CBEAABDA9B7A95D9BC677C1A8BD676462C0A9BA | EMERGENCY STOP PUSHBUTTON MUSHROOM HEAD | Enclosures for thermal-magnetic circuit breakers GV2ME. Surface mounting type, double insulated with protective conductor. Come with sealable cover. | Width | 93mm
| 64 | Electrical Distribution (LV) | Distribution Box and Enclosure | Enclosures | EMERGENCY STOP PUSHBUTTON MUSHROOM HEAD | 2144014 | GV2MCK04 | SCHNEIDER ELECTRIC | 2625 | https://pim-kvc.soneparsea.com:3443/PictureServer/default.aspx/schneider-GV2MCK04_Image1.jpg?A3889C9397807479A2A1C7A8BAA5959DB4AAC672998D628193908479B1809D95B7AA8573BCA797 | https://pim-kvc.soneparsea.com:3443/PictureServer/default.aspx/schneider-gv2mck04.pdf?81788B76AEAA939CBEAABDA9B7A95D9BC677C1A8BD676462C0A9BA | EMERGENCY STOP PUSHBUTTON MUSHROOM HEAD | Enclosures for thermal-magnetic circuit breakers GV2ME. Surface mounting type, double insulated with protective conductor. Come with sealable cover. | Height | 147mm
| 64 | Electrical Distribution (LV) | Distribution Box and Enclosure | Enclosures | EMERGENCY STOP PUSHBUTTON MUSHROOM HEAD | 2144014 | GV2MCK04 | SCHNEIDER ELECTRIC | 2625 | https://pim-kvc.soneparsea.com:3443/PictureServer/default.aspx/schneider-GV2MCK04_Image1.jpg?A3889C9397807479A2A1C7A8BAA5959DB4AAC672998D628193908479B1809D95B7AA8573BCA797 | https://pim-kvc.soneparsea.com:3443/PictureServer/default.aspx/schneider-gv2mck04.pdf?81788B76AEAA939CBEAABDA9B7A95D9BC677C1A8BD676462C0A9BA | EMERGENCY STOP PUSHBUTTON MUSHROOM HEAD | Enclosures for thermal-magnetic circuit breakers GV2ME. Surface mounting type, double insulated with protective conductor. Come with sealable cover. | Depth | 145.5mm
| 64 | Electrical Distribution (LV) | Distribution Box and Enclosure | Enclosures | EMERGENCY STOP PUSHBUTTON MUSHROOM HEAD | 2144014 | GV2MCK04 | SCHNEIDER ELECTRIC | 2625 | https://pim-kvc.soneparsea.com:3443/PictureServer/default.aspx/schneider-GV2MCK04_Image1.jpg?A3889C9397807479A2A1C7A8BAA5959DB4AAC672998D628193908479B1809D95B7AA8573BCA797 | https://pim-kvc.soneparsea.com:3443/PictureServer/default.aspx/schneider-gv2mck04.pdf?81788B76AEAA939CBEAABDA9B7A95D9BC677C1A8BD676462C0A9BA | EMERGENCY STOP PUSHBUTTON MUSHROOM HEAD | Enclosures for thermal-magnetic circuit breakers GV2ME. Surface mounting type, double insulated with protective conductor. Come with sealable cover. | With transparent cover | no
| 64 | Electrical Distribution (LV) | Distribution Box and Enclosure | Enclosures | EMERGENCY STOP PUSHBUTTON MUSHROOM HEAD | 2144014 | GV2MCK04 | SCHNEIDER ELECTRIC | 2625 | https://pim-kvc.soneparsea.com:3443/PictureServer/default.aspx/schneider-GV2MCK04_Image1.jpg?A3889C9397807479A2A1C7A8BAA5959DB4AAC672998D628193908479B1809D95B7AA8573BCA797 | https://pim-kvc.soneparsea.com:3443/PictureServer/default.aspx/schneider-gv2mck04.pdf?81788B76AEAA939CBEAABDA9B7A95D9BC677C1A8BD676462C0A9BA | EMERGENCY STOP PUSHBUTTON MUSHROOM HEAD | Enclosures for thermal-magnetic circuit breakers GV2ME. Surface mounting type, double insulated with protective conductor. Come with sealable cover. | Suitable for emergency stop | yes
| 64 | Electrical Distribution (LV) | Distribution Box and Enclosure | Enclosures | EMERGENCY STOP PUSHBUTTON MUSHROOM HEAD | 2144014 | GV2MCK04 | SCHNEIDER ELECTRIC | 2625 | https://pim-kvc.soneparsea.com:3443/PictureServer/default.aspx/schneider-GV2MCK04_Image1.jpg?A3889C9397807479A2A1C7A8BAA5959DB4AAC672998D628193908479B1809D95B7AA8573BCA797 | https://pim-kvc.soneparsea.com:3443/PictureServer/default.aspx/schneider-gv2mck04.pdf?81788B76AEAA939CBEAABDA9B7A95D9BC677C1A8BD676462C0A9BA | EMERGENCY STOP PUSHBUTTON MUSHROOM HEAD | Enclosures for thermal-magnetic circuit breakers GV2ME. Surface mounting type, double insulated with protective conductor. Come with sealable cover. | Model | Surface mounting
| 64 | Electrical Distribution (LV) | Distribution Box and Enclosure | Enclosures | EMERGENCY STOP PUSHBUTTON MUSHROOM HEAD | 2144014 | GV2MCK04 | SCHNEIDER ELECTRIC | 2625 | https://pim-kvc.soneparsea.com:3443/PictureServer/default.aspx/schneider-GV2MCK04_Image1.jpg?A3889C9397807479A2A1C7A8BAA5959DB4AAC672998D628193908479B1809D95B7AA8573BCA797 | https://pim-kvc.soneparsea.com:3443/PictureServer/default.aspx/schneider-gv2mck04.pdf?81788B76AEAA939CBEAABDA9B7A95D9BC677C1A8BD676462C0A9BA | EMERGENCY STOP PUSHBUTTON MUSHROOM HEAD | Enclosures for thermal-magnetic circuit breakers GV2ME. Surface mounting type, double insulated with protective conductor. Come with sealable cover. | Degree of protection (IP) | IP55
| 64 | Electrical Distribution (LV) | Distribution Box and Enclosure | Enclosures | EMERGENCY STOP PUSHBUTTON MUSHROOM HEAD | 2144014 | GV2MCK04 | SCHNEIDER ELECTRIC | 2625 | https://pim-kvc.soneparsea.com:3443/PictureServer/default.aspx/schneider-GV2MCK04_Image1.jpg?A3889C9397807479A2A1C7A8BAA5959DB4AAC672998D628193908479B1809D95B7AA8573BCA797 | https://pim-kvc.soneparsea.com:3443/PictureServer/default.aspx/schneider-gv2mck04.pdf?81788B76AEAA939CBEAABDA9B7A95D9BC677C1A8BD676462C0A9BA | EMERGENCY STOP PUSHBUTTON MUSHROOM HEAD | Enclosures for thermal-magnetic circuit breakers GV2ME. Surface mounting type, double insulated with protective conductor. Come with sealable cover. | Degree of protection (NEMA) | 12
| 65 | Electrical Distribution (LV) | Power Meter | Energy Meter | PM5320 POWER METER W/ETHERNET UPTO 31ST H 256K 2DI/2DO | 2144454 | METSEPM5320 | SCHNEIDER ELECTRIC | 42100 | https://pim-kvc.soneparsea.com:3443/PictureServer/default.aspx/schneider-METSEPM5320_Image1.jpg?A3889C9397807479A2A1C7A8BAA5959DB4AAC6729F7C84879595A17A8569609399B2B5ACB7685E9EC0AC | https://pim-kvc.soneparsea.com:3443/PictureServer/default.aspx/schneider-metsepm5320.pdf?81788B76AEAA939CBEAABDA9B7A95DA1B5B9C7AAC2A46567827582B5B69D | PM5320 POWERMETER W ETHERNET UPTO 31ST H 256K 2DI/2DO 35ALARMS FLUSH MOUNT | The PowerLogicTM PM5000 power meter is the ideal fit for cost management applications. It provides the measurement capabilities needed to allocate energy usage, perform tenant metering and sub-billing, pin-point energy savings, optimize equipment efficiency and utilization, and perform a high level assessment of the power quality of the electrical network. | Type of meter | Electronic
| 65 | Electrical Distribution (LV) | Power Meter | Energy Meter | PM5320 POWER METER W/ETHERNET UPTO 31ST H 256K 2DI/2DO | 2144454 | METSEPM5320 | SCHNEIDER ELECTRIC | 42100 | https://pim-kvc.soneparsea.com:3443/PictureServer/default.aspx/schneider-METSEPM5320_Image1.jpg?A3889C9397807479A2A1C7A8BAA5959DB4AAC6729F7C84879595A17A8569609399B2B5ACB7685E9EC0AC | https://pim-kvc.soneparsea.com:3443/PictureServer/default.aspx/schneider-metsepm5320.pdf?81788B76AEAA939CBEAABDA9B7A95DA1B5B9C7AAC2A46567827582B5B69D | PM5320 POWERMETER W ETHERNET UPTO 31ST H 256K 2DI/2DO 35ALARMS FLUSH MOUNT | The PowerLogicTM PM5000 power meter is the ideal fit for cost management applications. It provides the measurement capabilities needed to allocate energy usage, perform tenant metering and sub-billing, pin-point energy savings, optimize equipment efficiency and utilization, and perform a high level assessment of the power quality of the electrical network. | Nominal current (In) | 5A
| 65 | Electrical Distribution (LV) | Power Meter | Energy Meter | PM5320 POWER METER W/ETHERNET UPTO 31ST H 256K 2DI/2DO | 2144454 | METSEPM5320 | SCHNEIDER ELECTRIC | 42100 | https://pim-kvc.soneparsea.com:3443/PictureServer/default.aspx/schneider-METSEPM5320_Image1.jpg?A3889C9397807479A2A1C7A8BAA5959DB4AAC6729F7C84879595A17A8569609399B2B5ACB7685E9EC0AC | https://pim-kvc.soneparsea.com:3443/PictureServer/default.aspx/schneider-metsepm5320.pdf?81788B76AEAA939CBEAABDA9B7A95DA1B5B9C7AAC2A46567827582B5B69D | PM5320 POWERMETER W ETHERNET UPTO 31ST H 256K 2DI/2DO 35ALARMS FLUSH MOUNT | The PowerLogicTM PM5000 power meter is the ideal fit for cost management applications. It provides the measurement capabilities needed to allocate energy usage, perform tenant metering and sub-billing, pin-point energy savings, optimize equipment efficiency and utilization, and perform a high level assessment of the power quality of the electrical network. | Max. current (Imax) | 8.5A
| 65 | Electrical Distribution (LV) | Power Meter | Energy Meter | PM5320 POWER METER W/ETHERNET UPTO 31ST H 256K 2DI/2DO | 2144454 | METSEPM5320 | SCHNEIDER ELECTRIC | 42100 | https://pim-kvc.soneparsea.com:3443/PictureServer/default.aspx/schneider-METSEPM5320_Image1.jpg?A3889C9397807479A2A1C7A8BAA5959DB4AAC6729F7C84879595A17A8569609399B2B5ACB7685E9EC0AC | https://pim-kvc.soneparsea.com:3443/PictureServer/default.aspx/schneider-metsepm5320.pdf?81788B76AEAA939CBEAABDA9B7A95DA1B5B9C7AAC2A46567827582B5B69D | PM5320 POWERMETER W ETHERNET UPTO 31ST H 256K 2DI/2DO 35ALARMS FLUSH MOUNT | The PowerLogicTM PM5000 power meter is the ideal fit for cost management applications. It provides the measurement capabilities needed to allocate energy usage, perform tenant metering and sub-billing, pin-point energy savings, optimize equipment efficiency and utilization, and perform a high level assessment of the power quality of the electrical network. | Nominal voltage (Un) N-L | 20...400V
| 65 | Electrical Distribution (LV) | Power Meter | Energy Meter | PM5320 POWER METER W/ETHERNET UPTO 31ST H 256K 2DI/2DO | 2144454 | METSEPM5320 | SCHNEIDER ELECTRIC | 42100 | https://pim-kvc.soneparsea.com:3443/PictureServer/default.aspx/schneider-METSEPM5320_Image1.jpg?A3889C9397807479A2A1C7A8BAA5959DB4AAC6729F7C84879595A17A8569609399B2B5ACB7685E9EC0AC | https://pim-kvc.soneparsea.com:3443/PictureServer/default.aspx/schneider-metsepm5320.pdf?81788B76AEAA939CBEAABDA9B7A95DA1B5B9C7AAC2A46567827582B5B69D | PM5320 POWERMETER W ETHERNET UPTO 31ST H 256K 2DI/2DO 35ALARMS FLUSH MOUNT | The PowerLogicTM PM5000 power meter is the ideal fit for cost management applications. It provides the measurement capabilities needed to allocate energy usage, perform tenant metering and sub-billing, pin-point energy savings, optimize equipment efficiency and utilization, and perform a high level assessment of the power quality of the electrical network. | Nominal voltage (Un) L-L | 35...690V
| 65 | Electrical Distribution (LV) | Power Meter | Energy Meter | PM5320 POWER METER W/ETHERNET UPTO 31ST H 256K 2DI/2DO | 2144454 | METSEPM5320 | SCHNEIDER ELECTRIC | 42100 | https://pim-kvc.soneparsea.com:3443/PictureServer/default.aspx/schneider-METSEPM5320_Image1.jpg?A3889C9397807479A2A1C7A8BAA5959DB4AAC6729F7C84879595A17A8569609399B2B5ACB7685E9EC0AC | https://pim-kvc.soneparsea.com:3443/PictureServer/default.aspx/schneider-metsepm5320.pdf?81788B76AEAA939CBEAABDA9B7A95DA1B5B9C7AAC2A46567827582B5B69D | PM5320 POWERMETER W ETHERNET UPTO 31ST H 256K 2DI/2DO 35ALARMS FLUSH MOUNT | The PowerLogicTM PM5000 power meter is the ideal fit for cost management applications. It provides the measurement capabilities needed to allocate energy usage, perform tenant metering and sub-billing, pin-point energy savings, optimize equipment efficiency and utilization, and perform a high level assessment of the power quality of the electrical network. | Frequency | 45...65Hz
| 65 | Electrical Distribution (LV) | Power Meter | Energy Meter | PM5320 POWER METER W/ETHERNET UPTO 31ST H 256K 2DI/2DO | 2144454 | METSEPM5320 | SCHNEIDER ELECTRIC | 42100 | https://pim-kvc.soneparsea.com:3443/PictureServer/default.aspx/schneider-METSEPM5320_Image1.jpg?A3889C9397807479A2A1C7A8BAA5959DB4AAC6729F7C84879595A17A8569609399B2B5ACB7685E9EC0AC | https://pim-kvc.soneparsea.com:3443/PictureServer/default.aspx/schneider-metsepm5320.pdf?81788B76AEAA939CBEAABDA9B7A95DA1B5B9C7AAC2A46567827582B5B69D | PM5320 POWERMETER W ETHERNET UPTO 31ST H 256K 2DI/2DO 35ALARMS FLUSH MOUNT | The PowerLogicTM PM5000 power meter is the ideal fit for cost management applications. It provides the measurement capabilities needed to allocate energy usage, perform tenant metering and sub-billing, pin-point energy savings, optimize equipment efficiency and utilization, and perform a high level assessment of the power quality of the electrical network. | Accuracy class | C
| 65 | Electrical Distribution (LV) | Power Meter | Energy Meter | PM5320 POWER METER W/ETHERNET UPTO 31ST H 256K 2DI/2DO | 2144454 | METSEPM5320 | SCHNEIDER ELECTRIC | 42100 | https://pim-kvc.soneparsea.com:3443/PictureServer/default.aspx/schneider-METSEPM5320_Image1.jpg?A3889C9397807479A2A1C7A8BAA5959DB4AAC6729F7C84879595A17A8569609399B2B5ACB7685E9EC0AC | https://pim-kvc.soneparsea.com:3443/PictureServer/default.aspx/schneider-metsepm5320.pdf?81788B76AEAA939CBEAABDA9B7A95DA1B5B9C7AAC2A46567827582B5B69D | PM5320 POWERMETER W ETHERNET UPTO 31ST H 256K 2DI/2DO 35ALARMS FLUSH MOUNT | The PowerLogicTM PM5000 power meter is the ideal fit for cost management applications. It provides the measurement capabilities needed to allocate energy usage, perform tenant metering and sub-billing, pin-point energy savings, optimize equipment efficiency and utilization, and perform a high level assessment of the power quality of the electrical network. | Pole type | Three conductor
| 65 | Electrical Distribution (LV) | Power Meter | Energy Meter | PM5320 POWER METER W/ETHERNET UPTO 31ST H 256K 2DI/2DO | 2144454 | METSEPM5320 | SCHNEIDER ELECTRIC | 42100 | https://pim-kvc.soneparsea.com:3443/PictureServer/default.aspx/schneider-METSEPM5320_Image1.jpg?A3889C9397807479A2A1C7A8BAA5959DB4AAC6729F7C84879595A17A8569609399B2B5ACB7685E9EC0AC | https://pim-kvc.soneparsea.com:3443/PictureServer/default.aspx/schneider-metsepm5320.pdf?81788B76AEAA939CBEAABDA9B7A95DA1B5B9C7AAC2A46567827582B5B69D | PM5320 POWERMETER W ETHERNET UPTO 31ST H 256K 2DI/2DO 35ALARMS FLUSH MOUNT | The PowerLogicTM PM5000 power meter is the ideal fit for cost management applications. It provides the measurement capabilities needed to allocate energy usage, perform tenant metering and sub-billing, pin-point energy savings, optimize equipment efficiency and utilization, and perform a high level assessment of the power quality of the electrical network. | Model | Measurement transformer
| 65 | Electrical Distribution (LV) | Power Meter | Energy Meter | PM5320 POWER METER W/ETHERNET UPTO 31ST H 256K 2DI/2DO | 2144454 | METSEPM5320 | SCHNEIDER ELECTRIC | 42100 | https://pim-kvc.soneparsea.com:3443/PictureServer/default.aspx/schneider-METSEPM5320_Image1.jpg?A3889C9397807479A2A1C7A8BAA5959DB4AAC6729F7C84879595A17A8569609399B2B5ACB7685E9EC0AC | https://pim-kvc.soneparsea.com:3443/PictureServer/default.aspx/schneider-metsepm5320.pdf?81788B76AEAA939CBEAABDA9B7A95DA1B5B9C7AAC2A46567827582B5B69D | PM5320 POWERMETER W ETHERNET UPTO 31ST H 256K 2DI/2DO 35ALARMS FLUSH MOUNT | The PowerLogicTM PM5000 power meter is the ideal fit for cost management applications. It provides the measurement capabilities needed to allocate energy usage, perform tenant metering and sub-billing, pin-point energy savings, optimize equipment efficiency and utilization, and perform a high level assessment of the power quality of the electrical network. | Energy type | Effective power and blind power
| 65 | Electrical Distribution (LV) | Power Meter | Energy Meter | PM5320 POWER METER W/ETHERNET UPTO 31ST H 256K 2DI/2DO | 2144454 | METSEPM5320 | SCHNEIDER ELECTRIC | 42100 | https://pim-kvc.soneparsea.com:3443/PictureServer/default.aspx/schneider-METSEPM5320_Image1.jpg?A3889C9397807479A2A1C7A8BAA5959DB4AAC6729F7C84879595A17A8569609399B2B5ACB7685E9EC0AC | https://pim-kvc.soneparsea.com:3443/PictureServer/default.aspx/schneider-metsepm5320.pdf?81788B76AEAA939CBEAABDA9B7A95DA1B5B9C7AAC2A46567827582B5B69D | PM5320 POWERMETER W ETHERNET UPTO 31ST H 256K 2DI/2DO 35ALARMS FLUSH MOUNT | The PowerLogicTM PM5000 power meter is the ideal fit for cost management applications. It provides the measurement capabilities needed to allocate energy usage, perform tenant metering and sub-billing, pin-point energy savings, optimize equipment efficiency and utilization, and perform a high level assessment of the power quality of the electrical network. | Suitable for | Purchase
| 65 | Electrical Distribution (LV) | Power Meter | Energy Meter | PM5320 POWER METER W/ETHERNET UPTO 31ST H 256K 2DI/2DO | 2144454 | METSEPM5320 | SCHNEIDER ELECTRIC | 42100 | https://pim-kvc.soneparsea.com:3443/PictureServer/default.aspx/schneider-METSEPM5320_Image1.jpg?A3889C9397807479A2A1C7A8BAA5959DB4AAC6729F7C84879595A17A8569609399B2B5ACB7685E9EC0AC | https://pim-kvc.soneparsea.com:3443/PictureServer/default.aspx/schneider-metsepm5320.pdf?81788B76AEAA939CBEAABDA9B7A95DA1B5B9C7AAC2A46567827582B5B69D | PM5320 POWERMETER W ETHERNET UPTO 31ST H 256K 2DI/2DO 35ALARMS FLUSH MOUNT | The PowerLogicTM PM5000 power meter is the ideal fit for cost management applications. It provides the measurement capabilities needed to allocate energy usage, perform tenant metering and sub-billing, pin-point energy savings, optimize equipment efficiency and utilization, and perform a high level assessment of the power quality of the electrical network. | Tariff type | Multi-tariff
| 65 | Electrical Distribution (LV) | Power Meter | Energy Meter | PM5320 POWER METER W/ETHERNET UPTO 31ST H 256K 2DI/2DO | 2144454 | METSEPM5320 | SCHNEIDER ELECTRIC | 42100 | https://pim-kvc.soneparsea.com:3443/PictureServer/default.aspx/schneider-METSEPM5320_Image1.jpg?A3889C9397807479A2A1C7A8BAA5959DB4AAC6729F7C84879595A17A8569609399B2B5ACB7685E9EC0AC | https://pim-kvc.soneparsea.com:3443/PictureServer/default.aspx/schneider-metsepm5320.pdf?81788B76AEAA939CBEAABDA9B7A95DA1B5B9C7AAC2A46567827582B5B69D | PM5320 POWERMETER W ETHERNET UPTO 31ST H 256K 2DI/2DO 35ALARMS FLUSH MOUNT | The PowerLogicTM PM5000 power meter is the ideal fit for cost management applications. It provides the measurement capabilities needed to allocate energy usage, perform tenant metering and sub-billing, pin-point energy savings, optimize equipment efficiency and utilization, and perform a high level assessment of the power quality of the electrical network. | Tariff control | External
| 65 | Electrical Distribution (LV) | Power Meter | Energy Meter | PM5320 POWER METER W/ETHERNET UPTO 31ST H 256K 2DI/2DO | 2144454 | METSEPM5320 | SCHNEIDER ELECTRIC | 42100 | https://pim-kvc.soneparsea.com:3443/PictureServer/default.aspx/schneider-METSEPM5320_Image1.jpg?A3889C9397807479A2A1C7A8BAA5959DB4AAC6729F7C84879595A17A8569609399B2B5ACB7685E9EC0AC | https://pim-kvc.soneparsea.com:3443/PictureServer/default.aspx/schneider-metsepm5320.pdf?81788B76AEAA939CBEAABDA9B7A95DA1B5B9C7AAC2A46567827582B5B69D | PM5320 POWERMETER W ETHERNET UPTO 31ST H 256K 2DI/2DO 35ALARMS FLUSH MOUNT | The PowerLogicTM PM5000 power meter is the ideal fit for cost management applications. It provides the measurement capabilities needed to allocate energy usage, perform tenant metering and sub-billing, pin-point energy savings, optimize equipment efficiency and utilization, and perform a high level assessment of the power quality of the electrical network. | Measurement type load profile | yes
| 65 | Electrical Distribution (LV) | Power Meter | Energy Meter | PM5320 POWER METER W/ETHERNET UPTO 31ST H 256K 2DI/2DO | 2144454 | METSEPM5320 | SCHNEIDER ELECTRIC | 42100 | https://pim-kvc.soneparsea.com:3443/PictureServer/default.aspx/schneider-METSEPM5320_Image1.jpg?A3889C9397807479A2A1C7A8BAA5959DB4AAC6729F7C84879595A17A8569609399B2B5ACB7685E9EC0AC | https://pim-kvc.soneparsea.com:3443/PictureServer/default.aspx/schneider-metsepm5320.pdf?81788B76AEAA939CBEAABDA9B7A95DA1B5B9C7AAC2A46567827582B5B69D | PM5320 POWERMETER W ETHERNET UPTO 31ST H 256K 2DI/2DO 35ALARMS FLUSH MOUNT | The PowerLogicTM PM5000 power meter is the ideal fit for cost management applications. It provides the measurement capabilities needed to allocate energy usage, perform tenant metering and sub-billing, pin-point energy savings, optimize equipment efficiency and utilization, and perform a high level assessment of the power quality of the electrical network. | Escapement mechanism | no
| 65 | Electrical Distribution (LV) | Power Meter | Energy Meter | PM5320 POWER METER W/ETHERNET UPTO 31ST H 256K 2DI/2DO | 2144454 | METSEPM5320 | SCHNEIDER ELECTRIC | 42100 | https://pim-kvc.soneparsea.com:3443/PictureServer/default.aspx/schneider-METSEPM5320_Image1.jpg?A3889C9397807479A2A1C7A8BAA5959DB4AAC6729F7C84879595A17A8569609399B2B5ACB7685E9EC0AC | https://pim-kvc.soneparsea.com:3443/PictureServer/default.aspx/schneider-metsepm5320.pdf?81788B76AEAA939CBEAABDA9B7A95DA1B5B9C7AAC2A46567827582B5B69D | PM5320 POWERMETER W ETHERNET UPTO 31ST H 256K 2DI/2DO 35ALARMS FLUSH MOUNT | The PowerLogicTM PM5000 power meter is the ideal fit for cost management applications. It provides the measurement capabilities needed to allocate energy usage, perform tenant metering and sub-billing, pin-point energy savings, optimize equipment efficiency and utilization, and perform a high level assessment of the power quality of the electrical network. | Calibrated | no
| 65 | Electrical Distribution (LV) | Power Meter | Energy Meter | PM5320 POWER METER W/ETHERNET UPTO 31ST H 256K 2DI/2DO | 2144454 | METSEPM5320 | SCHNEIDER ELECTRIC | 42100 | https://pim-kvc.soneparsea.com:3443/PictureServer/default.aspx/schneider-METSEPM5320_Image1.jpg?A3889C9397807479A2A1C7A8BAA5959DB4AAC6729F7C84879595A17A8569609399B2B5ACB7685E9EC0AC | https://pim-kvc.soneparsea.com:3443/PictureServer/default.aspx/schneider-metsepm5320.pdf?81788B76AEAA939CBEAABDA9B7A95DA1B5B9C7AAC2A46567827582B5B69D | PM5320 POWERMETER W ETHERNET UPTO 31ST H 256K 2DI/2DO 35ALARMS FLUSH MOUNT | The PowerLogicTM PM5000 power meter is the ideal fit for cost management applications. It provides the measurement capabilities needed to allocate energy usage, perform tenant metering and sub-billing, pin-point energy savings, optimize equipment efficiency and utilization, and perform a high level assessment of the power quality of the electrical network. | Approval | Domestic
| 65 | Electrical Distribution (LV) | Power Meter | Energy Meter | PM5320 POWER METER W/ETHERNET UPTO 31ST H 256K 2DI/2DO | 2144454 | METSEPM5320 | SCHNEIDER ELECTRIC | 42100 | https://pim-kvc.soneparsea.com:3443/PictureServer/default.aspx/schneider-METSEPM5320_Image1.jpg?A3889C9397807479A2A1C7A8BAA5959DB4AAC6729F7C84879595A17A8569609399B2B5ACB7685E9EC0AC | https://pim-kvc.soneparsea.com:3443/PictureServer/default.aspx/schneider-metsepm5320.pdf?81788B76AEAA939CBEAABDA9B7A95DA1B5B9C7AAC2A46567827582B5B69D | PM5320 POWERMETER W ETHERNET UPTO 31ST H 256K 2DI/2DO 35ALARMS FLUSH MOUNT | The PowerLogicTM PM5000 power meter is the ideal fit for cost management applications. It provides the measurement capabilities needed to allocate energy usage, perform tenant metering and sub-billing, pin-point energy savings, optimize equipment efficiency and utilization, and perform a high level assessment of the power quality of the electrical network. | Pulse output | Electrical
| 65 | Electrical Distribution (LV) | Power Meter | Energy Meter | PM5320 POWER METER W/ETHERNET UPTO 31ST H 256K 2DI/2DO | 2144454 | METSEPM5320 | SCHNEIDER ELECTRIC | 42100 | https://pim-kvc.soneparsea.com:3443/PictureServer/default.aspx/schneider-METSEPM5320_Image1.jpg?A3889C9397807479A2A1C7A8BAA5959DB4AAC6729F7C84879595A17A8569609399B2B5ACB7685E9EC0AC | https://pim-kvc.soneparsea.com:3443/PictureServer/default.aspx/schneider-metsepm5320.pdf?81788B76AEAA939CBEAABDA9B7A95DA1B5B9C7AAC2A46567827582B5B69D | PM5320 POWERMETER W ETHERNET UPTO 31ST H 256K 2DI/2DO 35ALARMS FLUSH MOUNT | The PowerLogicTM PM5000 power meter is the ideal fit for cost management applications. It provides the measurement capabilities needed to allocate energy usage, perform tenant metering and sub-billing, pin-point energy savings, optimize equipment efficiency and utilization, and perform a high level assessment of the power quality of the electrical network. | Pulse type | S0
| 65 | Electrical Distribution (LV) | Power Meter | Energy Meter | PM5320 POWER METER W/ETHERNET UPTO 31ST H 256K 2DI/2DO | 2144454 | METSEPM5320 | SCHNEIDER ELECTRIC | 42100 | https://pim-kvc.soneparsea.com:3443/PictureServer/default.aspx/schneider-METSEPM5320_Image1.jpg?A3889C9397807479A2A1C7A8BAA5959DB4AAC6729F7C84879595A17A8569609399B2B5ACB7685E9EC0AC | https://pim-kvc.soneparsea.com:3443/PictureServer/default.aspx/schneider-metsepm5320.pdf?81788B76AEAA939CBEAABDA9B7A95DA1B5B9C7AAC2A46567827582B5B69D | PM5320 POWERMETER W ETHERNET UPTO 31ST H 256K 2DI/2DO 35ALARMS FLUSH MOUNT | The PowerLogicTM PM5000 power meter is the ideal fit for cost management applications. It provides the measurement capabilities needed to allocate energy usage, perform tenant metering and sub-billing, pin-point energy savings, optimize equipment efficiency and utilization, and perform a high level assessment of the power quality of the electrical network. | Pulse rate | 1...9999999Imp/kWh (kvarh)
| 65 | Electrical Distribution (LV) | Power Meter | Energy Meter | PM5320 POWER METER W/ETHERNET UPTO 31ST H 256K 2DI/2DO | 2144454 | METSEPM5320 | SCHNEIDER ELECTRIC | 42100 | https://pim-kvc.soneparsea.com:3443/PictureServer/default.aspx/schneider-METSEPM5320_Image1.jpg?A3889C9397807479A2A1C7A8BAA5959DB4AAC6729F7C84879595A17A8569609399B2B5ACB7685E9EC0AC | https://pim-kvc.soneparsea.com:3443/PictureServer/default.aspx/schneider-metsepm5320.pdf?81788B76AEAA939CBEAABDA9B7A95DA1B5B9C7AAC2A46567827582B5B69D | PM5320 POWERMETER W ETHERNET UPTO 31ST H 256K 2DI/2DO 35ALARMS FLUSH MOUNT | The PowerLogicTM PM5000 power meter is the ideal fit for cost management applications. It provides the measurement capabilities needed to allocate energy usage, perform tenant metering and sub-billing, pin-point energy savings, optimize equipment efficiency and utilization, and perform a high level assessment of the power quality of the electrical network. | Type of meter | Electronic
| 65 | Electrical Distribution (LV) | Power Meter | Energy Meter | PM5320 POWER METER W/ETHERNET UPTO 31ST H 256K 2DI/2DO | 2144454 | METSEPM5320 | SCHNEIDER ELECTRIC | 42100 | https://pim-kvc.soneparsea.com:3443/PictureServer/default.aspx/schneider-METSEPM5320_Image1.jpg?A3889C9397807479A2A1C7A8BAA5959DB4AAC6729F7C84879595A17A8569609399B2B5ACB7685E9EC0AC | https://pim-kvc.soneparsea.com:3443/PictureServer/default.aspx/schneider-metsepm5320.pdf?81788B76AEAA939CBEAABDA9B7A95DA1B5B9C7AAC2A46567827582B5B69D | PM5320 POWERMETER W ETHERNET UPTO 31ST H 256K 2DI/2DO 35ALARMS FLUSH MOUNT | The PowerLogicTM PM5000 power meter is the ideal fit for cost management applications. It provides the measurement capabilities needed to allocate energy usage, perform tenant metering and sub-billing, pin-point energy savings, optimize equipment efficiency and utilization, and perform a high level assessment of the power quality of the electrical network. | Nominal current (In) | 5A
| 65 | Electrical Distribution (LV) | Power Meter | Energy Meter | PM5320 POWER METER W/ETHERNET UPTO 31ST H 256K 2DI/2DO | 2144454 | METSEPM5320 | SCHNEIDER ELECTRIC | 42100 | https://pim-kvc.soneparsea.com:3443/PictureServer/default.aspx/schneider-METSEPM5320_Image1.jpg?A3889C9397807479A2A1C7A8BAA5959DB4AAC6729F7C84879595A17A8569609399B2B5ACB7685E9EC0AC | https://pim-kvc.soneparsea.com:3443/PictureServer/default.aspx/schneider-metsepm5320.pdf?81788B76AEAA939CBEAABDA9B7A95DA1B5B9C7AAC2A46567827582B5B69D | PM5320 POWERMETER W ETHERNET UPTO 31ST H 256K 2DI/2DO 35ALARMS FLUSH MOUNT | The PowerLogicTM PM5000 power meter is the ideal fit for cost management applications. It provides the measurement capabilities needed to allocate energy usage, perform tenant metering and sub-billing, pin-point energy savings, optimize equipment efficiency and utilization, and perform a high level assessment of the power quality of the electrical network. | Max. current (Imax) | 8.5A
| 65 | Electrical Distribution (LV) | Power Meter | Energy Meter | PM5320 POWER METER W/ETHERNET UPTO 31ST H 256K 2DI/2DO | 2144454 | METSEPM5320 | SCHNEIDER ELECTRIC | 42100 | https://pim-kvc.soneparsea.com:3443/PictureServer/default.aspx/schneider-METSEPM5320_Image1.jpg?A3889C9397807479A2A1C7A8BAA5959DB4AAC6729F7C84879595A17A8569609399B2B5ACB7685E9EC0AC | https://pim-kvc.soneparsea.com:3443/PictureServer/default.aspx/schneider-metsepm5320.pdf?81788B76AEAA939CBEAABDA9B7A95DA1B5B9C7AAC2A46567827582B5B69D | PM5320 POWERMETER W ETHERNET UPTO 31ST H 256K 2DI/2DO 35ALARMS FLUSH MOUNT | The PowerLogicTM PM5000 power meter is the ideal fit for cost management applications. It provides the measurement capabilities needed to allocate energy usage, perform tenant metering and sub-billing, pin-point energy savings, optimize equipment efficiency and utilization, and perform a high level assessment of the power quality of the electrical network. | Nominal voltage (Un) N-L | 20...400V
| 65 | Electrical Distribution (LV) | Power Meter | Energy Meter | PM5320 POWER METER W/ETHERNET UPTO 31ST H 256K 2DI/2DO | 2144454 | METSEPM5320 | SCHNEIDER ELECTRIC | 42100 | https://pim-kvc.soneparsea.com:3443/PictureServer/default.aspx/schneider-METSEPM5320_Image1.jpg?A3889C9397807479A2A1C7A8BAA5959DB4AAC6729F7C84879595A17A8569609399B2B5ACB7685E9EC0AC | https://pim-kvc.soneparsea.com:3443/PictureServer/default.aspx/schneider-metsepm5320.pdf?81788B76AEAA939CBEAABDA9B7A95DA1B5B9C7AAC2A46567827582B5B69D | PM5320 POWERMETER W ETHERNET UPTO 31ST H 256K 2DI/2DO 35ALARMS FLUSH MOUNT | The PowerLogicTM PM5000 power meter is the ideal fit for cost management applications. It provides the measurement capabilities needed to allocate energy usage, perform tenant metering and sub-billing, pin-point energy savings, optimize equipment efficiency and utilization, and perform a high level assessment of the power quality of the electrical network. | Nominal voltage (Un) L-L | 35...690V
| 65 | Electrical Distribution (LV) | Power Meter | Energy Meter | PM5320 POWER METER W/ETHERNET UPTO 31ST H 256K 2DI/2DO | 2144454 | METSEPM5320 | SCHNEIDER ELECTRIC | 42100 | https://pim-kvc.soneparsea.com:3443/PictureServer/default.aspx/schneider-METSEPM5320_Image1.jpg?A3889C9397807479A2A1C7A8BAA5959DB4AAC6729F7C84879595A17A8569609399B2B5ACB7685E9EC0AC | https://pim-kvc.soneparsea.com:3443/PictureServer/default.aspx/schneider-metsepm5320.pdf?81788B76AEAA939CBEAABDA9B7A95DA1B5B9C7AAC2A46567827582B5B69D | PM5320 POWERMETER W ETHERNET UPTO 31ST H 256K 2DI/2DO 35ALARMS FLUSH MOUNT | The PowerLogicTM PM5000 power meter is the ideal fit for cost management applications. It provides the measurement capabilities needed to allocate energy usage, perform tenant metering and sub-billing, pin-point energy savings, optimize equipment efficiency and utilization, and perform a high level assessment of the power quality of the electrical network. | Frequency | 45...65Hz
| 65 | Electrical Distribution (LV) | Power Meter | Energy Meter | PM5320 POWER METER W/ETHERNET UPTO 31ST H 256K 2DI/2DO | 2144454 | METSEPM5320 | SCHNEIDER ELECTRIC | 42100 | https://pim-kvc.soneparsea.com:3443/PictureServer/default.aspx/schneider-METSEPM5320_Image1.jpg?A3889C9397807479A2A1C7A8BAA5959DB4AAC6729F7C84879595A17A8569609399B2B5ACB7685E9EC0AC | https://pim-kvc.soneparsea.com:3443/PictureServer/default.aspx/schneider-metsepm5320.pdf?81788B76AEAA939CBEAABDA9B7A95DA1B5B9C7AAC2A46567827582B5B69D | PM5320 POWERMETER W ETHERNET UPTO 31ST H 256K 2DI/2DO 35ALARMS FLUSH MOUNT | The PowerLogicTM PM5000 power meter is the ideal fit for cost management applications. It provides the measurement capabilities needed to allocate energy usage, perform tenant metering and sub-billing, pin-point energy savings, optimize equipment efficiency and utilization, and perform a high level assessment of the power quality of the electrical network. | Accuracy class | C
| 65 | Electrical Distribution (LV) | Power Meter | Energy Meter | PM5320 POWER METER W/ETHERNET UPTO 31ST H 256K 2DI/2DO | 2144454 | METSEPM5320 | SCHNEIDER ELECTRIC | 42100 | https://pim-kvc.soneparsea.com:3443/PictureServer/default.aspx/schneider-METSEPM5320_Image1.jpg?A3889C9397807479A2A1C7A8BAA5959DB4AAC6729F7C84879595A17A8569609399B2B5ACB7685E9EC0AC | https://pim-kvc.soneparsea.com:3443/PictureServer/default.aspx/schneider-metsepm5320.pdf?81788B76AEAA939CBEAABDA9B7A95DA1B5B9C7AAC2A46567827582B5B69D | PM5320 POWERMETER W ETHERNET UPTO 31ST H 256K 2DI/2DO 35ALARMS FLUSH MOUNT | The PowerLogicTM PM5000 power meter is the ideal fit for cost management applications. It provides the measurement capabilities needed to allocate energy usage, perform tenant metering and sub-billing, pin-point energy savings, optimize equipment efficiency and utilization, and perform a high level assessment of the power quality of the electrical network. | Pole type | Three conductor
| 65 | Electrical Distribution (LV) | Power Meter | Energy Meter | PM5320 POWER METER W/ETHERNET UPTO 31ST H 256K 2DI/2DO | 2144454 | METSEPM5320 | SCHNEIDER ELECTRIC | 42100 | https://pim-kvc.soneparsea.com:3443/PictureServer/default.aspx/schneider-METSEPM5320_Image1.jpg?A3889C9397807479A2A1C7A8BAA5959DB4AAC6729F7C84879595A17A8569609399B2B5ACB7685E9EC0AC | https://pim-kvc.soneparsea.com:3443/PictureServer/default.aspx/schneider-metsepm5320.pdf?81788B76AEAA939CBEAABDA9B7A95DA1B5B9C7AAC2A46567827582B5B69D | PM5320 POWERMETER W ETHERNET UPTO 31ST H 256K 2DI/2DO 35ALARMS FLUSH MOUNT | The PowerLogicTM PM5000 power meter is the ideal fit for cost management applications. It provides the measurement capabilities needed to allocate energy usage, perform tenant metering and sub-billing, pin-point energy savings, optimize equipment efficiency and utilization, and perform a high level assessment of the power quality of the electrical network. | Model | Measurement transformer
| 65 | Electrical Distribution (LV) | Power Meter | Energy Meter | PM5320 POWER METER W/ETHERNET UPTO 31ST H 256K 2DI/2DO | 2144454 | METSEPM5320 | SCHNEIDER ELECTRIC | 42100 | https://pim-kvc.soneparsea.com:3443/PictureServer/default.aspx/schneider-METSEPM5320_Image1.jpg?A3889C9397807479A2A1C7A8BAA5959DB4AAC6729F7C84879595A17A8569609399B2B5ACB7685E9EC0AC | https://pim-kvc.soneparsea.com:3443/PictureServer/default.aspx/schneider-metsepm5320.pdf?81788B76AEAA939CBEAABDA9B7A95DA1B5B9C7AAC2A46567827582B5B69D | PM5320 POWERMETER W ETHERNET UPTO 31ST H 256K 2DI/2DO 35ALARMS FLUSH MOUNT | The PowerLogicTM PM5000 power meter is the ideal fit for cost management applications. It provides the measurement capabilities needed to allocate energy usage, perform tenant metering and sub-billing, pin-point energy savings, optimize equipment efficiency and utilization, and perform a high level assessment of the power quality of the electrical network. | Energy type | Effective power and blind power
| 65 | Electrical Distribution (LV) | Power Meter | Energy Meter | PM5320 POWER METER W/ETHERNET UPTO 31ST H 256K 2DI/2DO | 2144454 | METSEPM5320 | SCHNEIDER ELECTRIC | 42100 | https://pim-kvc.soneparsea.com:3443/PictureServer/default.aspx/schneider-METSEPM5320_Image1.jpg?A3889C9397807479A2A1C7A8BAA5959DB4AAC6729F7C84879595A17A8569609399B2B5ACB7685E9EC0AC | https://pim-kvc.soneparsea.com:3443/PictureServer/default.aspx/schneider-metsepm5320.pdf?81788B76AEAA939CBEAABDA9B7A95DA1B5B9C7AAC2A46567827582B5B69D | PM5320 POWERMETER W ETHERNET UPTO 31ST H 256K 2DI/2DO 35ALARMS FLUSH MOUNT | The PowerLogicTM PM5000 power meter is the ideal fit for cost management applications. It provides the measurement capabilities needed to allocate energy usage, perform tenant metering and sub-billing, pin-point energy savings, optimize equipment efficiency and utilization, and perform a high level assessment of the power quality of the electrical network. | Suitable for | Purchase
| 65 | Electrical Distribution (LV) | Power Meter | Energy Meter | PM5320 POWER METER W/ETHERNET UPTO 31ST H 256K 2DI/2DO | 2144454 | METSEPM5320 | SCHNEIDER ELECTRIC | 42100 | https://pim-kvc.soneparsea.com:3443/PictureServer/default.aspx/schneider-METSEPM5320_Image1.jpg?A3889C9397807479A2A1C7A8BAA5959DB4AAC6729F7C84879595A17A8569609399B2B5ACB7685E9EC0AC | https://pim-kvc.soneparsea.com:3443/PictureServer/default.aspx/schneider-metsepm5320.pdf?81788B76AEAA939CBEAABDA9B7A95DA1B5B9C7AAC2A46567827582B5B69D | PM5320 POWERMETER W ETHERNET UPTO 31ST H 256K 2DI/2DO 35ALARMS FLUSH MOUNT | The PowerLogicTM PM5000 power meter is the ideal fit for cost management applications. It provides the measurement capabilities needed to allocate energy usage, perform tenant metering and sub-billing, pin-point energy savings, optimize equipment efficiency and utilization, and perform a high level assessment of the power quality of the electrical network. | Tariff type | Multi-tariff
| 65 | Electrical Distribution (LV) | Power Meter | Energy Meter | PM5320 POWER METER W/ETHERNET UPTO 31ST H 256K 2DI/2DO | 2144454 | METSEPM5320 | SCHNEIDER ELECTRIC | 42100 | https://pim-kvc.soneparsea.com:3443/PictureServer/default.aspx/schneider-METSEPM5320_Image1.jpg?A3889C9397807479A2A1C7A8BAA5959DB4AAC6729F7C84879595A17A8569609399B2B5ACB7685E9EC0AC | https://pim-kvc.soneparsea.com:3443/PictureServer/default.aspx/schneider-metsepm5320.pdf?81788B76AEAA939CBEAABDA9B7A95DA1B5B9C7AAC2A46567827582B5B69D | PM5320 POWERMETER W ETHERNET UPTO 31ST H 256K 2DI/2DO 35ALARMS FLUSH MOUNT | The PowerLogicTM PM5000 power meter is the ideal fit for cost management applications. It provides the measurement capabilities needed to allocate energy usage, perform tenant metering and sub-billing, pin-point energy savings, optimize equipment efficiency and utilization, and perform a high level assessment of the power quality of the electrical network. | Tariff control | External
| 65 | Electrical Distribution (LV) | Power Meter | Energy Meter | PM5320 POWER METER W/ETHERNET UPTO 31ST H 256K 2DI/2DO | 2144454 | METSEPM5320 | SCHNEIDER ELECTRIC | 42100 | https://pim-kvc.soneparsea.com:3443/PictureServer/default.aspx/schneider-METSEPM5320_Image1.jpg?A3889C9397807479A2A1C7A8BAA5959DB4AAC6729F7C84879595A17A8569609399B2B5ACB7685E9EC0AC | https://pim-kvc.soneparsea.com:3443/PictureServer/default.aspx/schneider-metsepm5320.pdf?81788B76AEAA939CBEAABDA9B7A95DA1B5B9C7AAC2A46567827582B5B69D | PM5320 POWERMETER W ETHERNET UPTO 31ST H 256K 2DI/2DO 35ALARMS FLUSH MOUNT | The PowerLogicTM PM5000 power meter is the ideal fit for cost management applications. It provides the measurement capabilities needed to allocate energy usage, perform tenant metering and sub-billing, pin-point energy savings, optimize equipment efficiency and utilization, and perform a high level assessment of the power quality of the electrical network. | Measurement type load profile | yes
| 65 | Electrical Distribution (LV) | Power Meter | Energy Meter | PM5320 POWER METER W/ETHERNET UPTO 31ST H 256K 2DI/2DO | 2144454 | METSEPM5320 | SCHNEIDER ELECTRIC | 42100 | https://pim-kvc.soneparsea.com:3443/PictureServer/default.aspx/schneider-METSEPM5320_Image1.jpg?A3889C9397807479A2A1C7A8BAA5959DB4AAC6729F7C84879595A17A8569609399B2B5ACB7685E9EC0AC | https://pim-kvc.soneparsea.com:3443/PictureServer/default.aspx/schneider-metsepm5320.pdf?81788B76AEAA939CBEAABDA9B7A95DA1B5B9C7AAC2A46567827582B5B69D | PM5320 POWERMETER W ETHERNET UPTO 31ST H 256K 2DI/2DO 35ALARMS FLUSH MOUNT | The PowerLogicTM PM5000 power meter is the ideal fit for cost management applications. It provides the measurement capabilities needed to allocate energy usage, perform tenant metering and sub-billing, pin-point energy savings, optimize equipment efficiency and utilization, and perform a high level assessment of the power quality of the electrical network. | Escapement mechanism | no
| 65 | Electrical Distribution (LV) | Power Meter | Energy Meter | PM5320 POWER METER W/ETHERNET UPTO 31ST H 256K 2DI/2DO | 2144454 | METSEPM5320 | SCHNEIDER ELECTRIC | 42100 | https://pim-kvc.soneparsea.com:3443/PictureServer/default.aspx/schneider-METSEPM5320_Image1.jpg?A3889C9397807479A2A1C7A8BAA5959DB4AAC6729F7C84879595A17A8569609399B2B5ACB7685E9EC0AC | https://pim-kvc.soneparsea.com:3443/PictureServer/default.aspx/schneider-metsepm5320.pdf?81788B76AEAA939CBEAABDA9B7A95DA1B5B9C7AAC2A46567827582B5B69D | PM5320 POWERMETER W ETHERNET UPTO 31ST H 256K 2DI/2DO 35ALARMS FLUSH MOUNT | The PowerLogicTM PM5000 power meter is the ideal fit for cost management applications. It provides the measurement capabilities needed to allocate energy usage, perform tenant metering and sub-billing, pin-point energy savings, optimize equipment efficiency and utilization, and perform a high level assessment of the power quality of the electrical network. | Calibrated | no
| 65 | Electrical Distribution (LV) | Power Meter | Energy Meter | PM5320 POWER METER W/ETHERNET UPTO 31ST H 256K 2DI/2DO | 2144454 | METSEPM5320 | SCHNEIDER ELECTRIC | 42100 | https://pim-kvc.soneparsea.com:3443/PictureServer/default.aspx/schneider-METSEPM5320_Image1.jpg?A3889C9397807479A2A1C7A8BAA5959DB4AAC6729F7C84879595A17A8569609399B2B5ACB7685E9EC0AC | https://pim-kvc.soneparsea.com:3443/PictureServer/default.aspx/schneider-metsepm5320.pdf?81788B76AEAA939CBEAABDA9B7A95DA1B5B9C7AAC2A46567827582B5B69D | PM5320 POWERMETER W ETHERNET UPTO 31ST H 256K 2DI/2DO 35ALARMS FLUSH MOUNT | The PowerLogicTM PM5000 power meter is the ideal fit for cost management applications. It provides the measurement capabilities needed to allocate energy usage, perform tenant metering and sub-billing, pin-point energy savings, optimize equipment efficiency and utilization, and perform a high level assessment of the power quality of the electrical network. | Approval | Domestic
| 65 | Electrical Distribution (LV) | Power Meter | Energy Meter | PM5320 POWER METER W/ETHERNET UPTO 31ST H 256K 2DI/2DO | 2144454 | METSEPM5320 | SCHNEIDER ELECTRIC | 42100 | https://pim-kvc.soneparsea.com:3443/PictureServer/default.aspx/schneider-METSEPM5320_Image1.jpg?A3889C9397807479A2A1C7A8BAA5959DB4AAC6729F7C84879595A17A8569609399B2B5ACB7685E9EC0AC | https://pim-kvc.soneparsea.com:3443/PictureServer/default.aspx/schneider-metsepm5320.pdf?81788B76AEAA939CBEAABDA9B7A95DA1B5B9C7AAC2A46567827582B5B69D | PM5320 POWERMETER W ETHERNET UPTO 31ST H 256K 2DI/2DO 35ALARMS FLUSH MOUNT | The PowerLogicTM PM5000 power meter is the ideal fit for cost management applications. It provides the measurement capabilities needed to allocate energy usage, perform tenant metering and sub-billing, pin-point energy savings, optimize equipment efficiency and utilization, and perform a high level assessment of the power quality of the electrical network. | Pulse output | Electrical
| 65 | Electrical Distribution (LV) | Power Meter | Energy Meter | PM5320 POWER METER W/ETHERNET UPTO 31ST H 256K 2DI/2DO | 2144454 | METSEPM5320 | SCHNEIDER ELECTRIC | 42100 | https://pim-kvc.soneparsea.com:3443/PictureServer/default.aspx/schneider-METSEPM5320_Image1.jpg?A3889C9397807479A2A1C7A8BAA5959DB4AAC6729F7C84879595A17A8569609399B2B5ACB7685E9EC0AC | https://pim-kvc.soneparsea.com:3443/PictureServer/default.aspx/schneider-metsepm5320.pdf?81788B76AEAA939CBEAABDA9B7A95DA1B5B9C7AAC2A46567827582B5B69D | PM5320 POWERMETER W ETHERNET UPTO 31ST H 256K 2DI/2DO 35ALARMS FLUSH MOUNT | The PowerLogicTM PM5000 power meter is the ideal fit for cost management applications. It provides the measurement capabilities needed to allocate energy usage, perform tenant metering and sub-billing, pin-point energy savings, optimize equipment efficiency and utilization, and perform a high level assessment of the power quality of the electrical network. | Pulse type | S0
| 65 | Electrical Distribution (LV) | Power Meter | Energy Meter | PM5320 POWER METER W/ETHERNET UPTO 31ST H 256K 2DI/2DO | 2144454 | METSEPM5320 | SCHNEIDER ELECTRIC | 42100 | https://pim-kvc.soneparsea.com:3443/PictureServer/default.aspx/schneider-METSEPM5320_Image1.jpg?A3889C9397807479A2A1C7A8BAA5959DB4AAC6729F7C84879595A17A8569609399B2B5ACB7685E9EC0AC | https://pim-kvc.soneparsea.com:3443/PictureServer/default.aspx/schneider-metsepm5320.pdf?81788B76AEAA939CBEAABDA9B7A95DA1B5B9C7AAC2A46567827582B5B69D | PM5320 POWERMETER W ETHERNET UPTO 31ST H 256K 2DI/2DO 35ALARMS FLUSH MOUNT | The PowerLogicTM PM5000 power meter is the ideal fit for cost management applications. It provides the measurement capabilities needed to allocate energy usage, perform tenant metering and sub-billing, pin-point energy savings, optimize equipment efficiency and utilization, and perform a high level assessment of the power quality of the electrical network. | Pulse rate | 1...9999999Imp/kWh (kvarh)
| 65 | Electrical Distribution (LV) | Power Meter | Energy Meter | PM5320 POWER METER W/ETHERNET UPTO 31ST H 256K 2DI/2DO | 2144454 | METSEPM5320 | SCHNEIDER ELECTRIC | 42100 | https://pim-kvc.soneparsea.com:3443/PictureServer/default.aspx/schneider-METSEPM5320_Image1.jpg?A3889C9397807479A2A1C7A8BAA5959DB4AAC6729F7C84879595A17A8569609399B2B5ACB7685E9EC0AC | https://pim-kvc.soneparsea.com:3443/PictureServer/default.aspx/schneider-metsepm5320.pdf?81788B76AEAA939CBEAABDA9B7A95DA1B5B9C7AAC2A46567827582B5B69D | PM5320 POWERMETER W ETHERNET UPTO 31ST H 256K 2DI/2DO 35ALARMS FLUSH MOUNT | The PowerLogicTM PM5000 power meter is the ideal fit for cost management applications. It provides the measurement capabilities needed to allocate energy usage, perform tenant metering and sub-billing, pin-point energy savings, optimize equipment efficiency and utilization, and perform a high level assessment of the power quality of the electrical network. | Type of meter | Electronic
| 65 | Electrical Distribution (LV) | Power Meter | Energy Meter | PM5320 POWER METER W/ETHERNET UPTO 31ST H 256K 2DI/2DO | 2144454 | METSEPM5320 | SCHNEIDER ELECTRIC | 42100 | https://pim-kvc.soneparsea.com:3443/PictureServer/default.aspx/schneider-METSEPM5320_Image1.jpg?A3889C9397807479A2A1C7A8BAA5959DB4AAC6729F7C84879595A17A8569609399B2B5ACB7685E9EC0AC | https://pim-kvc.soneparsea.com:3443/PictureServer/default.aspx/schneider-metsepm5320.pdf?81788B76AEAA939CBEAABDA9B7A95DA1B5B9C7AAC2A46567827582B5B69D | PM5320 POWERMETER W ETHERNET UPTO 31ST H 256K 2DI/2DO 35ALARMS FLUSH MOUNT | The PowerLogicTM PM5000 power meter is the ideal fit for cost management applications. It provides the measurement capabilities needed to allocate energy usage, perform tenant metering and sub-billing, pin-point energy savings, optimize equipment efficiency and utilization, and perform a high level assessment of the power quality of the electrical network. | Nominal current (In) | 5A
| 65 | Electrical Distribution (LV) | Power Meter | Energy Meter | PM5320 POWER METER W/ETHERNET UPTO 31ST H 256K 2DI/2DO | 2144454 | METSEPM5320 | SCHNEIDER ELECTRIC | 42100 | https://pim-kvc.soneparsea.com:3443/PictureServer/default.aspx/schneider-METSEPM5320_Image1.jpg?A3889C9397807479A2A1C7A8BAA5959DB4AAC6729F7C84879595A17A8569609399B2B5ACB7685E9EC0AC | https://pim-kvc.soneparsea.com:3443/PictureServer/default.aspx/schneider-metsepm5320.pdf?81788B76AEAA939CBEAABDA9B7A95DA1B5B9C7AAC2A46567827582B5B69D | PM5320 POWERMETER W ETHERNET UPTO 31ST H 256K 2DI/2DO 35ALARMS FLUSH MOUNT | The PowerLogicTM PM5000 power meter is the ideal fit for cost management applications. It provides the measurement capabilities needed to allocate energy usage, perform tenant metering and sub-billing, pin-point energy savings, optimize equipment efficiency and utilization, and perform a high level assessment of the power quality of the electrical network. | Max. current (Imax) | 8.5A
| 65 | Electrical Distribution (LV) | Power Meter | Energy Meter | PM5320 POWER METER W/ETHERNET UPTO 31ST H 256K 2DI/2DO | 2144454 | METSEPM5320 | SCHNEIDER ELECTRIC | 42100 | https://pim-kvc.soneparsea.com:3443/PictureServer/default.aspx/schneider-METSEPM5320_Image1.jpg?A3889C9397807479A2A1C7A8BAA5959DB4AAC6729F7C84879595A17A8569609399B2B5ACB7685E9EC0AC | https://pim-kvc.soneparsea.com:3443/PictureServer/default.aspx/schneider-metsepm5320.pdf?81788B76AEAA939CBEAABDA9B7A95DA1B5B9C7AAC2A46567827582B5B69D | PM5320 POWERMETER W ETHERNET UPTO 31ST H 256K 2DI/2DO 35ALARMS FLUSH MOUNT | The PowerLogicTM PM5000 power meter is the ideal fit for cost management applications. It provides the measurement capabilities needed to allocate energy usage, perform tenant metering and sub-billing, pin-point energy savings, optimize equipment efficiency and utilization, and perform a high level assessment of the power quality of the electrical network. | Nominal voltage (Un) N-L | 20...400V
| 65 | Electrical Distribution (LV) | Power Meter | Energy Meter | PM5320 POWER METER W/ETHERNET UPTO 31ST H 256K 2DI/2DO | 2144454 | METSEPM5320 | SCHNEIDER ELECTRIC | 42100 | https://pim-kvc.soneparsea.com:3443/PictureServer/default.aspx/schneider-METSEPM5320_Image1.jpg?A3889C9397807479A2A1C7A8BAA5959DB4AAC6729F7C84879595A17A8569609399B2B5ACB7685E9EC0AC | https://pim-kvc.soneparsea.com:3443/PictureServer/default.aspx/schneider-metsepm5320.pdf?81788B76AEAA939CBEAABDA9B7A95DA1B5B9C7AAC2A46567827582B5B69D | PM5320 POWERMETER W ETHERNET UPTO 31ST H 256K 2DI/2DO 35ALARMS FLUSH MOUNT | The PowerLogicTM PM5000 power meter is the ideal fit for cost management applications. It provides the measurement capabilities needed to allocate energy usage, perform tenant metering and sub-billing, pin-point energy savings, optimize equipment efficiency and utilization, and perform a high level assessment of the power quality of the electrical network. | Nominal voltage (Un) L-L | 35...690V
| 65 | Electrical Distribution (LV) | Power Meter | Energy Meter | PM5320 POWER METER W/ETHERNET UPTO 31ST H 256K 2DI/2DO | 2144454 | METSEPM5320 | SCHNEIDER ELECTRIC | 42100 | https://pim-kvc.soneparsea.com:3443/PictureServer/default.aspx/schneider-METSEPM5320_Image1.jpg?A3889C9397807479A2A1C7A8BAA5959DB4AAC6729F7C84879595A17A8569609399B2B5ACB7685E9EC0AC | https://pim-kvc.soneparsea.com:3443/PictureServer/default.aspx/schneider-metsepm5320.pdf?81788B76AEAA939CBEAABDA9B7A95DA1B5B9C7AAC2A46567827582B5B69D | PM5320 POWERMETER W ETHERNET UPTO 31ST H 256K 2DI/2DO 35ALARMS FLUSH MOUNT | The PowerLogicTM PM5000 power meter is the ideal fit for cost management applications. It provides the measurement capabilities needed to allocate energy usage, perform tenant metering and sub-billing, pin-point energy savings, optimize equipment efficiency and utilization, and perform a high level assessment of the power quality of the electrical network. | Frequency | 45...65Hz
| 65 | Electrical Distribution (LV) | Power Meter | Energy Meter | PM5320 POWER METER W/ETHERNET UPTO 31ST H 256K 2DI/2DO | 2144454 | METSEPM5320 | SCHNEIDER ELECTRIC | 42100 | https://pim-kvc.soneparsea.com:3443/PictureServer/default.aspx/schneider-METSEPM5320_Image1.jpg?A3889C9397807479A2A1C7A8BAA5959DB4AAC6729F7C84879595A17A8569609399B2B5ACB7685E9EC0AC | https://pim-kvc.soneparsea.com:3443/PictureServer/default.aspx/schneider-metsepm5320.pdf?81788B76AEAA939CBEAABDA9B7A95DA1B5B9C7AAC2A46567827582B5B69D | PM5320 POWERMETER W ETHERNET UPTO 31ST H 256K 2DI/2DO 35ALARMS FLUSH MOUNT | The PowerLogicTM PM5000 power meter is the ideal fit for cost management applications. It provides the measurement capabilities needed to allocate energy usage, perform tenant metering and sub-billing, pin-point energy savings, optimize equipment efficiency and utilization, and perform a high level assessment of the power quality of the electrical network. | Accuracy class | C
| 65 | Electrical Distribution (LV) | Power Meter | Energy Meter | PM5320 POWER METER W/ETHERNET UPTO 31ST H 256K 2DI/2DO | 2144454 | METSEPM5320 | SCHNEIDER ELECTRIC | 42100 | https://pim-kvc.soneparsea.com:3443/PictureServer/default.aspx/schneider-METSEPM5320_Image1.jpg?A3889C9397807479A2A1C7A8BAA5959DB4AAC6729F7C84879595A17A8569609399B2B5ACB7685E9EC0AC | https://pim-kvc.soneparsea.com:3443/PictureServer/default.aspx/schneider-metsepm5320.pdf?81788B76AEAA939CBEAABDA9B7A95DA1B5B9C7AAC2A46567827582B5B69D | PM5320 POWERMETER W ETHERNET UPTO 31ST H 256K 2DI/2DO 35ALARMS FLUSH MOUNT | The PowerLogicTM PM5000 power meter is the ideal fit for cost management applications. It provides the measurement capabilities needed to allocate energy usage, perform tenant metering and sub-billing, pin-point energy savings, optimize equipment efficiency and utilization, and perform a high level assessment of the power quality of the electrical network. | Pole type | Three conductor
| 65 | Electrical Distribution (LV) | Power Meter | Energy Meter | PM5320 POWER METER W/ETHERNET UPTO 31ST H 256K 2DI/2DO | 2144454 | METSEPM5320 | SCHNEIDER ELECTRIC | 42100 | https://pim-kvc.soneparsea.com:3443/PictureServer/default.aspx/schneider-METSEPM5320_Image1.jpg?A3889C9397807479A2A1C7A8BAA5959DB4AAC6729F7C84879595A17A8569609399B2B5ACB7685E9EC0AC | https://pim-kvc.soneparsea.com:3443/PictureServer/default.aspx/schneider-metsepm5320.pdf?81788B76AEAA939CBEAABDA9B7A95DA1B5B9C7AAC2A46567827582B5B69D | PM5320 POWERMETER W ETHERNET UPTO 31ST H 256K 2DI/2DO 35ALARMS FLUSH MOUNT | The PowerLogicTM PM5000 power meter is the ideal fit for cost management applications. It provides the measurement capabilities needed to allocate energy usage, perform tenant metering and sub-billing, pin-point energy savings, optimize equipment efficiency and utilization, and perform a high level assessment of the power quality of the electrical network. | Model | Measurement transformer
| 65 | Electrical Distribution (LV) | Power Meter | Energy Meter | PM5320 POWER METER W/ETHERNET UPTO 31ST H 256K 2DI/2DO | 2144454 | METSEPM5320 | SCHNEIDER ELECTRIC | 42100 | https://pim-kvc.soneparsea.com:3443/PictureServer/default.aspx/schneider-METSEPM5320_Image1.jpg?A3889C9397807479A2A1C7A8BAA5959DB4AAC6729F7C84879595A17A8569609399B2B5ACB7685E9EC0AC | https://pim-kvc.soneparsea.com:3443/PictureServer/default.aspx/schneider-metsepm5320.pdf?81788B76AEAA939CBEAABDA9B7A95DA1B5B9C7AAC2A46567827582B5B69D | PM5320 POWERMETER W ETHERNET UPTO 31ST H 256K 2DI/2DO 35ALARMS FLUSH MOUNT | The PowerLogicTM PM5000 power meter is the ideal fit for cost management applications. It provides the measurement capabilities needed to allocate energy usage, perform tenant metering and sub-billing, pin-point energy savings, optimize equipment efficiency and utilization, and perform a high level assessment of the power quality of the electrical network. | Energy type | Effective power and blind power
| 65 | Electrical Distribution (LV) | Power Meter | Energy Meter | PM5320 POWER METER W/ETHERNET UPTO 31ST H 256K 2DI/2DO | 2144454 | METSEPM5320 | SCHNEIDER ELECTRIC | 42100 | https://pim-kvc.soneparsea.com:3443/PictureServer/default.aspx/schneider-METSEPM5320_Image1.jpg?A3889C9397807479A2A1C7A8BAA5959DB4AAC6729F7C84879595A17A8569609399B2B5ACB7685E9EC0AC | https://pim-kvc.soneparsea.com:3443/PictureServer/default.aspx/schneider-metsepm5320.pdf?81788B76AEAA939CBEAABDA9B7A95DA1B5B9C7AAC2A46567827582B5B69D | PM5320 POWERMETER W ETHERNET UPTO 31ST H 256K 2DI/2DO 35ALARMS FLUSH MOUNT | The PowerLogicTM PM5000 power meter is the ideal fit for cost management applications. It provides the measurement capabilities needed to allocate energy usage, perform tenant metering and sub-billing, pin-point energy savings, optimize equipment efficiency and utilization, and perform a high level assessment of the power quality of the electrical network. | Suitable for | Purchase
| 65 | Electrical Distribution (LV) | Power Meter | Energy Meter | PM5320 POWER METER W/ETHERNET UPTO 31ST H 256K 2DI/2DO | 2144454 | METSEPM5320 | SCHNEIDER ELECTRIC | 42100 | https://pim-kvc.soneparsea.com:3443/PictureServer/default.aspx/schneider-METSEPM5320_Image1.jpg?A3889C9397807479A2A1C7A8BAA5959DB4AAC6729F7C84879595A17A8569609399B2B5ACB7685E9EC0AC | https://pim-kvc.soneparsea.com:3443/PictureServer/default.aspx/schneider-metsepm5320.pdf?81788B76AEAA939CBEAABDA9B7A95DA1B5B9C7AAC2A46567827582B5B69D | PM5320 POWERMETER W ETHERNET UPTO 31ST H 256K 2DI/2DO 35ALARMS FLUSH MOUNT | The PowerLogicTM PM5000 power meter is the ideal fit for cost management applications. It provides the measurement capabilities needed to allocate energy usage, perform tenant metering and sub-billing, pin-point energy savings, optimize equipment efficiency and utilization, and perform a high level assessment of the power quality of the electrical network. | Tariff type | Multi-tariff
| 65 | Electrical Distribution (LV) | Power Meter | Energy Meter | PM5320 POWER METER W/ETHERNET UPTO 31ST H 256K 2DI/2DO | 2144454 | METSEPM5320 | SCHNEIDER ELECTRIC | 42100 | https://pim-kvc.soneparsea.com:3443/PictureServer/default.aspx/schneider-METSEPM5320_Image1.jpg?A3889C9397807479A2A1C7A8BAA5959DB4AAC6729F7C84879595A17A8569609399B2B5ACB7685E9EC0AC | https://pim-kvc.soneparsea.com:3443/PictureServer/default.aspx/schneider-metsepm5320.pdf?81788B76AEAA939CBEAABDA9B7A95DA1B5B9C7AAC2A46567827582B5B69D | PM5320 POWERMETER W ETHERNET UPTO 31ST H 256K 2DI/2DO 35ALARMS FLUSH MOUNT | The PowerLogicTM PM5000 power meter is the ideal fit for cost management applications. It provides the measurement capabilities needed to allocate energy usage, perform tenant metering and sub-billing, pin-point energy savings, optimize equipment efficiency and utilization, and perform a high level assessment of the power quality of the electrical network. | Tariff control | External
| 65 | Electrical Distribution (LV) | Power Meter | Energy Meter | PM5320 POWER METER W/ETHERNET UPTO 31ST H 256K 2DI/2DO | 2144454 | METSEPM5320 | SCHNEIDER ELECTRIC | 42100 | https://pim-kvc.soneparsea.com:3443/PictureServer/default.aspx/schneider-METSEPM5320_Image1.jpg?A3889C9397807479A2A1C7A8BAA5959DB4AAC6729F7C84879595A17A8569609399B2B5ACB7685E9EC0AC | https://pim-kvc.soneparsea.com:3443/PictureServer/default.aspx/schneider-metsepm5320.pdf?81788B76AEAA939CBEAABDA9B7A95DA1B5B9C7AAC2A46567827582B5B69D | PM5320 POWERMETER W ETHERNET UPTO 31ST H 256K 2DI/2DO 35ALARMS FLUSH MOUNT | The PowerLogicTM PM5000 power meter is the ideal fit for cost management applications. It provides the measurement capabilities needed to allocate energy usage, perform tenant metering and sub-billing, pin-point energy savings, optimize equipment efficiency and utilization, and perform a high level assessment of the power quality of the electrical network. | Measurement type load profile | yes
| 65 | Electrical Distribution (LV) | Power Meter | Energy Meter | PM5320 POWER METER W/ETHERNET UPTO 31ST H 256K 2DI/2DO | 2144454 | METSEPM5320 | SCHNEIDER ELECTRIC | 42100 | https://pim-kvc.soneparsea.com:3443/PictureServer/default.aspx/schneider-METSEPM5320_Image1.jpg?A3889C9397807479A2A1C7A8BAA5959DB4AAC6729F7C84879595A17A8569609399B2B5ACB7685E9EC0AC | https://pim-kvc.soneparsea.com:3443/PictureServer/default.aspx/schneider-metsepm5320.pdf?81788B76AEAA939CBEAABDA9B7A95DA1B5B9C7AAC2A46567827582B5B69D | PM5320 POWERMETER W ETHERNET UPTO 31ST H 256K 2DI/2DO 35ALARMS FLUSH MOUNT | The PowerLogicTM PM5000 power meter is the ideal fit for cost management applications. It provides the measurement capabilities needed to allocate energy usage, perform tenant metering and sub-billing, pin-point energy savings, optimize equipment efficiency and utilization, and perform a high level assessment of the power quality of the electrical network. | Escapement mechanism | no
| 65 | Electrical Distribution (LV) | Power Meter | Energy Meter | PM5320 POWER METER W/ETHERNET UPTO 31ST H 256K 2DI/2DO | 2144454 | METSEPM5320 | SCHNEIDER ELECTRIC | 42100 | https://pim-kvc.soneparsea.com:3443/PictureServer/default.aspx/schneider-METSEPM5320_Image1.jpg?A3889C9397807479A2A1C7A8BAA5959DB4AAC6729F7C84879595A17A8569609399B2B5ACB7685E9EC0AC | https://pim-kvc.soneparsea.com:3443/PictureServer/default.aspx/schneider-metsepm5320.pdf?81788B76AEAA939CBEAABDA9B7A95DA1B5B9C7AAC2A46567827582B5B69D | PM5320 POWERMETER W ETHERNET UPTO 31ST H 256K 2DI/2DO 35ALARMS FLUSH MOUNT | The PowerLogicTM PM5000 power meter is the ideal fit for cost management applications. It provides the measurement capabilities needed to allocate energy usage, perform tenant metering and sub-billing, pin-point energy savings, optimize equipment efficiency and utilization, and perform a high level assessment of the power quality of the electrical network. | Calibrated | no
| 65 | Electrical Distribution (LV) | Power Meter | Energy Meter | PM5320 POWER METER W/ETHERNET UPTO 31ST H 256K 2DI/2DO | 2144454 | METSEPM5320 | SCHNEIDER ELECTRIC | 42100 | https://pim-kvc.soneparsea.com:3443/PictureServer/default.aspx/schneider-METSEPM5320_Image1.jpg?A3889C9397807479A2A1C7A8BAA5959DB4AAC6729F7C84879595A17A8569609399B2B5ACB7685E9EC0AC | https://pim-kvc.soneparsea.com:3443/PictureServer/default.aspx/schneider-metsepm5320.pdf?81788B76AEAA939CBEAABDA9B7A95DA1B5B9C7AAC2A46567827582B5B69D | PM5320 POWERMETER W ETHERNET UPTO 31ST H 256K 2DI/2DO 35ALARMS FLUSH MOUNT | The PowerLogicTM PM5000 power meter is the ideal fit for cost management applications. It provides the measurement capabilities needed to allocate energy usage, perform tenant metering and sub-billing, pin-point energy savings, optimize equipment efficiency and utilization, and perform a high level assessment of the power quality of the electrical network. | Approval | Domestic
| 65 | Electrical Distribution (LV) | Power Meter | Energy Meter | PM5320 POWER METER W/ETHERNET UPTO 31ST H 256K 2DI/2DO | 2144454 | METSEPM5320 | SCHNEIDER ELECTRIC | 42100 | https://pim-kvc.soneparsea.com:3443/PictureServer/default.aspx/schneider-METSEPM5320_Image1.jpg?A3889C9397807479A2A1C7A8BAA5959DB4AAC6729F7C84879595A17A8569609399B2B5ACB7685E9EC0AC | https://pim-kvc.soneparsea.com:3443/PictureServer/default.aspx/schneider-metsepm5320.pdf?81788B76AEAA939CBEAABDA9B7A95DA1B5B9C7AAC2A46567827582B5B69D | PM5320 POWERMETER W ETHERNET UPTO 31ST H 256K 2DI/2DO 35ALARMS FLUSH MOUNT | The PowerLogicTM PM5000 power meter is the ideal fit for cost management applications. It provides the measurement capabilities needed to allocate energy usage, perform tenant metering and sub-billing, pin-point energy savings, optimize equipment efficiency and utilization, and perform a high level assessment of the power quality of the electrical network. | Pulse output | Electrical
| 65 | Electrical Distribution (LV) | Power Meter | Energy Meter | PM5320 POWER METER W/ETHERNET UPTO 31ST H 256K 2DI/2DO | 2144454 | METSEPM5320 | SCHNEIDER ELECTRIC | 42100 | https://pim-kvc.soneparsea.com:3443/PictureServer/default.aspx/schneider-METSEPM5320_Image1.jpg?A3889C9397807479A2A1C7A8BAA5959DB4AAC6729F7C84879595A17A8569609399B2B5ACB7685E9EC0AC | https://pim-kvc.soneparsea.com:3443/PictureServer/default.aspx/schneider-metsepm5320.pdf?81788B76AEAA939CBEAABDA9B7A95DA1B5B9C7AAC2A46567827582B5B69D | PM5320 POWERMETER W ETHERNET UPTO 31ST H 256K 2DI/2DO 35ALARMS FLUSH MOUNT | The PowerLogicTM PM5000 power meter is the ideal fit for cost management applications. It provides the measurement capabilities needed to allocate energy usage, perform tenant metering and sub-billing, pin-point energy savings, optimize equipment efficiency and utilization, and perform a high level assessment of the power quality of the electrical network. | Pulse type | S0
| 65 | Electrical Distribution (LV) | Power Meter | Energy Meter | PM5320 POWER METER W/ETHERNET UPTO 31ST H 256K 2DI/2DO | 2144454 | METSEPM5320 | SCHNEIDER ELECTRIC | 42100 | https://pim-kvc.soneparsea.com:3443/PictureServer/default.aspx/schneider-METSEPM5320_Image1.jpg?A3889C9397807479A2A1C7A8BAA5959DB4AAC6729F7C84879595A17A8569609399B2B5ACB7685E9EC0AC | https://pim-kvc.soneparsea.com:3443/PictureServer/default.aspx/schneider-metsepm5320.pdf?81788B76AEAA939CBEAABDA9B7A95DA1B5B9C7AAC2A46567827582B5B69D | PM5320 POWERMETER W ETHERNET UPTO 31ST H 256K 2DI/2DO 35ALARMS FLUSH MOUNT | The PowerLogicTM PM5000 power meter is the ideal fit for cost management applications. It provides the measurement capabilities needed to allocate energy usage, perform tenant metering and sub-billing, pin-point energy savings, optimize equipment efficiency and utilization, and perform a high level assessment of the power quality of the electrical network. | Pulse rate | 1...9999999Imp/kWh (kvarh)
| 65 | Electrical Distribution (LV) | Power Meter | Energy Meter | PM5320 POWER METER W/ETHERNET UPTO 31ST H 256K 2DI/2DO | 2144454 | METSEPM5320 | SCHNEIDER ELECTRIC | 42100 | https://pim-kvc.soneparsea.com:3443/PictureServer/default.aspx/schneider-METSEPM5320_Image1.jpg?A3889C9397807479A2A1C7A8BAA5959DB4AAC6729F7C84879595A17A8569609399B2B5ACB7685E9EC0AC | https://pim-kvc.soneparsea.com:3443/PictureServer/default.aspx/schneider-metsepm5320.pdf?81788B76AEAA939CBEAABDA9B7A95DA1B5B9C7AAC2A46567827582B5B69D | PM5320 POWERMETER W ETHERNET UPTO 31ST H 256K 2DI/2DO 35ALARMS FLUSH MOUNT | The PowerLogicTM PM5000 power meter is the ideal fit for cost management applications. It provides the measurement capabilities needed to allocate energy usage, perform tenant metering and sub-billing, pin-point energy savings, optimize equipment efficiency and utilization, and perform a high level assessment of the power quality of the electrical network. | Type of meter | Electronic
| 65 | Electrical Distribution (LV) | Power Meter | Energy Meter | PM5320 POWER METER W/ETHERNET UPTO 31ST H 256K 2DI/2DO | 2144454 | METSEPM5320 | SCHNEIDER ELECTRIC | 42100 | https://pim-kvc.soneparsea.com:3443/PictureServer/default.aspx/schneider-METSEPM5320_Image1.jpg?A3889C9397807479A2A1C7A8BAA5959DB4AAC6729F7C84879595A17A8569609399B2B5ACB7685E9EC0AC | https://pim-kvc.soneparsea.com:3443/PictureServer/default.aspx/schneider-metsepm5320.pdf?81788B76AEAA939CBEAABDA9B7A95DA1B5B9C7AAC2A46567827582B5B69D | PM5320 POWERMETER W ETHERNET UPTO 31ST H 256K 2DI/2DO 35ALARMS FLUSH MOUNT | The PowerLogicTM PM5000 power meter is the ideal fit for cost management applications. It provides the measurement capabilities needed to allocate energy usage, perform tenant metering and sub-billing, pin-point energy savings, optimize equipment efficiency and utilization, and perform a high level assessment of the power quality of the electrical network. | Nominal current (In) | 5A
| 65 | Electrical Distribution (LV) | Power Meter | Energy Meter | PM5320 POWER METER W/ETHERNET UPTO 31ST H 256K 2DI/2DO | 2144454 | METSEPM5320 | SCHNEIDER ELECTRIC | 42100 | https://pim-kvc.soneparsea.com:3443/PictureServer/default.aspx/schneider-METSEPM5320_Image1.jpg?A3889C9397807479A2A1C7A8BAA5959DB4AAC6729F7C84879595A17A8569609399B2B5ACB7685E9EC0AC | https://pim-kvc.soneparsea.com:3443/PictureServer/default.aspx/schneider-metsepm5320.pdf?81788B76AEAA939CBEAABDA9B7A95DA1B5B9C7AAC2A46567827582B5B69D | PM5320 POWERMETER W ETHERNET UPTO 31ST H 256K 2DI/2DO 35ALARMS FLUSH MOUNT | The PowerLogicTM PM5000 power meter is the ideal fit for cost management applications. It provides the measurement capabilities needed to allocate energy usage, perform tenant metering and sub-billing, pin-point energy savings, optimize equipment efficiency and utilization, and perform a high level assessment of the power quality of the electrical network. | Max. current (Imax) | 8.5A
| 65 | Electrical Distribution (LV) | Power Meter | Energy Meter | PM5320 POWER METER W/ETHERNET UPTO 31ST H 256K 2DI/2DO | 2144454 | METSEPM5320 | SCHNEIDER ELECTRIC | 42100 | https://pim-kvc.soneparsea.com:3443/PictureServer/default.aspx/schneider-METSEPM5320_Image1.jpg?A3889C9397807479A2A1C7A8BAA5959DB4AAC6729F7C84879595A17A8569609399B2B5ACB7685E9EC0AC | https://pim-kvc.soneparsea.com:3443/PictureServer/default.aspx/schneider-metsepm5320.pdf?81788B76AEAA939CBEAABDA9B7A95DA1B5B9C7AAC2A46567827582B5B69D | PM5320 POWERMETER W ETHERNET UPTO 31ST H 256K 2DI/2DO 35ALARMS FLUSH MOUNT | The PowerLogicTM PM5000 power meter is the ideal fit for cost management applications. It provides the measurement capabilities needed to allocate energy usage, perform tenant metering and sub-billing, pin-point energy savings, optimize equipment efficiency and utilization, and perform a high level assessment of the power quality of the electrical network. | Nominal voltage (Un) N-L | 20...400V
| 65 | Electrical Distribution (LV) | Power Meter | Energy Meter | PM5320 POWER METER W/ETHERNET UPTO 31ST H 256K 2DI/2DO | 2144454 | METSEPM5320 | SCHNEIDER ELECTRIC | 42100 | https://pim-kvc.soneparsea.com:3443/PictureServer/default.aspx/schneider-METSEPM5320_Image1.jpg?A3889C9397807479A2A1C7A8BAA5959DB4AAC6729F7C84879595A17A8569609399B2B5ACB7685E9EC0AC | https://pim-kvc.soneparsea.com:3443/PictureServer/default.aspx/schneider-metsepm5320.pdf?81788B76AEAA939CBEAABDA9B7A95DA1B5B9C7AAC2A46567827582B5B69D | PM5320 POWERMETER W ETHERNET UPTO 31ST H 256K 2DI/2DO 35ALARMS FLUSH MOUNT | The PowerLogicTM PM5000 power meter is the ideal fit for cost management applications. It provides the measurement capabilities needed to allocate energy usage, perform tenant metering and sub-billing, pin-point energy savings, optimize equipment efficiency and utilization, and perform a high level assessment of the power quality of the electrical network. | Nominal voltage (Un) L-L | 35...690V
| 65 | Electrical Distribution (LV) | Power Meter | Energy Meter | PM5320 POWER METER W/ETHERNET UPTO 31ST H 256K 2DI/2DO | 2144454 | METSEPM5320 | SCHNEIDER ELECTRIC | 42100 | https://pim-kvc.soneparsea.com:3443/PictureServer/default.aspx/schneider-METSEPM5320_Image1.jpg?A3889C9397807479A2A1C7A8BAA5959DB4AAC6729F7C84879595A17A8569609399B2B5ACB7685E9EC0AC | https://pim-kvc.soneparsea.com:3443/PictureServer/default.aspx/schneider-metsepm5320.pdf?81788B76AEAA939CBEAABDA9B7A95DA1B5B9C7AAC2A46567827582B5B69D | PM5320 POWERMETER W ETHERNET UPTO 31ST H 256K 2DI/2DO 35ALARMS FLUSH MOUNT | The PowerLogicTM PM5000 power meter is the ideal fit for cost management applications. It provides the measurement capabilities needed to allocate energy usage, perform tenant metering and sub-billing, pin-point energy savings, optimize equipment efficiency and utilization, and perform a high level assessment of the power quality of the electrical network. | Frequency | 45...65Hz
| 65 | Electrical Distribution (LV) | Power Meter | Energy Meter | PM5320 POWER METER W/ETHERNET UPTO 31ST H 256K 2DI/2DO | 2144454 | METSEPM5320 | SCHNEIDER ELECTRIC | 42100 | https://pim-kvc.soneparsea.com:3443/PictureServer/default.aspx/schneider-METSEPM5320_Image1.jpg?A3889C9397807479A2A1C7A8BAA5959DB4AAC6729F7C84879595A17A8569609399B2B5ACB7685E9EC0AC | https://pim-kvc.soneparsea.com:3443/PictureServer/default.aspx/schneider-metsepm5320.pdf?81788B76AEAA939CBEAABDA9B7A95DA1B5B9C7AAC2A46567827582B5B69D | PM5320 POWERMETER W ETHERNET UPTO 31ST H 256K 2DI/2DO 35ALARMS FLUSH MOUNT | The PowerLogicTM PM5000 power meter is the ideal fit for cost management applications. It provides the measurement capabilities needed to allocate energy usage, perform tenant metering and sub-billing, pin-point energy savings, optimize equipment efficiency and utilization, and perform a high level assessment of the power quality of the electrical network. | Accuracy class | C
| 65 | Electrical Distribution (LV) | Power Meter | Energy Meter | PM5320 POWER METER W/ETHERNET UPTO 31ST H 256K 2DI/2DO | 2144454 | METSEPM5320 | SCHNEIDER ELECTRIC | 42100 | https://pim-kvc.soneparsea.com:3443/PictureServer/default.aspx/schneider-METSEPM5320_Image1.jpg?A3889C9397807479A2A1C7A8BAA5959DB4AAC6729F7C84879595A17A8569609399B2B5ACB7685E9EC0AC | https://pim-kvc.soneparsea.com:3443/PictureServer/default.aspx/schneider-metsepm5320.pdf?81788B76AEAA939CBEAABDA9B7A95DA1B5B9C7AAC2A46567827582B5B69D | PM5320 POWERMETER W ETHERNET UPTO 31ST H 256K 2DI/2DO 35ALARMS FLUSH MOUNT | The PowerLogicTM PM5000 power meter is the ideal fit for cost management applications. It provides the measurement capabilities needed to allocate energy usage, perform tenant metering and sub-billing, pin-point energy savings, optimize equipment efficiency and utilization, and perform a high level assessment of the power quality of the electrical network. | Pole type | Three conductor
| 65 | Electrical Distribution (LV) | Power Meter | Energy Meter | PM5320 POWER METER W/ETHERNET UPTO 31ST H 256K 2DI/2DO | 2144454 | METSEPM5320 | SCHNEIDER ELECTRIC | 42100 | https://pim-kvc.soneparsea.com:3443/PictureServer/default.aspx/schneider-METSEPM5320_Image1.jpg?A3889C9397807479A2A1C7A8BAA5959DB4AAC6729F7C84879595A17A8569609399B2B5ACB7685E9EC0AC | https://pim-kvc.soneparsea.com:3443/PictureServer/default.aspx/schneider-metsepm5320.pdf?81788B76AEAA939CBEAABDA9B7A95DA1B5B9C7AAC2A46567827582B5B69D | PM5320 POWERMETER W ETHERNET UPTO 31ST H 256K 2DI/2DO 35ALARMS FLUSH MOUNT | The PowerLogicTM PM5000 power meter is the ideal fit for cost management applications. It provides the measurement capabilities needed to allocate energy usage, perform tenant metering and sub-billing, pin-point energy savings, optimize equipment efficiency and utilization, and perform a high level assessment of the power quality of the electrical network. | Model | Measurement transformer
| 65 | Electrical Distribution (LV) | Power Meter | Energy Meter | PM5320 POWER METER W/ETHERNET UPTO 31ST H 256K 2DI/2DO | 2144454 | METSEPM5320 | SCHNEIDER ELECTRIC | 42100 | https://pim-kvc.soneparsea.com:3443/PictureServer/default.aspx/schneider-METSEPM5320_Image1.jpg?A3889C9397807479A2A1C7A8BAA5959DB4AAC6729F7C84879595A17A8569609399B2B5ACB7685E9EC0AC | https://pim-kvc.soneparsea.com:3443/PictureServer/default.aspx/schneider-metsepm5320.pdf?81788B76AEAA939CBEAABDA9B7A95DA1B5B9C7AAC2A46567827582B5B69D | PM5320 POWERMETER W ETHERNET UPTO 31ST H 256K 2DI/2DO 35ALARMS FLUSH MOUNT | The PowerLogicTM PM5000 power meter is the ideal fit for cost management applications. It provides the measurement capabilities needed to allocate energy usage, perform tenant metering and sub-billing, pin-point energy savings, optimize equipment efficiency and utilization, and perform a high level assessment of the power quality of the electrical network. | Energy type | Effective power and blind power
| 65 | Electrical Distribution (LV) | Power Meter | Energy Meter | PM5320 POWER METER W/ETHERNET UPTO 31ST H 256K 2DI/2DO | 2144454 | METSEPM5320 | SCHNEIDER ELECTRIC | 42100 | https://pim-kvc.soneparsea.com:3443/PictureServer/default.aspx/schneider-METSEPM5320_Image1.jpg?A3889C9397807479A2A1C7A8BAA5959DB4AAC6729F7C84879595A17A8569609399B2B5ACB7685E9EC0AC | https://pim-kvc.soneparsea.com:3443/PictureServer/default.aspx/schneider-metsepm5320.pdf?81788B76AEAA939CBEAABDA9B7A95DA1B5B9C7AAC2A46567827582B5B69D | PM5320 POWERMETER W ETHERNET UPTO 31ST H 256K 2DI/2DO 35ALARMS FLUSH MOUNT | The PowerLogicTM PM5000 power meter is the ideal fit for cost management applications. It provides the measurement capabilities needed to allocate energy usage, perform tenant metering and sub-billing, pin-point energy savings, optimize equipment efficiency and utilization, and perform a high level assessment of the power quality of the electrical network. | Suitable for | Purchase
| 65 | Electrical Distribution (LV) | Power Meter | Energy Meter | PM5320 POWER METER W/ETHERNET UPTO 31ST H 256K 2DI/2DO | 2144454 | METSEPM5320 | SCHNEIDER ELECTRIC | 42100 | https://pim-kvc.soneparsea.com:3443/PictureServer/default.aspx/schneider-METSEPM5320_Image1.jpg?A3889C9397807479A2A1C7A8BAA5959DB4AAC6729F7C84879595A17A8569609399B2B5ACB7685E9EC0AC | https://pim-kvc.soneparsea.com:3443/PictureServer/default.aspx/schneider-metsepm5320.pdf?81788B76AEAA939CBEAABDA9B7A95DA1B5B9C7AAC2A46567827582B5B69D | PM5320 POWERMETER W ETHERNET UPTO 31ST H 256K 2DI/2DO 35ALARMS FLUSH MOUNT | The PowerLogicTM PM5000 power meter is the ideal fit for cost management applications. It provides the measurement capabilities needed to allocate energy usage, perform tenant metering and sub-billing, pin-point energy savings, optimize equipment efficiency and utilization, and perform a high level assessment of the power quality of the electrical network. | Tariff type | Multi-tariff
| 65 | Electrical Distribution (LV) | Power Meter | Energy Meter | PM5320 POWER METER W/ETHERNET UPTO 31ST H 256K 2DI/2DO | 2144454 | METSEPM5320 | SCHNEIDER ELECTRIC | 42100 | https://pim-kvc.soneparsea.com:3443/PictureServer/default.aspx/schneider-METSEPM5320_Image1.jpg?A3889C9397807479A2A1C7A8BAA5959DB4AAC6729F7C84879595A17A8569609399B2B5ACB7685E9EC0AC | https://pim-kvc.soneparsea.com:3443/PictureServer/default.aspx/schneider-metsepm5320.pdf?81788B76AEAA939CBEAABDA9B7A95DA1B5B9C7AAC2A46567827582B5B69D | PM5320 POWERMETER W ETHERNET UPTO 31ST H 256K 2DI/2DO 35ALARMS FLUSH MOUNT | The PowerLogicTM PM5000 power meter is the ideal fit for cost management applications. It provides the measurement capabilities needed to allocate energy usage, perform tenant metering and sub-billing, pin-point energy savings, optimize equipment efficiency and utilization, and perform a high level assessment of the power quality of the electrical network. | Tariff control | External
| 65 | Electrical Distribution (LV) | Power Meter | Energy Meter | PM5320 POWER METER W/ETHERNET UPTO 31ST H 256K 2DI/2DO | 2144454 | METSEPM5320 | SCHNEIDER ELECTRIC | 42100 | https://pim-kvc.soneparsea.com:3443/PictureServer/default.aspx/schneider-METSEPM5320_Image1.jpg?A3889C9397807479A2A1C7A8BAA5959DB4AAC6729F7C84879595A17A8569609399B2B5ACB7685E9EC0AC | https://pim-kvc.soneparsea.com:3443/PictureServer/default.aspx/schneider-metsepm5320.pdf?81788B76AEAA939CBEAABDA9B7A95DA1B5B9C7AAC2A46567827582B5B69D | PM5320 POWERMETER W ETHERNET UPTO 31ST H 256K 2DI/2DO 35ALARMS FLUSH MOUNT | The PowerLogicTM PM5000 power meter is the ideal fit for cost management applications. It provides the measurement capabilities needed to allocate energy usage, perform tenant metering and sub-billing, pin-point energy savings, optimize equipment efficiency and utilization, and perform a high level assessment of the power quality of the electrical network. | Measurement type load profile | yes
| 65 | Electrical Distribution (LV) | Power Meter | Energy Meter | PM5320 POWER METER W/ETHERNET UPTO 31ST H 256K 2DI/2DO | 2144454 | METSEPM5320 | SCHNEIDER ELECTRIC | 42100 | https://pim-kvc.soneparsea.com:3443/PictureServer/default.aspx/schneider-METSEPM5320_Image1.jpg?A3889C9397807479A2A1C7A8BAA5959DB4AAC6729F7C84879595A17A8569609399B2B5ACB7685E9EC0AC | https://pim-kvc.soneparsea.com:3443/PictureServer/default.aspx/schneider-metsepm5320.pdf?81788B76AEAA939CBEAABDA9B7A95DA1B5B9C7AAC2A46567827582B5B69D | PM5320 POWERMETER W ETHERNET UPTO 31ST H 256K 2DI/2DO 35ALARMS FLUSH MOUNT | The PowerLogicTM PM5000 power meter is the ideal fit for cost management applications. It provides the measurement capabilities needed to allocate energy usage, perform tenant metering and sub-billing, pin-point energy savings, optimize equipment efficiency and utilization, and perform a high level assessment of the power quality of the electrical network. | Escapement mechanism | no
| 65 | Electrical Distribution (LV) | Power Meter | Energy Meter | PM5320 POWER METER W/ETHERNET UPTO 31ST H 256K 2DI/2DO | 2144454 | METSEPM5320 | SCHNEIDER ELECTRIC | 42100 | https://pim-kvc.soneparsea.com:3443/PictureServer/default.aspx/schneider-METSEPM5320_Image1.jpg?A3889C9397807479A2A1C7A8BAA5959DB4AAC6729F7C84879595A17A8569609399B2B5ACB7685E9EC0AC | https://pim-kvc.soneparsea.com:3443/PictureServer/default.aspx/schneider-metsepm5320.pdf?81788B76AEAA939CBEAABDA9B7A95DA1B5B9C7AAC2A46567827582B5B69D | PM5320 POWERMETER W ETHERNET UPTO 31ST H 256K 2DI/2DO 35ALARMS FLUSH MOUNT | The PowerLogicTM PM5000 power meter is the ideal fit for cost management applications. It provides the measurement capabilities needed to allocate energy usage, perform tenant metering and sub-billing, pin-point energy savings, optimize equipment efficiency and utilization, and perform a high level assessment of the power quality of the electrical network. | Calibrated | no
| 65 | Electrical Distribution (LV) | Power Meter | Energy Meter | PM5320 POWER METER W/ETHERNET UPTO 31ST H 256K 2DI/2DO | 2144454 | METSEPM5320 | SCHNEIDER ELECTRIC | 42100 | https://pim-kvc.soneparsea.com:3443/PictureServer/default.aspx/schneider-METSEPM5320_Image1.jpg?A3889C9397807479A2A1C7A8BAA5959DB4AAC6729F7C84879595A17A8569609399B2B5ACB7685E9EC0AC | https://pim-kvc.soneparsea.com:3443/PictureServer/default.aspx/schneider-metsepm5320.pdf?81788B76AEAA939CBEAABDA9B7A95DA1B5B9C7AAC2A46567827582B5B69D | PM5320 POWERMETER W ETHERNET UPTO 31ST H 256K 2DI/2DO 35ALARMS FLUSH MOUNT | The PowerLogicTM PM5000 power meter is the ideal fit for cost management applications. It provides the measurement capabilities needed to allocate energy usage, perform tenant metering and sub-billing, pin-point energy savings, optimize equipment efficiency and utilization, and perform a high level assessment of the power quality of the electrical network. | Approval | Domestic
| 65 | Electrical Distribution (LV) | Power Meter | Energy Meter | PM5320 POWER METER W/ETHERNET UPTO 31ST H 256K 2DI/2DO | 2144454 | METSEPM5320 | SCHNEIDER ELECTRIC | 42100 | https://pim-kvc.soneparsea.com:3443/PictureServer/default.aspx/schneider-METSEPM5320_Image1.jpg?A3889C9397807479A2A1C7A8BAA5959DB4AAC6729F7C84879595A17A8569609399B2B5ACB7685E9EC0AC | https://pim-kvc.soneparsea.com:3443/PictureServer/default.aspx/schneider-metsepm5320.pdf?81788B76AEAA939CBEAABDA9B7A95DA1B5B9C7AAC2A46567827582B5B69D | PM5320 POWERMETER W ETHERNET UPTO 31ST H 256K 2DI/2DO 35ALARMS FLUSH MOUNT | The PowerLogicTM PM5000 power meter is the ideal fit for cost management applications. It provides the measurement capabilities needed to allocate energy usage, perform tenant metering and sub-billing, pin-point energy savings, optimize equipment efficiency and utilization, and perform a high level assessment of the power quality of the electrical network. | Pulse output | Electrical
| 65 | Electrical Distribution (LV) | Power Meter | Energy Meter | PM5320 POWER METER W/ETHERNET UPTO 31ST H 256K 2DI/2DO | 2144454 | METSEPM5320 | SCHNEIDER ELECTRIC | 42100 | https://pim-kvc.soneparsea.com:3443/PictureServer/default.aspx/schneider-METSEPM5320_Image1.jpg?A3889C9397807479A2A1C7A8BAA5959DB4AAC6729F7C84879595A17A8569609399B2B5ACB7685E9EC0AC | https://pim-kvc.soneparsea.com:3443/PictureServer/default.aspx/schneider-metsepm5320.pdf?81788B76AEAA939CBEAABDA9B7A95DA1B5B9C7AAC2A46567827582B5B69D | PM5320 POWERMETER W ETHERNET UPTO 31ST H 256K 2DI/2DO 35ALARMS FLUSH MOUNT | The PowerLogicTM PM5000 power meter is the ideal fit for cost management applications. It provides the measurement capabilities needed to allocate energy usage, perform tenant metering and sub-billing, pin-point energy savings, optimize equipment efficiency and utilization, and perform a high level assessment of the power quality of the electrical network. | Pulse type | S0
| 65 | Electrical Distribution (LV) | Power Meter | Energy Meter | PM5320 POWER METER W/ETHERNET UPTO 31ST H 256K 2DI/2DO | 2144454 | METSEPM5320 | SCHNEIDER ELECTRIC | 42100 | https://pim-kvc.soneparsea.com:3443/PictureServer/default.aspx/schneider-METSEPM5320_Image1.jpg?A3889C9397807479A2A1C7A8BAA5959DB4AAC6729F7C84879595A17A8569609399B2B5ACB7685E9EC0AC | https://pim-kvc.soneparsea.com:3443/PictureServer/default.aspx/schneider-metsepm5320.pdf?81788B76AEAA939CBEAABDA9B7A95DA1B5B9C7AAC2A46567827582B5B69D | PM5320 POWERMETER W ETHERNET UPTO 31ST H 256K 2DI/2DO 35ALARMS FLUSH MOUNT | The PowerLogicTM PM5000 power meter is the ideal fit for cost management applications. It provides the measurement capabilities needed to allocate energy usage, perform tenant metering and sub-billing, pin-point energy savings, optimize equipment efficiency and utilization, and perform a high level assessment of the power quality of the electrical network. | Pulse rate | 1...9999999Imp/kWh (kvarh)
| 65 | Electrical Distribution (LV) | Power Meter | Energy Meter | PM5320 POWER METER W/ETHERNET UPTO 31ST H 256K 2DI/2DO | 2144454 | METSEPM5320 | SCHNEIDER ELECTRIC | 42100 | https://pim-kvc.soneparsea.com:3443/PictureServer/default.aspx/schneider-METSEPM5320_Image1.jpg?A3889C9397807479A2A1C7A8BAA5959DB4AAC6729F7C84879595A17A8569609399B2B5ACB7685E9EC0AC | https://pim-kvc.soneparsea.com:3443/PictureServer/default.aspx/schneider-metsepm5320.pdf?81788B76AEAA939CBEAABDA9B7A95DA1B5B9C7AAC2A46567827582B5B69D | PM5320 POWERMETER W ETHERNET UPTO 31ST H 256K 2DI/2DO 35ALARMS FLUSH MOUNT | The PowerLogicTM PM5000 power meter is the ideal fit for cost management applications. It provides the measurement capabilities needed to allocate energy usage, perform tenant metering and sub-billing, pin-point energy savings, optimize equipment efficiency and utilization, and perform a high level assessment of the power quality of the electrical network. | Type of meter | Electronic
| 65 | Electrical Distribution (LV) | Power Meter | Energy Meter | PM5320 POWER METER W/ETHERNET UPTO 31ST H 256K 2DI/2DO | 2144454 | METSEPM5320 | SCHNEIDER ELECTRIC | 42100 | https://pim-kvc.soneparsea.com:3443/PictureServer/default.aspx/schneider-METSEPM5320_Image1.jpg?A3889C9397807479A2A1C7A8BAA5959DB4AAC6729F7C84879595A17A8569609399B2B5ACB7685E9EC0AC | https://pim-kvc.soneparsea.com:3443/PictureServer/default.aspx/schneider-metsepm5320.pdf?81788B76AEAA939CBEAABDA9B7A95DA1B5B9C7AAC2A46567827582B5B69D | PM5320 POWERMETER W ETHERNET UPTO 31ST H 256K 2DI/2DO 35ALARMS FLUSH MOUNT | The PowerLogicTM PM5000 power meter is the ideal fit for cost management applications. It provides the measurement capabilities needed to allocate energy usage, perform tenant metering and sub-billing, pin-point energy savings, optimize equipment efficiency and utilization, and perform a high level assessment of the power quality of the electrical network. | Nominal current (In) | 5A
| 65 | Electrical Distribution (LV) | Power Meter | Energy Meter | PM5320 POWER METER W/ETHERNET UPTO 31ST H 256K 2DI/2DO | 2144454 | METSEPM5320 | SCHNEIDER ELECTRIC | 42100 | https://pim-kvc.soneparsea.com:3443/PictureServer/default.aspx/schneider-METSEPM5320_Image1.jpg?A3889C9397807479A2A1C7A8BAA5959DB4AAC6729F7C84879595A17A8569609399B2B5ACB7685E9EC0AC | https://pim-kvc.soneparsea.com:3443/PictureServer/default.aspx/schneider-metsepm5320.pdf?81788B76AEAA939CBEAABDA9B7A95DA1B5B9C7AAC2A46567827582B5B69D | PM5320 POWERMETER W ETHERNET UPTO 31ST H 256K 2DI/2DO 35ALARMS FLUSH MOUNT | The PowerLogicTM PM5000 power meter is the ideal fit for cost management applications. It provides the measurement capabilities needed to allocate energy usage, perform tenant metering and sub-billing, pin-point energy savings, optimize equipment efficiency and utilization, and perform a high level assessment of the power quality of the electrical network. | Max. current (Imax) | 8.5A
| 65 | Electrical Distribution (LV) | Power Meter | Energy Meter | PM5320 POWER METER W/ETHERNET UPTO 31ST H 256K 2DI/2DO | 2144454 | METSEPM5320 | SCHNEIDER ELECTRIC | 42100 | https://pim-kvc.soneparsea.com:3443/PictureServer/default.aspx/schneider-METSEPM5320_Image1.jpg?A3889C9397807479A2A1C7A8BAA5959DB4AAC6729F7C84879595A17A8569609399B2B5ACB7685E9EC0AC | https://pim-kvc.soneparsea.com:3443/PictureServer/default.aspx/schneider-metsepm5320.pdf?81788B76AEAA939CBEAABDA9B7A95DA1B5B9C7AAC2A46567827582B5B69D | PM5320 POWERMETER W ETHERNET UPTO 31ST H 256K 2DI/2DO 35ALARMS FLUSH MOUNT | The PowerLogicTM PM5000 power meter is the ideal fit for cost management applications. It provides the measurement capabilities needed to allocate energy usage, perform tenant metering and sub-billing, pin-point energy savings, optimize equipment efficiency and utilization, and perform a high level assessment of the power quality of the electrical network. | Nominal voltage (Un) N-L | 20...400V
| 65 | Electrical Distribution (LV) | Power Meter | Energy Meter | PM5320 POWER METER W/ETHERNET UPTO 31ST H 256K 2DI/2DO | 2144454 | METSEPM5320 | SCHNEIDER ELECTRIC | 42100 | https://pim-kvc.soneparsea.com:3443/PictureServer/default.aspx/schneider-METSEPM5320_Image1.jpg?A3889C9397807479A2A1C7A8BAA5959DB4AAC6729F7C84879595A17A8569609399B2B5ACB7685E9EC0AC | https://pim-kvc.soneparsea.com:3443/PictureServer/default.aspx/schneider-metsepm5320.pdf?81788B76AEAA939CBEAABDA9B7A95DA1B5B9C7AAC2A46567827582B5B69D | PM5320 POWERMETER W ETHERNET UPTO 31ST H 256K 2DI/2DO 35ALARMS FLUSH MOUNT | The PowerLogicTM PM5000 power meter is the ideal fit for cost management applications. It provides the measurement capabilities needed to allocate energy usage, perform tenant metering and sub-billing, pin-point energy savings, optimize equipment efficiency and utilization, and perform a high level assessment of the power quality of the electrical network. | Nominal voltage (Un) L-L | 35...690V
| 65 | Electrical Distribution (LV) | Power Meter | Energy Meter | PM5320 POWER METER W/ETHERNET UPTO 31ST H 256K 2DI/2DO | 2144454 | METSEPM5320 | SCHNEIDER ELECTRIC | 42100 | https://pim-kvc.soneparsea.com:3443/PictureServer/default.aspx/schneider-METSEPM5320_Image1.jpg?A3889C9397807479A2A1C7A8BAA5959DB4AAC6729F7C84879595A17A8569609399B2B5ACB7685E9EC0AC | https://pim-kvc.soneparsea.com:3443/PictureServer/default.aspx/schneider-metsepm5320.pdf?81788B76AEAA939CBEAABDA9B7A95DA1B5B9C7AAC2A46567827582B5B69D | PM5320 POWERMETER W ETHERNET UPTO 31ST H 256K 2DI/2DO 35ALARMS FLUSH MOUNT | The PowerLogicTM PM5000 power meter is the ideal fit for cost management applications. It provides the measurement capabilities needed to allocate energy usage, perform tenant metering and sub-billing, pin-point energy savings, optimize equipment efficiency and utilization, and perform a high level assessment of the power quality of the electrical network. | Frequency | 45...65Hz
| 65 | Electrical Distribution (LV) | Power Meter | Energy Meter | PM5320 POWER METER W/ETHERNET UPTO 31ST H 256K 2DI/2DO | 2144454 | METSEPM5320 | SCHNEIDER ELECTRIC | 42100 | https://pim-kvc.soneparsea.com:3443/PictureServer/default.aspx/schneider-METSEPM5320_Image1.jpg?A3889C9397807479A2A1C7A8BAA5959DB4AAC6729F7C84879595A17A8569609399B2B5ACB7685E9EC0AC | https://pim-kvc.soneparsea.com:3443/PictureServer/default.aspx/schneider-metsepm5320.pdf?81788B76AEAA939CBEAABDA9B7A95DA1B5B9C7AAC2A46567827582B5B69D | PM5320 POWERMETER W ETHERNET UPTO 31ST H 256K 2DI/2DO 35ALARMS FLUSH MOUNT | The PowerLogicTM PM5000 power meter is the ideal fit for cost management applications. It provides the measurement capabilities needed to allocate energy usage, perform tenant metering and sub-billing, pin-point energy savings, optimize equipment efficiency and utilization, and perform a high level assessment of the power quality of the electrical network. | Accuracy class | C
| 65 | Electrical Distribution (LV) | Power Meter | Energy Meter | PM5320 POWER METER W/ETHERNET UPTO 31ST H 256K 2DI/2DO | 2144454 | METSEPM5320 | SCHNEIDER ELECTRIC | 42100 | https://pim-kvc.soneparsea.com:3443/PictureServer/default.aspx/schneider-METSEPM5320_Image1.jpg?A3889C9397807479A2A1C7A8BAA5959DB4AAC6729F7C84879595A17A8569609399B2B5ACB7685E9EC0AC | https://pim-kvc.soneparsea.com:3443/PictureServer/default.aspx/schneider-metsepm5320.pdf?81788B76AEAA939CBEAABDA9B7A95DA1B5B9C7AAC2A46567827582B5B69D | PM5320 POWERMETER W ETHERNET UPTO 31ST H 256K 2DI/2DO 35ALARMS FLUSH MOUNT | The PowerLogicTM PM5000 power meter is the ideal fit for cost management applications. It provides the measurement capabilities needed to allocate energy usage, perform tenant metering and sub-billing, pin-point energy savings, optimize equipment efficiency and utilization, and perform a high level assessment of the power quality of the electrical network. | Pole type | Three conductor
| 65 | Electrical Distribution (LV) | Power Meter | Energy Meter | PM5320 POWER METER W/ETHERNET UPTO 31ST H 256K 2DI/2DO | 2144454 | METSEPM5320 | SCHNEIDER ELECTRIC | 42100 | https://pim-kvc.soneparsea.com:3443/PictureServer/default.aspx/schneider-METSEPM5320_Image1.jpg?A3889C9397807479A2A1C7A8BAA5959DB4AAC6729F7C84879595A17A8569609399B2B5ACB7685E9EC0AC | https://pim-kvc.soneparsea.com:3443/PictureServer/default.aspx/schneider-metsepm5320.pdf?81788B76AEAA939CBEAABDA9B7A95DA1B5B9C7AAC2A46567827582B5B69D | PM5320 POWERMETER W ETHERNET UPTO 31ST H 256K 2DI/2DO 35ALARMS FLUSH MOUNT | The PowerLogicTM PM5000 power meter is the ideal fit for cost management applications. It provides the measurement capabilities needed to allocate energy usage, perform tenant metering and sub-billing, pin-point energy savings, optimize equipment efficiency and utilization, and perform a high level assessment of the power quality of the electrical network. | Model | Measurement transformer
| 65 | Electrical Distribution (LV) | Power Meter | Energy Meter | PM5320 POWER METER W/ETHERNET UPTO 31ST H 256K 2DI/2DO | 2144454 | METSEPM5320 | SCHNEIDER ELECTRIC | 42100 | https://pim-kvc.soneparsea.com:3443/PictureServer/default.aspx/schneider-METSEPM5320_Image1.jpg?A3889C9397807479A2A1C7A8BAA5959DB4AAC6729F7C84879595A17A8569609399B2B5ACB7685E9EC0AC | https://pim-kvc.soneparsea.com:3443/PictureServer/default.aspx/schneider-metsepm5320.pdf?81788B76AEAA939CBEAABDA9B7A95DA1B5B9C7AAC2A46567827582B5B69D | PM5320 POWERMETER W ETHERNET UPTO 31ST H 256K 2DI/2DO 35ALARMS FLUSH MOUNT | The PowerLogicTM PM5000 power meter is the ideal fit for cost management applications. It provides the measurement capabilities needed to allocate energy usage, perform tenant metering and sub-billing, pin-point energy savings, optimize equipment efficiency and utilization, and perform a high level assessment of the power quality of the electrical network. | Energy type | Effective power and blind power
| 65 | Electrical Distribution (LV) | Power Meter | Energy Meter | PM5320 POWER METER W/ETHERNET UPTO 31ST H 256K 2DI/2DO | 2144454 | METSEPM5320 | SCHNEIDER ELECTRIC | 42100 | https://pim-kvc.soneparsea.com:3443/PictureServer/default.aspx/schneider-METSEPM5320_Image1.jpg?A3889C9397807479A2A1C7A8BAA5959DB4AAC6729F7C84879595A17A8569609399B2B5ACB7685E9EC0AC | https://pim-kvc.soneparsea.com:3443/PictureServer/default.aspx/schneider-metsepm5320.pdf?81788B76AEAA939CBEAABDA9B7A95DA1B5B9C7AAC2A46567827582B5B69D | PM5320 POWERMETER W ETHERNET UPTO 31ST H 256K 2DI/2DO 35ALARMS FLUSH MOUNT | The PowerLogicTM PM5000 power meter is the ideal fit for cost management applications. It provides the measurement capabilities needed to allocate energy usage, perform tenant metering and sub-billing, pin-point energy savings, optimize equipment efficiency and utilization, and perform a high level assessment of the power quality of the electrical network. | Suitable for | Purchase
| 65 | Electrical Distribution (LV) | Power Meter | Energy Meter | PM5320 POWER METER W/ETHERNET UPTO 31ST H 256K 2DI/2DO | 2144454 | METSEPM5320 | SCHNEIDER ELECTRIC | 42100 | https://pim-kvc.soneparsea.com:3443/PictureServer/default.aspx/schneider-METSEPM5320_Image1.jpg?A3889C9397807479A2A1C7A8BAA5959DB4AAC6729F7C84879595A17A8569609399B2B5ACB7685E9EC0AC | https://pim-kvc.soneparsea.com:3443/PictureServer/default.aspx/schneider-metsepm5320.pdf?81788B76AEAA939CBEAABDA9B7A95DA1B5B9C7AAC2A46567827582B5B69D | PM5320 POWERMETER W ETHERNET UPTO 31ST H 256K 2DI/2DO 35ALARMS FLUSH MOUNT | The PowerLogicTM PM5000 power meter is the ideal fit for cost management applications. It provides the measurement capabilities needed to allocate energy usage, perform tenant metering and sub-billing, pin-point energy savings, optimize equipment efficiency and utilization, and perform a high level assessment of the power quality of the electrical network. | Tariff type | Multi-tariff
| 65 | Electrical Distribution (LV) | Power Meter | Energy Meter | PM5320 POWER METER W/ETHERNET UPTO 31ST H 256K 2DI/2DO | 2144454 | METSEPM5320 | SCHNEIDER ELECTRIC | 42100 | https://pim-kvc.soneparsea.com:3443/PictureServer/default.aspx/schneider-METSEPM5320_Image1.jpg?A3889C9397807479A2A1C7A8BAA5959DB4AAC6729F7C84879595A17A8569609399B2B5ACB7685E9EC0AC | https://pim-kvc.soneparsea.com:3443/PictureServer/default.aspx/schneider-metsepm5320.pdf?81788B76AEAA939CBEAABDA9B7A95DA1B5B9C7AAC2A46567827582B5B69D | PM5320 POWERMETER W ETHERNET UPTO 31ST H 256K 2DI/2DO 35ALARMS FLUSH MOUNT | The PowerLogicTM PM5000 power meter is the ideal fit for cost management applications. It provides the measurement capabilities needed to allocate energy usage, perform tenant metering and sub-billing, pin-point energy savings, optimize equipment efficiency and utilization, and perform a high level assessment of the power quality of the electrical network. | Tariff control | External
| 65 | Electrical Distribution (LV) | Power Meter | Energy Meter | PM5320 POWER METER W/ETHERNET UPTO 31ST H 256K 2DI/2DO | 2144454 | METSEPM5320 | SCHNEIDER ELECTRIC | 42100 | https://pim-kvc.soneparsea.com:3443/PictureServer/default.aspx/schneider-METSEPM5320_Image1.jpg?A3889C9397807479A2A1C7A8BAA5959DB4AAC6729F7C84879595A17A8569609399B2B5ACB7685E9EC0AC | https://pim-kvc.soneparsea.com:3443/PictureServer/default.aspx/schneider-metsepm5320.pdf?81788B76AEAA939CBEAABDA9B7A95DA1B5B9C7AAC2A46567827582B5B69D | PM5320 POWERMETER W ETHERNET UPTO 31ST H 256K 2DI/2DO 35ALARMS FLUSH MOUNT | The PowerLogicTM PM5000 power meter is the ideal fit for cost management applications. It provides the measurement capabilities needed to allocate energy usage, perform tenant metering and sub-billing, pin-point energy savings, optimize equipment efficiency and utilization, and perform a high level assessment of the power quality of the electrical network. | Measurement type load profile | yes
| 65 | Electrical Distribution (LV) | Power Meter | Energy Meter | PM5320 POWER METER W/ETHERNET UPTO 31ST H 256K 2DI/2DO | 2144454 | METSEPM5320 | SCHNEIDER ELECTRIC | 42100 | https://pim-kvc.soneparsea.com:3443/PictureServer/default.aspx/schneider-METSEPM5320_Image1.jpg?A3889C9397807479A2A1C7A8BAA5959DB4AAC6729F7C84879595A17A8569609399B2B5ACB7685E9EC0AC | https://pim-kvc.soneparsea.com:3443/PictureServer/default.aspx/schneider-metsepm5320.pdf?81788B76AEAA939CBEAABDA9B7A95DA1B5B9C7AAC2A46567827582B5B69D | PM5320 POWERMETER W ETHERNET UPTO 31ST H 256K 2DI/2DO 35ALARMS FLUSH MOUNT | The PowerLogicTM PM5000 power meter is the ideal fit for cost management applications. It provides the measurement capabilities needed to allocate energy usage, perform tenant metering and sub-billing, pin-point energy savings, optimize equipment efficiency and utilization, and perform a high level assessment of the power quality of the electrical network. | Escapement mechanism | no
| 65 | Electrical Distribution (LV) | Power Meter | Energy Meter | PM5320 POWER METER W/ETHERNET UPTO 31ST H 256K 2DI/2DO | 2144454 | METSEPM5320 | SCHNEIDER ELECTRIC | 42100 | https://pim-kvc.soneparsea.com:3443/PictureServer/default.aspx/schneider-METSEPM5320_Image1.jpg?A3889C9397807479A2A1C7A8BAA5959DB4AAC6729F7C84879595A17A8569609399B2B5ACB7685E9EC0AC | https://pim-kvc.soneparsea.com:3443/PictureServer/default.aspx/schneider-metsepm5320.pdf?81788B76AEAA939CBEAABDA9B7A95DA1B5B9C7AAC2A46567827582B5B69D | PM5320 POWERMETER W ETHERNET UPTO 31ST H 256K 2DI/2DO 35ALARMS FLUSH MOUNT | The PowerLogicTM PM5000 power meter is the ideal fit for cost management applications. It provides the measurement capabilities needed to allocate energy usage, perform tenant metering and sub-billing, pin-point energy savings, optimize equipment efficiency and utilization, and perform a high level assessment of the power quality of the electrical network. | Calibrated | no
| 65 | Electrical Distribution (LV) | Power Meter | Energy Meter | PM5320 POWER METER W/ETHERNET UPTO 31ST H 256K 2DI/2DO | 2144454 | METSEPM5320 | SCHNEIDER ELECTRIC | 42100 | https://pim-kvc.soneparsea.com:3443/PictureServer/default.aspx/schneider-METSEPM5320_Image1.jpg?A3889C9397807479A2A1C7A8BAA5959DB4AAC6729F7C84879595A17A8569609399B2B5ACB7685E9EC0AC | https://pim-kvc.soneparsea.com:3443/PictureServer/default.aspx/schneider-metsepm5320.pdf?81788B76AEAA939CBEAABDA9B7A95DA1B5B9C7AAC2A46567827582B5B69D | PM5320 POWERMETER W ETHERNET UPTO 31ST H 256K 2DI/2DO 35ALARMS FLUSH MOUNT | The PowerLogicTM PM5000 power meter is the ideal fit for cost management applications. It provides the measurement capabilities needed to allocate energy usage, perform tenant metering and sub-billing, pin-point energy savings, optimize equipment efficiency and utilization, and perform a high level assessment of the power quality of the electrical network. | Approval | Domestic
| 65 | Electrical Distribution (LV) | Power Meter | Energy Meter | PM5320 POWER METER W/ETHERNET UPTO 31ST H 256K 2DI/2DO | 2144454 | METSEPM5320 | SCHNEIDER ELECTRIC | 42100 | https://pim-kvc.soneparsea.com:3443/PictureServer/default.aspx/schneider-METSEPM5320_Image1.jpg?A3889C9397807479A2A1C7A8BAA5959DB4AAC6729F7C84879595A17A8569609399B2B5ACB7685E9EC0AC | https://pim-kvc.soneparsea.com:3443/PictureServer/default.aspx/schneider-metsepm5320.pdf?81788B76AEAA939CBEAABDA9B7A95DA1B5B9C7AAC2A46567827582B5B69D | PM5320 POWERMETER W ETHERNET UPTO 31ST H 256K 2DI/2DO 35ALARMS FLUSH MOUNT | The PowerLogicTM PM5000 power meter is the ideal fit for cost management applications. It provides the measurement capabilities needed to allocate energy usage, perform tenant metering and sub-billing, pin-point energy savings, optimize equipment efficiency and utilization, and perform a high level assessment of the power quality of the electrical network. | Pulse output | Electrical
| 65 | Electrical Distribution (LV) | Power Meter | Energy Meter | PM5320 POWER METER W/ETHERNET UPTO 31ST H 256K 2DI/2DO | 2144454 | METSEPM5320 | SCHNEIDER ELECTRIC | 42100 | https://pim-kvc.soneparsea.com:3443/PictureServer/default.aspx/schneider-METSEPM5320_Image1.jpg?A3889C9397807479A2A1C7A8BAA5959DB4AAC6729F7C84879595A17A8569609399B2B5ACB7685E9EC0AC | https://pim-kvc.soneparsea.com:3443/PictureServer/default.aspx/schneider-metsepm5320.pdf?81788B76AEAA939CBEAABDA9B7A95DA1B5B9C7AAC2A46567827582B5B69D | PM5320 POWERMETER W ETHERNET UPTO 31ST H 256K 2DI/2DO 35ALARMS FLUSH MOUNT | The PowerLogicTM PM5000 power meter is the ideal fit for cost management applications. It provides the measurement capabilities needed to allocate energy usage, perform tenant metering and sub-billing, pin-point energy savings, optimize equipment efficiency and utilization, and perform a high level assessment of the power quality of the electrical network. | Pulse type | S0
| 65 | Electrical Distribution (LV) | Power Meter | Energy Meter | PM5320 POWER METER W/ETHERNET UPTO 31ST H 256K 2DI/2DO | 2144454 | METSEPM5320 | SCHNEIDER ELECTRIC | 42100 | https://pim-kvc.soneparsea.com:3443/PictureServer/default.aspx/schneider-METSEPM5320_Image1.jpg?A3889C9397807479A2A1C7A8BAA5959DB4AAC6729F7C84879595A17A8569609399B2B5ACB7685E9EC0AC | https://pim-kvc.soneparsea.com:3443/PictureServer/default.aspx/schneider-metsepm5320.pdf?81788B76AEAA939CBEAABDA9B7A95DA1B5B9C7AAC2A46567827582B5B69D | PM5320 POWERMETER W ETHERNET UPTO 31ST H 256K 2DI/2DO 35ALARMS FLUSH MOUNT | The PowerLogicTM PM5000 power meter is the ideal fit for cost management applications. It provides the measurement capabilities needed to allocate energy usage, perform tenant metering and sub-billing, pin-point energy savings, optimize equipment efficiency and utilization, and perform a high level assessment of the power quality of the electrical network. | Pulse rate | 1...9999999Imp/kWh (kvarh)
| 65 | Electrical Distribution (LV) | Power Meter | Energy Meter | PM5320 POWER METER W/ETHERNET UPTO 31ST H 256K 2DI/2DO | 2144454 | METSEPM5320 | SCHNEIDER ELECTRIC | 42100 | https://pim-kvc.soneparsea.com:3443/PictureServer/default.aspx/schneider-METSEPM5320_Image1.jpg?A3889C9397807479A2A1C7A8BAA5959DB4AAC6729F7C84879595A17A8569609399B2B5ACB7685E9EC0AC | https://pim-kvc.soneparsea.com:3443/PictureServer/default.aspx/schneider-metsepm5320.pdf?81788B76AEAA939CBEAABDA9B7A95DA1B5B9C7AAC2A46567827582B5B69D | PM5320 POWERMETER W ETHERNET UPTO 31ST H 256K 2DI/2DO 35ALARMS FLUSH MOUNT | The PowerLogicTM PM5000 power meter is the ideal fit for cost management applications. It provides the measurement capabilities needed to allocate energy usage, perform tenant metering and sub-billing, pin-point energy savings, optimize equipment efficiency and utilization, and perform a high level assessment of the power quality of the electrical network. | Type of meter | Electronic
| 65 | Electrical Distribution (LV) | Power Meter | Energy Meter | PM5320 POWER METER W/ETHERNET UPTO 31ST H 256K 2DI/2DO | 2144454 | METSEPM5320 | SCHNEIDER ELECTRIC | 42100 | https://pim-kvc.soneparsea.com:3443/PictureServer/default.aspx/schneider-METSEPM5320_Image1.jpg?A3889C9397807479A2A1C7A8BAA5959DB4AAC6729F7C84879595A17A8569609399B2B5ACB7685E9EC0AC | https://pim-kvc.soneparsea.com:3443/PictureServer/default.aspx/schneider-metsepm5320.pdf?81788B76AEAA939CBEAABDA9B7A95DA1B5B9C7AAC2A46567827582B5B69D | PM5320 POWERMETER W ETHERNET UPTO 31ST H 256K 2DI/2DO 35ALARMS FLUSH MOUNT | The PowerLogicTM PM5000 power meter is the ideal fit for cost management applications. It provides the measurement capabilities needed to allocate energy usage, perform tenant metering and sub-billing, pin-point energy savings, optimize equipment efficiency and utilization, and perform a high level assessment of the power quality of the electrical network. | Nominal current (In) | 5A
| 65 | Electrical Distribution (LV) | Power Meter | Energy Meter | PM5320 POWER METER W/ETHERNET UPTO 31ST H 256K 2DI/2DO | 2144454 | METSEPM5320 | SCHNEIDER ELECTRIC | 42100 | https://pim-kvc.soneparsea.com:3443/PictureServer/default.aspx/schneider-METSEPM5320_Image1.jpg?A3889C9397807479A2A1C7A8BAA5959DB4AAC6729F7C84879595A17A8569609399B2B5ACB7685E9EC0AC | https://pim-kvc.soneparsea.com:3443/PictureServer/default.aspx/schneider-metsepm5320.pdf?81788B76AEAA939CBEAABDA9B7A95DA1B5B9C7AAC2A46567827582B5B69D | PM5320 POWERMETER W ETHERNET UPTO 31ST H 256K 2DI/2DO 35ALARMS FLUSH MOUNT | The PowerLogicTM PM5000 power meter is the ideal fit for cost management applications. It provides the measurement capabilities needed to allocate energy usage, perform tenant metering and sub-billing, pin-point energy savings, optimize equipment efficiency and utilization, and perform a high level assessment of the power quality of the electrical network. | Max. current (Imax) | 8.5A
| 65 | Electrical Distribution (LV) | Power Meter | Energy Meter | PM5320 POWER METER W/ETHERNET UPTO 31ST H 256K 2DI/2DO | 2144454 | METSEPM5320 | SCHNEIDER ELECTRIC | 42100 | https://pim-kvc.soneparsea.com:3443/PictureServer/default.aspx/schneider-METSEPM5320_Image1.jpg?A3889C9397807479A2A1C7A8BAA5959DB4AAC6729F7C84879595A17A8569609399B2B5ACB7685E9EC0AC | https://pim-kvc.soneparsea.com:3443/PictureServer/default.aspx/schneider-metsepm5320.pdf?81788B76AEAA939CBEAABDA9B7A95DA1B5B9C7AAC2A46567827582B5B69D | PM5320 POWERMETER W ETHERNET UPTO 31ST H 256K 2DI/2DO 35ALARMS FLUSH MOUNT | The PowerLogicTM PM5000 power meter is the ideal fit for cost management applications. It provides the measurement capabilities needed to allocate energy usage, perform tenant metering and sub-billing, pin-point energy savings, optimize equipment efficiency and utilization, and perform a high level assessment of the power quality of the electrical network. | Nominal voltage (Un) N-L | 20...400V
| 65 | Electrical Distribution (LV) | Power Meter | Energy Meter | PM5320 POWER METER W/ETHERNET UPTO 31ST H 256K 2DI/2DO | 2144454 | METSEPM5320 | SCHNEIDER ELECTRIC | 42100 | https://pim-kvc.soneparsea.com:3443/PictureServer/default.aspx/schneider-METSEPM5320_Image1.jpg?A3889C9397807479A2A1C7A8BAA5959DB4AAC6729F7C84879595A17A8569609399B2B5ACB7685E9EC0AC | https://pim-kvc.soneparsea.com:3443/PictureServer/default.aspx/schneider-metsepm5320.pdf?81788B76AEAA939CBEAABDA9B7A95DA1B5B9C7AAC2A46567827582B5B69D | PM5320 POWERMETER W ETHERNET UPTO 31ST H 256K 2DI/2DO 35ALARMS FLUSH MOUNT | The PowerLogicTM PM5000 power meter is the ideal fit for cost management applications. It provides the measurement capabilities needed to allocate energy usage, perform tenant metering and sub-billing, pin-point energy savings, optimize equipment efficiency and utilization, and perform a high level assessment of the power quality of the electrical network. | Nominal voltage (Un) L-L | 35...690V
| 65 | Electrical Distribution (LV) | Power Meter | Energy Meter | PM5320 POWER METER W/ETHERNET UPTO 31ST H 256K 2DI/2DO | 2144454 | METSEPM5320 | SCHNEIDER ELECTRIC | 42100 | https://pim-kvc.soneparsea.com:3443/PictureServer/default.aspx/schneider-METSEPM5320_Image1.jpg?A3889C9397807479A2A1C7A8BAA5959DB4AAC6729F7C84879595A17A8569609399B2B5ACB7685E9EC0AC | https://pim-kvc.soneparsea.com:3443/PictureServer/default.aspx/schneider-metsepm5320.pdf?81788B76AEAA939CBEAABDA9B7A95DA1B5B9C7AAC2A46567827582B5B69D | PM5320 POWERMETER W ETHERNET UPTO 31ST H 256K 2DI/2DO 35ALARMS FLUSH MOUNT | The PowerLogicTM PM5000 power meter is the ideal fit for cost management applications. It provides the measurement capabilities needed to allocate energy usage, perform tenant metering and sub-billing, pin-point energy savings, optimize equipment efficiency and utilization, and perform a high level assessment of the power quality of the electrical network. | Frequency | 45...65Hz
| 65 | Electrical Distribution (LV) | Power Meter | Energy Meter | PM5320 POWER METER W/ETHERNET UPTO 31ST H 256K 2DI/2DO | 2144454 | METSEPM5320 | SCHNEIDER ELECTRIC | 42100 | https://pim-kvc.soneparsea.com:3443/PictureServer/default.aspx/schneider-METSEPM5320_Image1.jpg?A3889C9397807479A2A1C7A8BAA5959DB4AAC6729F7C84879595A17A8569609399B2B5ACB7685E9EC0AC | https://pim-kvc.soneparsea.com:3443/PictureServer/default.aspx/schneider-metsepm5320.pdf?81788B76AEAA939CBEAABDA9B7A95DA1B5B9C7AAC2A46567827582B5B69D | PM5320 POWERMETER W ETHERNET UPTO 31ST H 256K 2DI/2DO 35ALARMS FLUSH MOUNT | The PowerLogicTM PM5000 power meter is the ideal fit for cost management applications. It provides the measurement capabilities needed to allocate energy usage, perform tenant metering and sub-billing, pin-point energy savings, optimize equipment efficiency and utilization, and perform a high level assessment of the power quality of the electrical network. | Accuracy class | C
| 65 | Electrical Distribution (LV) | Power Meter | Energy Meter | PM5320 POWER METER W/ETHERNET UPTO 31ST H 256K 2DI/2DO | 2144454 | METSEPM5320 | SCHNEIDER ELECTRIC | 42100 | https://pim-kvc.soneparsea.com:3443/PictureServer/default.aspx/schneider-METSEPM5320_Image1.jpg?A3889C9397807479A2A1C7A8BAA5959DB4AAC6729F7C84879595A17A8569609399B2B5ACB7685E9EC0AC | https://pim-kvc.soneparsea.com:3443/PictureServer/default.aspx/schneider-metsepm5320.pdf?81788B76AEAA939CBEAABDA9B7A95DA1B5B9C7AAC2A46567827582B5B69D | PM5320 POWERMETER W ETHERNET UPTO 31ST H 256K 2DI/2DO 35ALARMS FLUSH MOUNT | The PowerLogicTM PM5000 power meter is the ideal fit for cost management applications. It provides the measurement capabilities needed to allocate energy usage, perform tenant metering and sub-billing, pin-point energy savings, optimize equipment efficiency and utilization, and perform a high level assessment of the power quality of the electrical network. | Pole type | Three conductor
| 65 | Electrical Distribution (LV) | Power Meter | Energy Meter | PM5320 POWER METER W/ETHERNET UPTO 31ST H 256K 2DI/2DO | 2144454 | METSEPM5320 | SCHNEIDER ELECTRIC | 42100 | https://pim-kvc.soneparsea.com:3443/PictureServer/default.aspx/schneider-METSEPM5320_Image1.jpg?A3889C9397807479A2A1C7A8BAA5959DB4AAC6729F7C84879595A17A8569609399B2B5ACB7685E9EC0AC | https://pim-kvc.soneparsea.com:3443/PictureServer/default.aspx/schneider-metsepm5320.pdf?81788B76AEAA939CBEAABDA9B7A95DA1B5B9C7AAC2A46567827582B5B69D | PM5320 POWERMETER W ETHERNET UPTO 31ST H 256K 2DI/2DO 35ALARMS FLUSH MOUNT | The PowerLogicTM PM5000 power meter is the ideal fit for cost management applications. It provides the measurement capabilities needed to allocate energy usage, perform tenant metering and sub-billing, pin-point energy savings, optimize equipment efficiency and utilization, and perform a high level assessment of the power quality of the electrical network. | Model | Measurement transformer
| 65 | Electrical Distribution (LV) | Power Meter | Energy Meter | PM5320 POWER METER W/ETHERNET UPTO 31ST H 256K 2DI/2DO | 2144454 | METSEPM5320 | SCHNEIDER ELECTRIC | 42100 | https://pim-kvc.soneparsea.com:3443/PictureServer/default.aspx/schneider-METSEPM5320_Image1.jpg?A3889C9397807479A2A1C7A8BAA5959DB4AAC6729F7C84879595A17A8569609399B2B5ACB7685E9EC0AC | https://pim-kvc.soneparsea.com:3443/PictureServer/default.aspx/schneider-metsepm5320.pdf?81788B76AEAA939CBEAABDA9B7A95DA1B5B9C7AAC2A46567827582B5B69D | PM5320 POWERMETER W ETHERNET UPTO 31ST H 256K 2DI/2DO 35ALARMS FLUSH MOUNT | The PowerLogicTM PM5000 power meter is the ideal fit for cost management applications. It provides the measurement capabilities needed to allocate energy usage, perform tenant metering and sub-billing, pin-point energy savings, optimize equipment efficiency and utilization, and perform a high level assessment of the power quality of the electrical network. | Energy type | Effective power and blind power
| 65 | Electrical Distribution (LV) | Power Meter | Energy Meter | PM5320 POWER METER W/ETHERNET UPTO 31ST H 256K 2DI/2DO | 2144454 | METSEPM5320 | SCHNEIDER ELECTRIC | 42100 | https://pim-kvc.soneparsea.com:3443/PictureServer/default.aspx/schneider-METSEPM5320_Image1.jpg?A3889C9397807479A2A1C7A8BAA5959DB4AAC6729F7C84879595A17A8569609399B2B5ACB7685E9EC0AC | https://pim-kvc.soneparsea.com:3443/PictureServer/default.aspx/schneider-metsepm5320.pdf?81788B76AEAA939CBEAABDA9B7A95DA1B5B9C7AAC2A46567827582B5B69D | PM5320 POWERMETER W ETHERNET UPTO 31ST H 256K 2DI/2DO 35ALARMS FLUSH MOUNT | The PowerLogicTM PM5000 power meter is the ideal fit for cost management applications. It provides the measurement capabilities needed to allocate energy usage, perform tenant metering and sub-billing, pin-point energy savings, optimize equipment efficiency and utilization, and perform a high level assessment of the power quality of the electrical network. | Suitable for | Purchase
| 65 | Electrical Distribution (LV) | Power Meter | Energy Meter | PM5320 POWER METER W/ETHERNET UPTO 31ST H 256K 2DI/2DO | 2144454 | METSEPM5320 | SCHNEIDER ELECTRIC | 42100 | https://pim-kvc.soneparsea.com:3443/PictureServer/default.aspx/schneider-METSEPM5320_Image1.jpg?A3889C9397807479A2A1C7A8BAA5959DB4AAC6729F7C84879595A17A8569609399B2B5ACB7685E9EC0AC | https://pim-kvc.soneparsea.com:3443/PictureServer/default.aspx/schneider-metsepm5320.pdf?81788B76AEAA939CBEAABDA9B7A95DA1B5B9C7AAC2A46567827582B5B69D | PM5320 POWERMETER W ETHERNET UPTO 31ST H 256K 2DI/2DO 35ALARMS FLUSH MOUNT | The PowerLogicTM PM5000 power meter is the ideal fit for cost management applications. It provides the measurement capabilities needed to allocate energy usage, perform tenant metering and sub-billing, pin-point energy savings, optimize equipment efficiency and utilization, and perform a high level assessment of the power quality of the electrical network. | Tariff type | Multi-tariff
| 65 | Electrical Distribution (LV) | Power Meter | Energy Meter | PM5320 POWER METER W/ETHERNET UPTO 31ST H 256K 2DI/2DO | 2144454 | METSEPM5320 | SCHNEIDER ELECTRIC | 42100 | https://pim-kvc.soneparsea.com:3443/PictureServer/default.aspx/schneider-METSEPM5320_Image1.jpg?A3889C9397807479A2A1C7A8BAA5959DB4AAC6729F7C84879595A17A8569609399B2B5ACB7685E9EC0AC | https://pim-kvc.soneparsea.com:3443/PictureServer/default.aspx/schneider-metsepm5320.pdf?81788B76AEAA939CBEAABDA9B7A95DA1B5B9C7AAC2A46567827582B5B69D | PM5320 POWERMETER W ETHERNET UPTO 31ST H 256K 2DI/2DO 35ALARMS FLUSH MOUNT | The PowerLogicTM PM5000 power meter is the ideal fit for cost management applications. It provides the measurement capabilities needed to allocate energy usage, perform tenant metering and sub-billing, pin-point energy savings, optimize equipment efficiency and utilization, and perform a high level assessment of the power quality of the electrical network. | Tariff control | External
| 65 | Electrical Distribution (LV) | Power Meter | Energy Meter | PM5320 POWER METER W/ETHERNET UPTO 31ST H 256K 2DI/2DO | 2144454 | METSEPM5320 | SCHNEIDER ELECTRIC | 42100 | https://pim-kvc.soneparsea.com:3443/PictureServer/default.aspx/schneider-METSEPM5320_Image1.jpg?A3889C9397807479A2A1C7A8BAA5959DB4AAC6729F7C84879595A17A8569609399B2B5ACB7685E9EC0AC | https://pim-kvc.soneparsea.com:3443/PictureServer/default.aspx/schneider-metsepm5320.pdf?81788B76AEAA939CBEAABDA9B7A95DA1B5B9C7AAC2A46567827582B5B69D | PM5320 POWERMETER W ETHERNET UPTO 31ST H 256K 2DI/2DO 35ALARMS FLUSH MOUNT | The PowerLogicTM PM5000 power meter is the ideal fit for cost management applications. It provides the measurement capabilities needed to allocate energy usage, perform tenant metering and sub-billing, pin-point energy savings, optimize equipment efficiency and utilization, and perform a high level assessment of the power quality of the electrical network. | Measurement type load profile | yes
| 65 | Electrical Distribution (LV) | Power Meter | Energy Meter | PM5320 POWER METER W/ETHERNET UPTO 31ST H 256K 2DI/2DO | 2144454 | METSEPM5320 | SCHNEIDER ELECTRIC | 42100 | https://pim-kvc.soneparsea.com:3443/PictureServer/default.aspx/schneider-METSEPM5320_Image1.jpg?A3889C9397807479A2A1C7A8BAA5959DB4AAC6729F7C84879595A17A8569609399B2B5ACB7685E9EC0AC | https://pim-kvc.soneparsea.com:3443/PictureServer/default.aspx/schneider-metsepm5320.pdf?81788B76AEAA939CBEAABDA9B7A95DA1B5B9C7AAC2A46567827582B5B69D | PM5320 POWERMETER W ETHERNET UPTO 31ST H 256K 2DI/2DO 35ALARMS FLUSH MOUNT | The PowerLogicTM PM5000 power meter is the ideal fit for cost management applications. It provides the measurement capabilities needed to allocate energy usage, perform tenant metering and sub-billing, pin-point energy savings, optimize equipment efficiency and utilization, and perform a high level assessment of the power quality of the electrical network. | Escapement mechanism | no
| 65 | Electrical Distribution (LV) | Power Meter | Energy Meter | PM5320 POWER METER W/ETHERNET UPTO 31ST H 256K 2DI/2DO | 2144454 | METSEPM5320 | SCHNEIDER ELECTRIC | 42100 | https://pim-kvc.soneparsea.com:3443/PictureServer/default.aspx/schneider-METSEPM5320_Image1.jpg?A3889C9397807479A2A1C7A8BAA5959DB4AAC6729F7C84879595A17A8569609399B2B5ACB7685E9EC0AC | https://pim-kvc.soneparsea.com:3443/PictureServer/default.aspx/schneider-metsepm5320.pdf?81788B76AEAA939CBEAABDA9B7A95DA1B5B9C7AAC2A46567827582B5B69D | PM5320 POWERMETER W ETHERNET UPTO 31ST H 256K 2DI/2DO 35ALARMS FLUSH MOUNT | The PowerLogicTM PM5000 power meter is the ideal fit for cost management applications. It provides the measurement capabilities needed to allocate energy usage, perform tenant metering and sub-billing, pin-point energy savings, optimize equipment efficiency and utilization, and perform a high level assessment of the power quality of the electrical network. | Calibrated | no
| 65 | Electrical Distribution (LV) | Power Meter | Energy Meter | PM5320 POWER METER W/ETHERNET UPTO 31ST H 256K 2DI/2DO | 2144454 | METSEPM5320 | SCHNEIDER ELECTRIC | 42100 | https://pim-kvc.soneparsea.com:3443/PictureServer/default.aspx/schneider-METSEPM5320_Image1.jpg?A3889C9397807479A2A1C7A8BAA5959DB4AAC6729F7C84879595A17A8569609399B2B5ACB7685E9EC0AC | https://pim-kvc.soneparsea.com:3443/PictureServer/default.aspx/schneider-metsepm5320.pdf?81788B76AEAA939CBEAABDA9B7A95DA1B5B9C7AAC2A46567827582B5B69D | PM5320 POWERMETER W ETHERNET UPTO 31ST H 256K 2DI/2DO 35ALARMS FLUSH MOUNT | The PowerLogicTM PM5000 power meter is the ideal fit for cost management applications. It provides the measurement capabilities needed to allocate energy usage, perform tenant metering and sub-billing, pin-point energy savings, optimize equipment efficiency and utilization, and perform a high level assessment of the power quality of the electrical network. | Approval | Domestic
| 65 | Electrical Distribution (LV) | Power Meter | Energy Meter | PM5320 POWER METER W/ETHERNET UPTO 31ST H 256K 2DI/2DO | 2144454 | METSEPM5320 | SCHNEIDER ELECTRIC | 42100 | https://pim-kvc.soneparsea.com:3443/PictureServer/default.aspx/schneider-METSEPM5320_Image1.jpg?A3889C9397807479A2A1C7A8BAA5959DB4AAC6729F7C84879595A17A8569609399B2B5ACB7685E9EC0AC | https://pim-kvc.soneparsea.com:3443/PictureServer/default.aspx/schneider-metsepm5320.pdf?81788B76AEAA939CBEAABDA9B7A95DA1B5B9C7AAC2A46567827582B5B69D | PM5320 POWERMETER W ETHERNET UPTO 31ST H 256K 2DI/2DO 35ALARMS FLUSH MOUNT | The PowerLogicTM PM5000 power meter is the ideal fit for cost management applications. It provides the measurement capabilities needed to allocate energy usage, perform tenant metering and sub-billing, pin-point energy savings, optimize equipment efficiency and utilization, and perform a high level assessment of the power quality of the electrical network. | Pulse output | Electrical
| 65 | Electrical Distribution (LV) | Power Meter | Energy Meter | PM5320 POWER METER W/ETHERNET UPTO 31ST H 256K 2DI/2DO | 2144454 | METSEPM5320 | SCHNEIDER ELECTRIC | 42100 | https://pim-kvc.soneparsea.com:3443/PictureServer/default.aspx/schneider-METSEPM5320_Image1.jpg?A3889C9397807479A2A1C7A8BAA5959DB4AAC6729F7C84879595A17A8569609399B2B5ACB7685E9EC0AC | https://pim-kvc.soneparsea.com:3443/PictureServer/default.aspx/schneider-metsepm5320.pdf?81788B76AEAA939CBEAABDA9B7A95DA1B5B9C7AAC2A46567827582B5B69D | PM5320 POWERMETER W ETHERNET UPTO 31ST H 256K 2DI/2DO 35ALARMS FLUSH MOUNT | The PowerLogicTM PM5000 power meter is the ideal fit for cost management applications. It provides the measurement capabilities needed to allocate energy usage, perform tenant metering and sub-billing, pin-point energy savings, optimize equipment efficiency and utilization, and perform a high level assessment of the power quality of the electrical network. | Pulse type | S0
| 65 | Electrical Distribution (LV) | Power Meter | Energy Meter | PM5320 POWER METER W/ETHERNET UPTO 31ST H 256K 2DI/2DO | 2144454 | METSEPM5320 | SCHNEIDER ELECTRIC | 42100 | https://pim-kvc.soneparsea.com:3443/PictureServer/default.aspx/schneider-METSEPM5320_Image1.jpg?A3889C9397807479A2A1C7A8BAA5959DB4AAC6729F7C84879595A17A8569609399B2B5ACB7685E9EC0AC | https://pim-kvc.soneparsea.com:3443/PictureServer/default.aspx/schneider-metsepm5320.pdf?81788B76AEAA939CBEAABDA9B7A95DA1B5B9C7AAC2A46567827582B5B69D | PM5320 POWERMETER W ETHERNET UPTO 31ST H 256K 2DI/2DO 35ALARMS FLUSH MOUNT | The PowerLogicTM PM5000 power meter is the ideal fit for cost management applications. It provides the measurement capabilities needed to allocate energy usage, perform tenant metering and sub-billing, pin-point energy savings, optimize equipment efficiency and utilization, and perform a high level assessment of the power quality of the electrical network. | Pulse rate | 1...9999999Imp/kWh (kvarh)
| 66 | Electrical Distribution (LV) | Power Meter | Power Meter | PM2220 POWER & ENERGY METER UP TO 15TH H LED RS485 CLASS 1 | 2150148 | METSEPM2220 | SCHNEIDER ELECTRIC | 10200 | https://pim-kvc.soneparsea.com:3443/PictureServer/default.aspx/schneider-METSEPM2220_Image1.jpg?A3889C9397807479A2A1C7A8BAA5959DB4AAC6729F7C84879595A1778469609399B2B5ACB7685E9EC0AC | https://pim-kvc.soneparsea.com:3443/PictureServer/default.aspx/schneider-metsepm2220.pdf?81788B76AEAA939CBEAABDA9B7A95DA1B5B9C7AAC2A46266827582B5B69D | PM2220 POWER & ENERGY METER UP TO 15TH H LED RS485 CLASS 1 | EasyLogic PM2000 series energy and power meters provide all the measurement capabilities required to monitor an electrical installation in a single 96x96 mm unit. Two variants are available with LED and LCD display options. | Ampere meter | yes
| 66 | Electrical Distribution (LV) | Power Meter | Power Meter | PM2220 POWER & ENERGY METER UP TO 15TH H LED RS485 CLASS 1 | 2150148 | METSEPM2220 | SCHNEIDER ELECTRIC | 10200 | https://pim-kvc.soneparsea.com:3443/PictureServer/default.aspx/schneider-METSEPM2220_Image1.jpg?A3889C9397807479A2A1C7A8BAA5959DB4AAC6729F7C84879595A1778469609399B2B5ACB7685E9EC0AC | https://pim-kvc.soneparsea.com:3443/PictureServer/default.aspx/schneider-metsepm2220.pdf?81788B76AEAA939CBEAABDA9B7A95DA1B5B9C7AAC2A46266827582B5B69D | PM2220 POWER & ENERGY METER UP TO 15TH H LED RS485 CLASS 1 | EasyLogic PM2000 series energy and power meters provide all the measurement capabilities required to monitor an electrical installation in a single 96x96 mm unit. Two variants are available with LED and LCD display options. | Blind power meter | no
| 66 | Electrical Distribution (LV) | Power Meter | Power Meter | PM2220 POWER & ENERGY METER UP TO 15TH H LED RS485 CLASS 1 | 2150148 | METSEPM2220 | SCHNEIDER ELECTRIC | 10200 | https://pim-kvc.soneparsea.com:3443/PictureServer/default.aspx/schneider-METSEPM2220_Image1.jpg?A3889C9397807479A2A1C7A8BAA5959DB4AAC6729F7C84879595A1778469609399B2B5ACB7685E9EC0AC | https://pim-kvc.soneparsea.com:3443/PictureServer/default.aspx/schneider-metsepm2220.pdf?81788B76AEAA939CBEAABDA9B7A95DA1B5B9C7AAC2A46266827582B5B69D | PM2220 POWER & ENERGY METER UP TO 15TH H LED RS485 CLASS 1 | EasyLogic PM2000 series energy and power meters provide all the measurement capabilities required to monitor an electrical installation in a single 96x96 mm unit. Two variants are available with LED and LCD display options. | With rotational speed meter | no
| 66 | Electrical Distribution (LV) | Power Meter | Power Meter | PM2220 POWER & ENERGY METER UP TO 15TH H LED RS485 CLASS 1 | 2150148 | METSEPM2220 | SCHNEIDER ELECTRIC | 10200 | https://pim-kvc.soneparsea.com:3443/PictureServer/default.aspx/schneider-METSEPM2220_Image1.jpg?A3889C9397807479A2A1C7A8BAA5959DB4AAC6729F7C84879595A1778469609399B2B5ACB7685E9EC0AC | https://pim-kvc.soneparsea.com:3443/PictureServer/default.aspx/schneider-metsepm2220.pdf?81788B76AEAA939CBEAABDA9B7A95DA1B5B9C7AAC2A46266827582B5B69D | PM2220 POWER & ENERGY METER UP TO 15TH H LED RS485 CLASS 1 | EasyLogic PM2000 series energy and power meters provide all the measurement capabilities required to monitor an electrical installation in a single 96x96 mm unit. Two variants are available with LED and LCD display options. | Frequency meter | yes
| 66 | Electrical Distribution (LV) | Power Meter | Power Meter | PM2220 POWER & ENERGY METER UP TO 15TH H LED RS485 CLASS 1 | 2150148 | METSEPM2220 | SCHNEIDER ELECTRIC | 10200 | https://pim-kvc.soneparsea.com:3443/PictureServer/default.aspx/schneider-METSEPM2220_Image1.jpg?A3889C9397807479A2A1C7A8BAA5959DB4AAC6729F7C84879595A1778469609399B2B5ACB7685E9EC0AC | https://pim-kvc.soneparsea.com:3443/PictureServer/default.aspx/schneider-metsepm2220.pdf?81788B76AEAA939CBEAABDA9B7A95DA1B5B9C7AAC2A46266827582B5B69D | PM2220 POWER & ENERGY METER UP TO 15TH H LED RS485 CLASS 1 | EasyLogic PM2000 series energy and power meters provide all the measurement capabilities required to monitor an electrical installation in a single 96x96 mm unit. Two variants are available with LED and LCD display options. | Pulse counter | yes
| 66 | Electrical Distribution (LV) | Power Meter | Power Meter | PM2220 POWER & ENERGY METER UP TO 15TH H LED RS485 CLASS 1 | 2150148 | METSEPM2220 | SCHNEIDER ELECTRIC | 10200 | https://pim-kvc.soneparsea.com:3443/PictureServer/default.aspx/schneider-METSEPM2220_Image1.jpg?A3889C9397807479A2A1C7A8BAA5959DB4AAC6729F7C84879595A1778469609399B2B5ACB7685E9EC0AC | https://pim-kvc.soneparsea.com:3443/PictureServer/default.aspx/schneider-metsepm2220.pdf?81788B76AEAA939CBEAABDA9B7A95DA1B5B9C7AAC2A46266827582B5B69D | PM2220 POWER & ENERGY METER UP TO 15TH H LED RS485 CLASS 1 | EasyLogic PM2000 series energy and power meters provide all the measurement capabilities required to monitor an electrical installation in a single 96x96 mm unit. Two variants are available with LED and LCD display options. | Voltmeter | yes
| 66 | Electrical Distribution (LV) | Power Meter | Power Meter | PM2220 POWER & ENERGY METER UP TO 15TH H LED RS485 CLASS 1 | 2150148 | METSEPM2220 | SCHNEIDER ELECTRIC | 10200 | https://pim-kvc.soneparsea.com:3443/PictureServer/default.aspx/schneider-METSEPM2220_Image1.jpg?A3889C9397807479A2A1C7A8BAA5959DB4AAC6729F7C84879595A1778469609399B2B5ACB7685E9EC0AC | https://pim-kvc.soneparsea.com:3443/PictureServer/default.aspx/schneider-metsepm2220.pdf?81788B76AEAA939CBEAABDA9B7A95DA1B5B9C7AAC2A46266827582B5B69D | PM2220 POWER & ENERGY METER UP TO 15TH H LED RS485 CLASS 1 | EasyLogic PM2000 series energy and power meters provide all the measurement capabilities required to monitor an electrical installation in a single 96x96 mm unit. Two variants are available with LED and LCD display options. | Effective power measurement device | no
| 67 | Electrical Distribution (LV) | Power Meter | Energy Meter | POWER METER PM5100 W/O MODBUS 33 ALARMS FLUSH MOUNT | 2162530 | METSEPM5100 | SCHNEIDER ELECTRIC | 21000 | https://pim-kvc.soneparsea.com:3443/PictureServer/default.aspx/schneiderelectric-metsepm5100_Image1.jpg?A3889C9397807479A2A1C7A8BAA5959DB4AAC6AABE9C93A8C2AEB772BF9CA4A7B5B5C17A8367609399B2B5ACB7685E9EC0AC | https://pim-kvc.soneparsea.com:3443/PictureServer/default.aspx/merlin-gerin-metsep5100.pdf?A3889C9397807479A2A1C1AAC4A399A27DACB9B7BBA55DA1B5B9C7AAC26C61648073C4A9B8 | POWER METER PM5100 W/O MODBUS 33 ALARMS FLUSH MOUNT | The PowerLogic PM5000 series power meters are the new benchmark in affordable, precision metering. It is the ideal fit for high-end cost management applications, providing the measurement capabilities needed to allocate energy usage, perform tenant metering and sub-billing, pin-point energy savings, optimize equipment efficiency and utilization, and perform a high level assessment of the power quality in an electrical network. | Type of meter | Electronic
| 67 | Electrical Distribution (LV) | Power Meter | Energy Meter | POWER METER PM5100 W/O MODBUS 33 ALARMS FLUSH MOUNT | 2162530 | METSEPM5100 | SCHNEIDER ELECTRIC | 21000 | https://pim-kvc.soneparsea.com:3443/PictureServer/default.aspx/schneiderelectric-metsepm5100_Image1.jpg?A3889C9397807479A2A1C7A8BAA5959DB4AAC6AABE9C93A8C2AEB772BF9CA4A7B5B5C17A8367609399B2B5ACB7685E9EC0AC | https://pim-kvc.soneparsea.com:3443/PictureServer/default.aspx/merlin-gerin-metsep5100.pdf?A3889C9397807479A2A1C1AAC4A399A27DACB9B7BBA55DA1B5B9C7AAC26C61648073C4A9B8 | POWER METER PM5100 W/O MODBUS 33 ALARMS FLUSH MOUNT | The PowerLogic PM5000 series power meters are the new benchmark in affordable, precision metering. It is the ideal fit for high-end cost management applications, providing the measurement capabilities needed to allocate energy usage, perform tenant metering and sub-billing, pin-point energy savings, optimize equipment efficiency and utilization, and perform a high level assessment of the power quality in an electrical network. | Nominal current (In) | 5A
| 67 | Electrical Distribution (LV) | Power Meter | Energy Meter | POWER METER PM5100 W/O MODBUS 33 ALARMS FLUSH MOUNT | 2162530 | METSEPM5100 | SCHNEIDER ELECTRIC | 21000 | https://pim-kvc.soneparsea.com:3443/PictureServer/default.aspx/schneiderelectric-metsepm5100_Image1.jpg?A3889C9397807479A2A1C7A8BAA5959DB4AAC6AABE9C93A8C2AEB772BF9CA4A7B5B5C17A8367609399B2B5ACB7685E9EC0AC | https://pim-kvc.soneparsea.com:3443/PictureServer/default.aspx/merlin-gerin-metsep5100.pdf?A3889C9397807479A2A1C1AAC4A399A27DACB9B7BBA55DA1B5B9C7AAC26C61648073C4A9B8 | POWER METER PM5100 W/O MODBUS 33 ALARMS FLUSH MOUNT | The PowerLogic PM5000 series power meters are the new benchmark in affordable, precision metering. It is the ideal fit for high-end cost management applications, providing the measurement capabilities needed to allocate energy usage, perform tenant metering and sub-billing, pin-point energy savings, optimize equipment efficiency and utilization, and perform a high level assessment of the power quality in an electrical network. | Max. current (Imax) | 8.5A
| 67 | Electrical Distribution (LV) | Power Meter | Energy Meter | POWER METER PM5100 W/O MODBUS 33 ALARMS FLUSH MOUNT | 2162530 | METSEPM5100 | SCHNEIDER ELECTRIC | 21000 | https://pim-kvc.soneparsea.com:3443/PictureServer/default.aspx/schneiderelectric-metsepm5100_Image1.jpg?A3889C9397807479A2A1C7A8BAA5959DB4AAC6AABE9C93A8C2AEB772BF9CA4A7B5B5C17A8367609399B2B5ACB7685E9EC0AC | https://pim-kvc.soneparsea.com:3443/PictureServer/default.aspx/merlin-gerin-metsep5100.pdf?A3889C9397807479A2A1C1AAC4A399A27DACB9B7BBA55DA1B5B9C7AAC26C61648073C4A9B8 | POWER METER PM5100 W/O MODBUS 33 ALARMS FLUSH MOUNT | The PowerLogic PM5000 series power meters are the new benchmark in affordable, precision metering. It is the ideal fit for high-end cost management applications, providing the measurement capabilities needed to allocate energy usage, perform tenant metering and sub-billing, pin-point energy savings, optimize equipment efficiency and utilization, and perform a high level assessment of the power quality in an electrical network. | Nominal voltage (Un) N-L | 20...400V
| 67 | Electrical Distribution (LV) | Power Meter | Energy Meter | POWER METER PM5100 W/O MODBUS 33 ALARMS FLUSH MOUNT | 2162530 | METSEPM5100 | SCHNEIDER ELECTRIC | 21000 | https://pim-kvc.soneparsea.com:3443/PictureServer/default.aspx/schneiderelectric-metsepm5100_Image1.jpg?A3889C9397807479A2A1C7A8BAA5959DB4AAC6AABE9C93A8C2AEB772BF9CA4A7B5B5C17A8367609399B2B5ACB7685E9EC0AC | https://pim-kvc.soneparsea.com:3443/PictureServer/default.aspx/merlin-gerin-metsep5100.pdf?A3889C9397807479A2A1C1AAC4A399A27DACB9B7BBA55DA1B5B9C7AAC26C61648073C4A9B8 | POWER METER PM5100 W/O MODBUS 33 ALARMS FLUSH MOUNT | The PowerLogic PM5000 series power meters are the new benchmark in affordable, precision metering. It is the ideal fit for high-end cost management applications, providing the measurement capabilities needed to allocate energy usage, perform tenant metering and sub-billing, pin-point energy savings, optimize equipment efficiency and utilization, and perform a high level assessment of the power quality in an electrical network. | Nominal voltage (Un) L-L | 35...690V
| 67 | Electrical Distribution (LV) | Power Meter | Energy Meter | POWER METER PM5100 W/O MODBUS 33 ALARMS FLUSH MOUNT | 2162530 | METSEPM5100 | SCHNEIDER ELECTRIC | 21000 | https://pim-kvc.soneparsea.com:3443/PictureServer/default.aspx/schneiderelectric-metsepm5100_Image1.jpg?A3889C9397807479A2A1C7A8BAA5959DB4AAC6AABE9C93A8C2AEB772BF9CA4A7B5B5C17A8367609399B2B5ACB7685E9EC0AC | https://pim-kvc.soneparsea.com:3443/PictureServer/default.aspx/merlin-gerin-metsep5100.pdf?A3889C9397807479A2A1C1AAC4A399A27DACB9B7BBA55DA1B5B9C7AAC26C61648073C4A9B8 | POWER METER PM5100 W/O MODBUS 33 ALARMS FLUSH MOUNT | The PowerLogic PM5000 series power meters are the new benchmark in affordable, precision metering. It is the ideal fit for high-end cost management applications, providing the measurement capabilities needed to allocate energy usage, perform tenant metering and sub-billing, pin-point energy savings, optimize equipment efficiency and utilization, and perform a high level assessment of the power quality in an electrical network. | Frequency | 45...65Hz
| 67 | Electrical Distribution (LV) | Power Meter | Energy Meter | POWER METER PM5100 W/O MODBUS 33 ALARMS FLUSH MOUNT | 2162530 | METSEPM5100 | SCHNEIDER ELECTRIC | 21000 | https://pim-kvc.soneparsea.com:3443/PictureServer/default.aspx/schneiderelectric-metsepm5100_Image1.jpg?A3889C9397807479A2A1C7A8BAA5959DB4AAC6AABE9C93A8C2AEB772BF9CA4A7B5B5C17A8367609399B2B5ACB7685E9EC0AC | https://pim-kvc.soneparsea.com:3443/PictureServer/default.aspx/merlin-gerin-metsep5100.pdf?A3889C9397807479A2A1C1AAC4A399A27DACB9B7BBA55DA1B5B9C7AAC26C61648073C4A9B8 | POWER METER PM5100 W/O MODBUS 33 ALARMS FLUSH MOUNT | The PowerLogic PM5000 series power meters are the new benchmark in affordable, precision metering. It is the ideal fit for high-end cost management applications, providing the measurement capabilities needed to allocate energy usage, perform tenant metering and sub-billing, pin-point energy savings, optimize equipment efficiency and utilization, and perform a high level assessment of the power quality in an electrical network. | Accuracy class | C
| 67 | Electrical Distribution (LV) | Power Meter | Energy Meter | POWER METER PM5100 W/O MODBUS 33 ALARMS FLUSH MOUNT | 2162530 | METSEPM5100 | SCHNEIDER ELECTRIC | 21000 | https://pim-kvc.soneparsea.com:3443/PictureServer/default.aspx/schneiderelectric-metsepm5100_Image1.jpg?A3889C9397807479A2A1C7A8BAA5959DB4AAC6AABE9C93A8C2AEB772BF9CA4A7B5B5C17A8367609399B2B5ACB7685E9EC0AC | https://pim-kvc.soneparsea.com:3443/PictureServer/default.aspx/merlin-gerin-metsep5100.pdf?A3889C9397807479A2A1C1AAC4A399A27DACB9B7BBA55DA1B5B9C7AAC26C61648073C4A9B8 | POWER METER PM5100 W/O MODBUS 33 ALARMS FLUSH MOUNT | The PowerLogic PM5000 series power meters are the new benchmark in affordable, precision metering. It is the ideal fit for high-end cost management applications, providing the measurement capabilities needed to allocate energy usage, perform tenant metering and sub-billing, pin-point energy savings, optimize equipment efficiency and utilization, and perform a high level assessment of the power quality in an electrical network. | Pole type | Three conductor
| 67 | Electrical Distribution (LV) | Power Meter | Energy Meter | POWER METER PM5100 W/O MODBUS 33 ALARMS FLUSH MOUNT | 2162530 | METSEPM5100 | SCHNEIDER ELECTRIC | 21000 | https://pim-kvc.soneparsea.com:3443/PictureServer/default.aspx/schneiderelectric-metsepm5100_Image1.jpg?A3889C9397807479A2A1C7A8BAA5959DB4AAC6AABE9C93A8C2AEB772BF9CA4A7B5B5C17A8367609399B2B5ACB7685E9EC0AC | https://pim-kvc.soneparsea.com:3443/PictureServer/default.aspx/merlin-gerin-metsep5100.pdf?A3889C9397807479A2A1C1AAC4A399A27DACB9B7BBA55DA1B5B9C7AAC26C61648073C4A9B8 | POWER METER PM5100 W/O MODBUS 33 ALARMS FLUSH MOUNT | The PowerLogic PM5000 series power meters are the new benchmark in affordable, precision metering. It is the ideal fit for high-end cost management applications, providing the measurement capabilities needed to allocate energy usage, perform tenant metering and sub-billing, pin-point energy savings, optimize equipment efficiency and utilization, and perform a high level assessment of the power quality in an electrical network. | Model | Measurement transformer
| 67 | Electrical Distribution (LV) | Power Meter | Energy Meter | POWER METER PM5100 W/O MODBUS 33 ALARMS FLUSH MOUNT | 2162530 | METSEPM5100 | SCHNEIDER ELECTRIC | 21000 | https://pim-kvc.soneparsea.com:3443/PictureServer/default.aspx/schneiderelectric-metsepm5100_Image1.jpg?A3889C9397807479A2A1C7A8BAA5959DB4AAC6AABE9C93A8C2AEB772BF9CA4A7B5B5C17A8367609399B2B5ACB7685E9EC0AC | https://pim-kvc.soneparsea.com:3443/PictureServer/default.aspx/merlin-gerin-metsep5100.pdf?A3889C9397807479A2A1C1AAC4A399A27DACB9B7BBA55DA1B5B9C7AAC26C61648073C4A9B8 | POWER METER PM5100 W/O MODBUS 33 ALARMS FLUSH MOUNT | The PowerLogic PM5000 series power meters are the new benchmark in affordable, precision metering. It is the ideal fit for high-end cost management applications, providing the measurement capabilities needed to allocate energy usage, perform tenant metering and sub-billing, pin-point energy savings, optimize equipment efficiency and utilization, and perform a high level assessment of the power quality in an electrical network. | Energy type | Effective power and blind power
| 67 | Electrical Distribution (LV) | Power Meter | Energy Meter | POWER METER PM5100 W/O MODBUS 33 ALARMS FLUSH MOUNT | 2162530 | METSEPM5100 | SCHNEIDER ELECTRIC | 21000 | https://pim-kvc.soneparsea.com:3443/PictureServer/default.aspx/schneiderelectric-metsepm5100_Image1.jpg?A3889C9397807479A2A1C7A8BAA5959DB4AAC6AABE9C93A8C2AEB772BF9CA4A7B5B5C17A8367609399B2B5ACB7685E9EC0AC | https://pim-kvc.soneparsea.com:3443/PictureServer/default.aspx/merlin-gerin-metsep5100.pdf?A3889C9397807479A2A1C1AAC4A399A27DACB9B7BBA55DA1B5B9C7AAC26C61648073C4A9B8 | POWER METER PM5100 W/O MODBUS 33 ALARMS FLUSH MOUNT | The PowerLogic PM5000 series power meters are the new benchmark in affordable, precision metering. It is the ideal fit for high-end cost management applications, providing the measurement capabilities needed to allocate energy usage, perform tenant metering and sub-billing, pin-point energy savings, optimize equipment efficiency and utilization, and perform a high level assessment of the power quality in an electrical network. | Suitable for | Purchase
| 67 | Electrical Distribution (LV) | Power Meter | Energy Meter | POWER METER PM5100 W/O MODBUS 33 ALARMS FLUSH MOUNT | 2162530 | METSEPM5100 | SCHNEIDER ELECTRIC | 21000 | https://pim-kvc.soneparsea.com:3443/PictureServer/default.aspx/schneiderelectric-metsepm5100_Image1.jpg?A3889C9397807479A2A1C7A8BAA5959DB4AAC6AABE9C93A8C2AEB772BF9CA4A7B5B5C17A8367609399B2B5ACB7685E9EC0AC | https://pim-kvc.soneparsea.com:3443/PictureServer/default.aspx/merlin-gerin-metsep5100.pdf?A3889C9397807479A2A1C1AAC4A399A27DACB9B7BBA55DA1B5B9C7AAC26C61648073C4A9B8 | POWER METER PM5100 W/O MODBUS 33 ALARMS FLUSH MOUNT | The PowerLogic PM5000 series power meters are the new benchmark in affordable, precision metering. It is the ideal fit for high-end cost management applications, providing the measurement capabilities needed to allocate energy usage, perform tenant metering and sub-billing, pin-point energy savings, optimize equipment efficiency and utilization, and perform a high level assessment of the power quality in an electrical network. | Tariff type | One-tariff
| 67 | Electrical Distribution (LV) | Power Meter | Energy Meter | POWER METER PM5100 W/O MODBUS 33 ALARMS FLUSH MOUNT | 2162530 | METSEPM5100 | SCHNEIDER ELECTRIC | 21000 | https://pim-kvc.soneparsea.com:3443/PictureServer/default.aspx/schneiderelectric-metsepm5100_Image1.jpg?A3889C9397807479A2A1C7A8BAA5959DB4AAC6AABE9C93A8C2AEB772BF9CA4A7B5B5C17A8367609399B2B5ACB7685E9EC0AC | https://pim-kvc.soneparsea.com:3443/PictureServer/default.aspx/merlin-gerin-metsep5100.pdf?A3889C9397807479A2A1C1AAC4A399A27DACB9B7BBA55DA1B5B9C7AAC26C61648073C4A9B8 | POWER METER PM5100 W/O MODBUS 33 ALARMS FLUSH MOUNT | The PowerLogic PM5000 series power meters are the new benchmark in affordable, precision metering. It is the ideal fit for high-end cost management applications, providing the measurement capabilities needed to allocate energy usage, perform tenant metering and sub-billing, pin-point energy savings, optimize equipment efficiency and utilization, and perform a high level assessment of the power quality in an electrical network. | Measurement type load profile | yes
| 67 | Electrical Distribution (LV) | Power Meter | Energy Meter | POWER METER PM5100 W/O MODBUS 33 ALARMS FLUSH MOUNT | 2162530 | METSEPM5100 | SCHNEIDER ELECTRIC | 21000 | https://pim-kvc.soneparsea.com:3443/PictureServer/default.aspx/schneiderelectric-metsepm5100_Image1.jpg?A3889C9397807479A2A1C7A8BAA5959DB4AAC6AABE9C93A8C2AEB772BF9CA4A7B5B5C17A8367609399B2B5ACB7685E9EC0AC | https://pim-kvc.soneparsea.com:3443/PictureServer/default.aspx/merlin-gerin-metsep5100.pdf?A3889C9397807479A2A1C1AAC4A399A27DACB9B7BBA55DA1B5B9C7AAC26C61648073C4A9B8 | POWER METER PM5100 W/O MODBUS 33 ALARMS FLUSH MOUNT | The PowerLogic PM5000 series power meters are the new benchmark in affordable, precision metering. It is the ideal fit for high-end cost management applications, providing the measurement capabilities needed to allocate energy usage, perform tenant metering and sub-billing, pin-point energy savings, optimize equipment efficiency and utilization, and perform a high level assessment of the power quality in an electrical network. | Escapement mechanism | no
| 67 | Electrical Distribution (LV) | Power Meter | Energy Meter | POWER METER PM5100 W/O MODBUS 33 ALARMS FLUSH MOUNT | 2162530 | METSEPM5100 | SCHNEIDER ELECTRIC | 21000 | https://pim-kvc.soneparsea.com:3443/PictureServer/default.aspx/schneiderelectric-metsepm5100_Image1.jpg?A3889C9397807479A2A1C7A8BAA5959DB4AAC6AABE9C93A8C2AEB772BF9CA4A7B5B5C17A8367609399B2B5ACB7685E9EC0AC | https://pim-kvc.soneparsea.com:3443/PictureServer/default.aspx/merlin-gerin-metsep5100.pdf?A3889C9397807479A2A1C1AAC4A399A27DACB9B7BBA55DA1B5B9C7AAC26C61648073C4A9B8 | POWER METER PM5100 W/O MODBUS 33 ALARMS FLUSH MOUNT | The PowerLogic PM5000 series power meters are the new benchmark in affordable, precision metering. It is the ideal fit for high-end cost management applications, providing the measurement capabilities needed to allocate energy usage, perform tenant metering and sub-billing, pin-point energy savings, optimize equipment efficiency and utilization, and perform a high level assessment of the power quality in an electrical network. | Calibrated | no
| 67 | Electrical Distribution (LV) | Power Meter | Energy Meter | POWER METER PM5100 W/O MODBUS 33 ALARMS FLUSH MOUNT | 2162530 | METSEPM5100 | SCHNEIDER ELECTRIC | 21000 | https://pim-kvc.soneparsea.com:3443/PictureServer/default.aspx/schneiderelectric-metsepm5100_Image1.jpg?A3889C9397807479A2A1C7A8BAA5959DB4AAC6AABE9C93A8C2AEB772BF9CA4A7B5B5C17A8367609399B2B5ACB7685E9EC0AC | https://pim-kvc.soneparsea.com:3443/PictureServer/default.aspx/merlin-gerin-metsep5100.pdf?A3889C9397807479A2A1C1AAC4A399A27DACB9B7BBA55DA1B5B9C7AAC26C61648073C4A9B8 | POWER METER PM5100 W/O MODBUS 33 ALARMS FLUSH MOUNT | The PowerLogic PM5000 series power meters are the new benchmark in affordable, precision metering. It is the ideal fit for high-end cost management applications, providing the measurement capabilities needed to allocate energy usage, perform tenant metering and sub-billing, pin-point energy savings, optimize equipment efficiency and utilization, and perform a high level assessment of the power quality in an electrical network. | Approval | Domestic
| 67 | Electrical Distribution (LV) | Power Meter | Energy Meter | POWER METER PM5100 W/O MODBUS 33 ALARMS FLUSH MOUNT | 2162530 | METSEPM5100 | SCHNEIDER ELECTRIC | 21000 | https://pim-kvc.soneparsea.com:3443/PictureServer/default.aspx/schneiderelectric-metsepm5100_Image1.jpg?A3889C9397807479A2A1C7A8BAA5959DB4AAC6AABE9C93A8C2AEB772BF9CA4A7B5B5C17A8367609399B2B5ACB7685E9EC0AC | https://pim-kvc.soneparsea.com:3443/PictureServer/default.aspx/merlin-gerin-metsep5100.pdf?A3889C9397807479A2A1C1AAC4A399A27DACB9B7BBA55DA1B5B9C7AAC26C61648073C4A9B8 | POWER METER PM5100 W/O MODBUS 33 ALARMS FLUSH MOUNT | The PowerLogic PM5000 series power meters are the new benchmark in affordable, precision metering. It is the ideal fit for high-end cost management applications, providing the measurement capabilities needed to allocate energy usage, perform tenant metering and sub-billing, pin-point energy savings, optimize equipment efficiency and utilization, and perform a high level assessment of the power quality in an electrical network. | Pulse output | Electrical
| 67 | Electrical Distribution (LV) | Power Meter | Energy Meter | POWER METER PM5100 W/O MODBUS 33 ALARMS FLUSH MOUNT | 2162530 | METSEPM5100 | SCHNEIDER ELECTRIC | 21000 | https://pim-kvc.soneparsea.com:3443/PictureServer/default.aspx/schneiderelectric-metsepm5100_Image1.jpg?A3889C9397807479A2A1C7A8BAA5959DB4AAC6AABE9C93A8C2AEB772BF9CA4A7B5B5C17A8367609399B2B5ACB7685E9EC0AC | https://pim-kvc.soneparsea.com:3443/PictureServer/default.aspx/merlin-gerin-metsep5100.pdf?A3889C9397807479A2A1C1AAC4A399A27DACB9B7BBA55DA1B5B9C7AAC26C61648073C4A9B8 | POWER METER PM5100 W/O MODBUS 33 ALARMS FLUSH MOUNT | The PowerLogic PM5000 series power meters are the new benchmark in affordable, precision metering. It is the ideal fit for high-end cost management applications, providing the measurement capabilities needed to allocate energy usage, perform tenant metering and sub-billing, pin-point energy savings, optimize equipment efficiency and utilization, and perform a high level assessment of the power quality in an electrical network. | Pulse type | S0
| 67 | Electrical Distribution (LV) | Power Meter | Energy Meter | POWER METER PM5100 W/O MODBUS 33 ALARMS FLUSH MOUNT | 2162530 | METSEPM5100 | SCHNEIDER ELECTRIC | 21000 | https://pim-kvc.soneparsea.com:3443/PictureServer/default.aspx/schneiderelectric-metsepm5100_Image1.jpg?A3889C9397807479A2A1C7A8BAA5959DB4AAC6AABE9C93A8C2AEB772BF9CA4A7B5B5C17A8367609399B2B5ACB7685E9EC0AC | https://pim-kvc.soneparsea.com:3443/PictureServer/default.aspx/merlin-gerin-metsep5100.pdf?A3889C9397807479A2A1C1AAC4A399A27DACB9B7BBA55DA1B5B9C7AAC26C61648073C4A9B8 | POWER METER PM5100 W/O MODBUS 33 ALARMS FLUSH MOUNT | The PowerLogic PM5000 series power meters are the new benchmark in affordable, precision metering. It is the ideal fit for high-end cost management applications, providing the measurement capabilities needed to allocate energy usage, perform tenant metering and sub-billing, pin-point energy savings, optimize equipment efficiency and utilization, and perform a high level assessment of the power quality in an electrical network. | Pulse rate | 1...9999999Imp/kWh (kvarh)
| 67 | Electrical Distribution (LV) | Power Meter | Energy Meter | POWER METER PM5100 W/O MODBUS 33 ALARMS FLUSH MOUNT | 2162530 | METSEPM5100 | SCHNEIDER ELECTRIC | 21000 | https://pim-kvc.soneparsea.com:3443/PictureServer/default.aspx/schneiderelectric-metsepm5100_Image1.jpg?A3889C9397807479A2A1C7A8BAA5959DB4AAC6AABE9C93A8C2AEB772BF9CA4A7B5B5C17A8367609399B2B5ACB7685E9EC0AC | https://pim-kvc.soneparsea.com:3443/PictureServer/default.aspx/merlin-gerin-metsep5100.pdf?A3889C9397807479A2A1C1AAC4A399A27DACB9B7BBA55DA1B5B9C7AAC26C61648073C4A9B8 | POWER METER PM5100 W/O MODBUS 33 ALARMS FLUSH MOUNT | The PowerLogic PM5000 series power meters are the new benchmark in affordable, precision metering. It is the ideal fit for high-end cost management applications, providing the measurement capabilities needed to allocate energy usage, perform tenant metering and sub-billing, pin-point energy savings, optimize equipment efficiency and utilization, and perform a high level assessment of the power quality in an electrical network. | Type of indication | Digital
| 67 | Electrical Distribution (LV) | Power Meter | Energy Meter | POWER METER PM5100 W/O MODBUS 33 ALARMS FLUSH MOUNT | 2162530 | METSEPM5100 | SCHNEIDER ELECTRIC | 21000 | https://pim-kvc.soneparsea.com:3443/PictureServer/default.aspx/schneiderelectric-metsepm5100_Image1.jpg?A3889C9397807479A2A1C7A8BAA5959DB4AAC6AABE9C93A8C2AEB772BF9CA4A7B5B5C17A8367609399B2B5ACB7685E9EC0AC | https://pim-kvc.soneparsea.com:3443/PictureServer/default.aspx/merlin-gerin-metsep5100.pdf?A3889C9397807479A2A1C1AAC4A399A27DACB9B7BBA55DA1B5B9C7AAC26C61648073C4A9B8 | POWER METER PM5100 W/O MODBUS 33 ALARMS FLUSH MOUNT | The PowerLogic PM5000 series power meters are the new benchmark in affordable, precision metering. It is the ideal fit for high-end cost management applications, providing the measurement capabilities needed to allocate energy usage, perform tenant metering and sub-billing, pin-point energy savings, optimize equipment efficiency and utilization, and perform a high level assessment of the power quality in an electrical network. | Type of meter | Electronic
| 67 | Electrical Distribution (LV) | Power Meter | Energy Meter | POWER METER PM5100 W/O MODBUS 33 ALARMS FLUSH MOUNT | 2162530 | METSEPM5100 | SCHNEIDER ELECTRIC | 21000 | https://pim-kvc.soneparsea.com:3443/PictureServer/default.aspx/schneiderelectric-metsepm5100_Image1.jpg?A3889C9397807479A2A1C7A8BAA5959DB4AAC6AABE9C93A8C2AEB772BF9CA4A7B5B5C17A8367609399B2B5ACB7685E9EC0AC | https://pim-kvc.soneparsea.com:3443/PictureServer/default.aspx/merlin-gerin-metsep5100.pdf?A3889C9397807479A2A1C1AAC4A399A27DACB9B7BBA55DA1B5B9C7AAC26C61648073C4A9B8 | POWER METER PM5100 W/O MODBUS 33 ALARMS FLUSH MOUNT | The PowerLogic PM5000 series power meters are the new benchmark in affordable, precision metering. It is the ideal fit for high-end cost management applications, providing the measurement capabilities needed to allocate energy usage, perform tenant metering and sub-billing, pin-point energy savings, optimize equipment efficiency and utilization, and perform a high level assessment of the power quality in an electrical network. | Nominal current (In) | 5A
| 67 | Electrical Distribution (LV) | Power Meter | Energy Meter | POWER METER PM5100 W/O MODBUS 33 ALARMS FLUSH MOUNT | 2162530 | METSEPM5100 | SCHNEIDER ELECTRIC | 21000 | https://pim-kvc.soneparsea.com:3443/PictureServer/default.aspx/schneiderelectric-metsepm5100_Image1.jpg?A3889C9397807479A2A1C7A8BAA5959DB4AAC6AABE9C93A8C2AEB772BF9CA4A7B5B5C17A8367609399B2B5ACB7685E9EC0AC | https://pim-kvc.soneparsea.com:3443/PictureServer/default.aspx/merlin-gerin-metsep5100.pdf?A3889C9397807479A2A1C1AAC4A399A27DACB9B7BBA55DA1B5B9C7AAC26C61648073C4A9B8 | POWER METER PM5100 W/O MODBUS 33 ALARMS FLUSH MOUNT | The PowerLogic PM5000 series power meters are the new benchmark in affordable, precision metering. It is the ideal fit for high-end cost management applications, providing the measurement capabilities needed to allocate energy usage, perform tenant metering and sub-billing, pin-point energy savings, optimize equipment efficiency and utilization, and perform a high level assessment of the power quality in an electrical network. | Max. current (Imax) | 8.5A
| 67 | Electrical Distribution (LV) | Power Meter | Energy Meter | POWER METER PM5100 W/O MODBUS 33 ALARMS FLUSH MOUNT | 2162530 | METSEPM5100 | SCHNEIDER ELECTRIC | 21000 | https://pim-kvc.soneparsea.com:3443/PictureServer/default.aspx/schneiderelectric-metsepm5100_Image1.jpg?A3889C9397807479A2A1C7A8BAA5959DB4AAC6AABE9C93A8C2AEB772BF9CA4A7B5B5C17A8367609399B2B5ACB7685E9EC0AC | https://pim-kvc.soneparsea.com:3443/PictureServer/default.aspx/merlin-gerin-metsep5100.pdf?A3889C9397807479A2A1C1AAC4A399A27DACB9B7BBA55DA1B5B9C7AAC26C61648073C4A9B8 | POWER METER PM5100 W/O MODBUS 33 ALARMS FLUSH MOUNT | The PowerLogic PM5000 series power meters are the new benchmark in affordable, precision metering. It is the ideal fit for high-end cost management applications, providing the measurement capabilities needed to allocate energy usage, perform tenant metering and sub-billing, pin-point energy savings, optimize equipment efficiency and utilization, and perform a high level assessment of the power quality in an electrical network. | Nominal voltage (Un) N-L | 20...400V
| 67 | Electrical Distribution (LV) | Power Meter | Energy Meter | POWER METER PM5100 W/O MODBUS 33 ALARMS FLUSH MOUNT | 2162530 | METSEPM5100 | SCHNEIDER ELECTRIC | 21000 | https://pim-kvc.soneparsea.com:3443/PictureServer/default.aspx/schneiderelectric-metsepm5100_Image1.jpg?A3889C9397807479A2A1C7A8BAA5959DB4AAC6AABE9C93A8C2AEB772BF9CA4A7B5B5C17A8367609399B2B5ACB7685E9EC0AC | https://pim-kvc.soneparsea.com:3443/PictureServer/default.aspx/merlin-gerin-metsep5100.pdf?A3889C9397807479A2A1C1AAC4A399A27DACB9B7BBA55DA1B5B9C7AAC26C61648073C4A9B8 | POWER METER PM5100 W/O MODBUS 33 ALARMS FLUSH MOUNT | The PowerLogic PM5000 series power meters are the new benchmark in affordable, precision metering. It is the ideal fit for high-end cost management applications, providing the measurement capabilities needed to allocate energy usage, perform tenant metering and sub-billing, pin-point energy savings, optimize equipment efficiency and utilization, and perform a high level assessment of the power quality in an electrical network. | Nominal voltage (Un) L-L | 35...690V
| 67 | Electrical Distribution (LV) | Power Meter | Energy Meter | POWER METER PM5100 W/O MODBUS 33 ALARMS FLUSH MOUNT | 2162530 | METSEPM5100 | SCHNEIDER ELECTRIC | 21000 | https://pim-kvc.soneparsea.com:3443/PictureServer/default.aspx/schneiderelectric-metsepm5100_Image1.jpg?A3889C9397807479A2A1C7A8BAA5959DB4AAC6AABE9C93A8C2AEB772BF9CA4A7B5B5C17A8367609399B2B5ACB7685E9EC0AC | https://pim-kvc.soneparsea.com:3443/PictureServer/default.aspx/merlin-gerin-metsep5100.pdf?A3889C9397807479A2A1C1AAC4A399A27DACB9B7BBA55DA1B5B9C7AAC26C61648073C4A9B8 | POWER METER PM5100 W/O MODBUS 33 ALARMS FLUSH MOUNT | The PowerLogic PM5000 series power meters are the new benchmark in affordable, precision metering. It is the ideal fit for high-end cost management applications, providing the measurement capabilities needed to allocate energy usage, perform tenant metering and sub-billing, pin-point energy savings, optimize equipment efficiency and utilization, and perform a high level assessment of the power quality in an electrical network. | Frequency | 45...65Hz
| 67 | Electrical Distribution (LV) | Power Meter | Energy Meter | POWER METER PM5100 W/O MODBUS 33 ALARMS FLUSH MOUNT | 2162530 | METSEPM5100 | SCHNEIDER ELECTRIC | 21000 | https://pim-kvc.soneparsea.com:3443/PictureServer/default.aspx/schneiderelectric-metsepm5100_Image1.jpg?A3889C9397807479A2A1C7A8BAA5959DB4AAC6AABE9C93A8C2AEB772BF9CA4A7B5B5C17A8367609399B2B5ACB7685E9EC0AC | https://pim-kvc.soneparsea.com:3443/PictureServer/default.aspx/merlin-gerin-metsep5100.pdf?A3889C9397807479A2A1C1AAC4A399A27DACB9B7BBA55DA1B5B9C7AAC26C61648073C4A9B8 | POWER METER PM5100 W/O MODBUS 33 ALARMS FLUSH MOUNT | The PowerLogic PM5000 series power meters are the new benchmark in affordable, precision metering. It is the ideal fit for high-end cost management applications, providing the measurement capabilities needed to allocate energy usage, perform tenant metering and sub-billing, pin-point energy savings, optimize equipment efficiency and utilization, and perform a high level assessment of the power quality in an electrical network. | Accuracy class | C
| 67 | Electrical Distribution (LV) | Power Meter | Energy Meter | POWER METER PM5100 W/O MODBUS 33 ALARMS FLUSH MOUNT | 2162530 | METSEPM5100 | SCHNEIDER ELECTRIC | 21000 | https://pim-kvc.soneparsea.com:3443/PictureServer/default.aspx/schneiderelectric-metsepm5100_Image1.jpg?A3889C9397807479A2A1C7A8BAA5959DB4AAC6AABE9C93A8C2AEB772BF9CA4A7B5B5C17A8367609399B2B5ACB7685E9EC0AC | https://pim-kvc.soneparsea.com:3443/PictureServer/default.aspx/merlin-gerin-metsep5100.pdf?A3889C9397807479A2A1C1AAC4A399A27DACB9B7BBA55DA1B5B9C7AAC26C61648073C4A9B8 | POWER METER PM5100 W/O MODBUS 33 ALARMS FLUSH MOUNT | The PowerLogic PM5000 series power meters are the new benchmark in affordable, precision metering. It is the ideal fit for high-end cost management applications, providing the measurement capabilities needed to allocate energy usage, perform tenant metering and sub-billing, pin-point energy savings, optimize equipment efficiency and utilization, and perform a high level assessment of the power quality in an electrical network. | Pole type | Three conductor
| 67 | Electrical Distribution (LV) | Power Meter | Energy Meter | POWER METER PM5100 W/O MODBUS 33 ALARMS FLUSH MOUNT | 2162530 | METSEPM5100 | SCHNEIDER ELECTRIC | 21000 | https://pim-kvc.soneparsea.com:3443/PictureServer/default.aspx/schneiderelectric-metsepm5100_Image1.jpg?A3889C9397807479A2A1C7A8BAA5959DB4AAC6AABE9C93A8C2AEB772BF9CA4A7B5B5C17A8367609399B2B5ACB7685E9EC0AC | https://pim-kvc.soneparsea.com:3443/PictureServer/default.aspx/merlin-gerin-metsep5100.pdf?A3889C9397807479A2A1C1AAC4A399A27DACB9B7BBA55DA1B5B9C7AAC26C61648073C4A9B8 | POWER METER PM5100 W/O MODBUS 33 ALARMS FLUSH MOUNT | The PowerLogic PM5000 series power meters are the new benchmark in affordable, precision metering. It is the ideal fit for high-end cost management applications, providing the measurement capabilities needed to allocate energy usage, perform tenant metering and sub-billing, pin-point energy savings, optimize equipment efficiency and utilization, and perform a high level assessment of the power quality in an electrical network. | Model | Measurement transformer
| 67 | Electrical Distribution (LV) | Power Meter | Energy Meter | POWER METER PM5100 W/O MODBUS 33 ALARMS FLUSH MOUNT | 2162530 | METSEPM5100 | SCHNEIDER ELECTRIC | 21000 | https://pim-kvc.soneparsea.com:3443/PictureServer/default.aspx/schneiderelectric-metsepm5100_Image1.jpg?A3889C9397807479A2A1C7A8BAA5959DB4AAC6AABE9C93A8C2AEB772BF9CA4A7B5B5C17A8367609399B2B5ACB7685E9EC0AC | https://pim-kvc.soneparsea.com:3443/PictureServer/default.aspx/merlin-gerin-metsep5100.pdf?A3889C9397807479A2A1C1AAC4A399A27DACB9B7BBA55DA1B5B9C7AAC26C61648073C4A9B8 | POWER METER PM5100 W/O MODBUS 33 ALARMS FLUSH MOUNT | The PowerLogic PM5000 series power meters are the new benchmark in affordable, precision metering. It is the ideal fit for high-end cost management applications, providing the measurement capabilities needed to allocate energy usage, perform tenant metering and sub-billing, pin-point energy savings, optimize equipment efficiency and utilization, and perform a high level assessment of the power quality in an electrical network. | Energy type | Effective power and blind power
| 67 | Electrical Distribution (LV) | Power Meter | Energy Meter | POWER METER PM5100 W/O MODBUS 33 ALARMS FLUSH MOUNT | 2162530 | METSEPM5100 | SCHNEIDER ELECTRIC | 21000 | https://pim-kvc.soneparsea.com:3443/PictureServer/default.aspx/schneiderelectric-metsepm5100_Image1.jpg?A3889C9397807479A2A1C7A8BAA5959DB4AAC6AABE9C93A8C2AEB772BF9CA4A7B5B5C17A8367609399B2B5ACB7685E9EC0AC | https://pim-kvc.soneparsea.com:3443/PictureServer/default.aspx/merlin-gerin-metsep5100.pdf?A3889C9397807479A2A1C1AAC4A399A27DACB9B7BBA55DA1B5B9C7AAC26C61648073C4A9B8 | POWER METER PM5100 W/O MODBUS 33 ALARMS FLUSH MOUNT | The PowerLogic PM5000 series power meters are the new benchmark in affordable, precision metering. It is the ideal fit for high-end cost management applications, providing the measurement capabilities needed to allocate energy usage, perform tenant metering and sub-billing, pin-point energy savings, optimize equipment efficiency and utilization, and perform a high level assessment of the power quality in an electrical network. | Suitable for | Purchase
| 67 | Electrical Distribution (LV) | Power Meter | Energy Meter | POWER METER PM5100 W/O MODBUS 33 ALARMS FLUSH MOUNT | 2162530 | METSEPM5100 | SCHNEIDER ELECTRIC | 21000 | https://pim-kvc.soneparsea.com:3443/PictureServer/default.aspx/schneiderelectric-metsepm5100_Image1.jpg?A3889C9397807479A2A1C7A8BAA5959DB4AAC6AABE9C93A8C2AEB772BF9CA4A7B5B5C17A8367609399B2B5ACB7685E9EC0AC | https://pim-kvc.soneparsea.com:3443/PictureServer/default.aspx/merlin-gerin-metsep5100.pdf?A3889C9397807479A2A1C1AAC4A399A27DACB9B7BBA55DA1B5B9C7AAC26C61648073C4A9B8 | POWER METER PM5100 W/O MODBUS 33 ALARMS FLUSH MOUNT | The PowerLogic PM5000 series power meters are the new benchmark in affordable, precision metering. It is the ideal fit for high-end cost management applications, providing the measurement capabilities needed to allocate energy usage, perform tenant metering and sub-billing, pin-point energy savings, optimize equipment efficiency and utilization, and perform a high level assessment of the power quality in an electrical network. | Tariff type | One-tariff
| 67 | Electrical Distribution (LV) | Power Meter | Energy Meter | POWER METER PM5100 W/O MODBUS 33 ALARMS FLUSH MOUNT | 2162530 | METSEPM5100 | SCHNEIDER ELECTRIC | 21000 | https://pim-kvc.soneparsea.com:3443/PictureServer/default.aspx/schneiderelectric-metsepm5100_Image1.jpg?A3889C9397807479A2A1C7A8BAA5959DB4AAC6AABE9C93A8C2AEB772BF9CA4A7B5B5C17A8367609399B2B5ACB7685E9EC0AC | https://pim-kvc.soneparsea.com:3443/PictureServer/default.aspx/merlin-gerin-metsep5100.pdf?A3889C9397807479A2A1C1AAC4A399A27DACB9B7BBA55DA1B5B9C7AAC26C61648073C4A9B8 | POWER METER PM5100 W/O MODBUS 33 ALARMS FLUSH MOUNT | The PowerLogic PM5000 series power meters are the new benchmark in affordable, precision metering. It is the ideal fit for high-end cost management applications, providing the measurement capabilities needed to allocate energy usage, perform tenant metering and sub-billing, pin-point energy savings, optimize equipment efficiency and utilization, and perform a high level assessment of the power quality in an electrical network. | Measurement type load profile | yes
| 67 | Electrical Distribution (LV) | Power Meter | Energy Meter | POWER METER PM5100 W/O MODBUS 33 ALARMS FLUSH MOUNT | 2162530 | METSEPM5100 | SCHNEIDER ELECTRIC | 21000 | https://pim-kvc.soneparsea.com:3443/PictureServer/default.aspx/schneiderelectric-metsepm5100_Image1.jpg?A3889C9397807479A2A1C7A8BAA5959DB4AAC6AABE9C93A8C2AEB772BF9CA4A7B5B5C17A8367609399B2B5ACB7685E9EC0AC | https://pim-kvc.soneparsea.com:3443/PictureServer/default.aspx/merlin-gerin-metsep5100.pdf?A3889C9397807479A2A1C1AAC4A399A27DACB9B7BBA55DA1B5B9C7AAC26C61648073C4A9B8 | POWER METER PM5100 W/O MODBUS 33 ALARMS FLUSH MOUNT | The PowerLogic PM5000 series power meters are the new benchmark in affordable, precision metering. It is the ideal fit for high-end cost management applications, providing the measurement capabilities needed to allocate energy usage, perform tenant metering and sub-billing, pin-point energy savings, optimize equipment efficiency and utilization, and perform a high level assessment of the power quality in an electrical network. | Escapement mechanism | no
| 67 | Electrical Distribution (LV) | Power Meter | Energy Meter | POWER METER PM5100 W/O MODBUS 33 ALARMS FLUSH MOUNT | 2162530 | METSEPM5100 | SCHNEIDER ELECTRIC | 21000 | https://pim-kvc.soneparsea.com:3443/PictureServer/default.aspx/schneiderelectric-metsepm5100_Image1.jpg?A3889C9397807479A2A1C7A8BAA5959DB4AAC6AABE9C93A8C2AEB772BF9CA4A7B5B5C17A8367609399B2B5ACB7685E9EC0AC | https://pim-kvc.soneparsea.com:3443/PictureServer/default.aspx/merlin-gerin-metsep5100.pdf?A3889C9397807479A2A1C1AAC4A399A27DACB9B7BBA55DA1B5B9C7AAC26C61648073C4A9B8 | POWER METER PM5100 W/O MODBUS 33 ALARMS FLUSH MOUNT | The PowerLogic PM5000 series power meters are the new benchmark in affordable, precision metering. It is the ideal fit for high-end cost management applications, providing the measurement capabilities needed to allocate energy usage, perform tenant metering and sub-billing, pin-point energy savings, optimize equipment efficiency and utilization, and perform a high level assessment of the power quality in an electrical network. | Calibrated | no
| 67 | Electrical Distribution (LV) | Power Meter | Energy Meter | POWER METER PM5100 W/O MODBUS 33 ALARMS FLUSH MOUNT | 2162530 | METSEPM5100 | SCHNEIDER ELECTRIC | 21000 | https://pim-kvc.soneparsea.com:3443/PictureServer/default.aspx/schneiderelectric-metsepm5100_Image1.jpg?A3889C9397807479A2A1C7A8BAA5959DB4AAC6AABE9C93A8C2AEB772BF9CA4A7B5B5C17A8367609399B2B5ACB7685E9EC0AC | https://pim-kvc.soneparsea.com:3443/PictureServer/default.aspx/merlin-gerin-metsep5100.pdf?A3889C9397807479A2A1C1AAC4A399A27DACB9B7BBA55DA1B5B9C7AAC26C61648073C4A9B8 | POWER METER PM5100 W/O MODBUS 33 ALARMS FLUSH MOUNT | The PowerLogic PM5000 series power meters are the new benchmark in affordable, precision metering. It is the ideal fit for high-end cost management applications, providing the measurement capabilities needed to allocate energy usage, perform tenant metering and sub-billing, pin-point energy savings, optimize equipment efficiency and utilization, and perform a high level assessment of the power quality in an electrical network. | Approval | Domestic
| 67 | Electrical Distribution (LV) | Power Meter | Energy Meter | POWER METER PM5100 W/O MODBUS 33 ALARMS FLUSH MOUNT | 2162530 | METSEPM5100 | SCHNEIDER ELECTRIC | 21000 | https://pim-kvc.soneparsea.com:3443/PictureServer/default.aspx/schneiderelectric-metsepm5100_Image1.jpg?A3889C9397807479A2A1C7A8BAA5959DB4AAC6AABE9C93A8C2AEB772BF9CA4A7B5B5C17A8367609399B2B5ACB7685E9EC0AC | https://pim-kvc.soneparsea.com:3443/PictureServer/default.aspx/merlin-gerin-metsep5100.pdf?A3889C9397807479A2A1C1AAC4A399A27DACB9B7BBA55DA1B5B9C7AAC26C61648073C4A9B8 | POWER METER PM5100 W/O MODBUS 33 ALARMS FLUSH MOUNT | The PowerLogic PM5000 series power meters are the new benchmark in affordable, precision metering. It is the ideal fit for high-end cost management applications, providing the measurement capabilities needed to allocate energy usage, perform tenant metering and sub-billing, pin-point energy savings, optimize equipment efficiency and utilization, and perform a high level assessment of the power quality in an electrical network. | Pulse output | Electrical
| 67 | Electrical Distribution (LV) | Power Meter | Energy Meter | POWER METER PM5100 W/O MODBUS 33 ALARMS FLUSH MOUNT | 2162530 | METSEPM5100 | SCHNEIDER ELECTRIC | 21000 | https://pim-kvc.soneparsea.com:3443/PictureServer/default.aspx/schneiderelectric-metsepm5100_Image1.jpg?A3889C9397807479A2A1C7A8BAA5959DB4AAC6AABE9C93A8C2AEB772BF9CA4A7B5B5C17A8367609399B2B5ACB7685E9EC0AC | https://pim-kvc.soneparsea.com:3443/PictureServer/default.aspx/merlin-gerin-metsep5100.pdf?A3889C9397807479A2A1C1AAC4A399A27DACB9B7BBA55DA1B5B9C7AAC26C61648073C4A9B8 | POWER METER PM5100 W/O MODBUS 33 ALARMS FLUSH MOUNT | The PowerLogic PM5000 series power meters are the new benchmark in affordable, precision metering. It is the ideal fit for high-end cost management applications, providing the measurement capabilities needed to allocate energy usage, perform tenant metering and sub-billing, pin-point energy savings, optimize equipment efficiency and utilization, and perform a high level assessment of the power quality in an electrical network. | Pulse type | S0
| 67 | Electrical Distribution (LV) | Power Meter | Energy Meter | POWER METER PM5100 W/O MODBUS 33 ALARMS FLUSH MOUNT | 2162530 | METSEPM5100 | SCHNEIDER ELECTRIC | 21000 | https://pim-kvc.soneparsea.com:3443/PictureServer/default.aspx/schneiderelectric-metsepm5100_Image1.jpg?A3889C9397807479A2A1C7A8BAA5959DB4AAC6AABE9C93A8C2AEB772BF9CA4A7B5B5C17A8367609399B2B5ACB7685E9EC0AC | https://pim-kvc.soneparsea.com:3443/PictureServer/default.aspx/merlin-gerin-metsep5100.pdf?A3889C9397807479A2A1C1AAC4A399A27DACB9B7BBA55DA1B5B9C7AAC26C61648073C4A9B8 | POWER METER PM5100 W/O MODBUS 33 ALARMS FLUSH MOUNT | The PowerLogic PM5000 series power meters are the new benchmark in affordable, precision metering. It is the ideal fit for high-end cost management applications, providing the measurement capabilities needed to allocate energy usage, perform tenant metering and sub-billing, pin-point energy savings, optimize equipment efficiency and utilization, and perform a high level assessment of the power quality in an electrical network. | Pulse rate | 1...9999999Imp/kWh (kvarh)
| 67 | Electrical Distribution (LV) | Power Meter | Energy Meter | POWER METER PM5100 W/O MODBUS 33 ALARMS FLUSH MOUNT | 2162530 | METSEPM5100 | SCHNEIDER ELECTRIC | 21000 | https://pim-kvc.soneparsea.com:3443/PictureServer/default.aspx/schneiderelectric-metsepm5100_Image1.jpg?A3889C9397807479A2A1C7A8BAA5959DB4AAC6AABE9C93A8C2AEB772BF9CA4A7B5B5C17A8367609399B2B5ACB7685E9EC0AC | https://pim-kvc.soneparsea.com:3443/PictureServer/default.aspx/merlin-gerin-metsep5100.pdf?A3889C9397807479A2A1C1AAC4A399A27DACB9B7BBA55DA1B5B9C7AAC26C61648073C4A9B8 | POWER METER PM5100 W/O MODBUS 33 ALARMS FLUSH MOUNT | The PowerLogic PM5000 series power meters are the new benchmark in affordable, precision metering. It is the ideal fit for high-end cost management applications, providing the measurement capabilities needed to allocate energy usage, perform tenant metering and sub-billing, pin-point energy savings, optimize equipment efficiency and utilization, and perform a high level assessment of the power quality in an electrical network. | Type of indication | Digital
| 67 | Electrical Distribution (LV) | Power Meter | Energy Meter | POWER METER PM5100 W/O MODBUS 33 ALARMS FLUSH MOUNT | 2162530 | METSEPM5100 | SCHNEIDER ELECTRIC | 21000 | https://pim-kvc.soneparsea.com:3443/PictureServer/default.aspx/schneiderelectric-metsepm5100_Image1.jpg?A3889C9397807479A2A1C7A8BAA5959DB4AAC6AABE9C93A8C2AEB772BF9CA4A7B5B5C17A8367609399B2B5ACB7685E9EC0AC | https://pim-kvc.soneparsea.com:3443/PictureServer/default.aspx/merlin-gerin-metsep5100.pdf?A3889C9397807479A2A1C1AAC4A399A27DACB9B7BBA55DA1B5B9C7AAC26C61648073C4A9B8 | POWER METER PM5100 W/O MODBUS 33 ALARMS FLUSH MOUNT | The PowerLogic PM5000 series power meters are the new benchmark in affordable, precision metering. It is the ideal fit for high-end cost management applications, providing the measurement capabilities needed to allocate energy usage, perform tenant metering and sub-billing, pin-point energy savings, optimize equipment efficiency and utilization, and perform a high level assessment of the power quality in an electrical network. | Type of meter | Electronic
| 67 | Electrical Distribution (LV) | Power Meter | Energy Meter | POWER METER PM5100 W/O MODBUS 33 ALARMS FLUSH MOUNT | 2162530 | METSEPM5100 | SCHNEIDER ELECTRIC | 21000 | https://pim-kvc.soneparsea.com:3443/PictureServer/default.aspx/schneiderelectric-metsepm5100_Image1.jpg?A3889C9397807479A2A1C7A8BAA5959DB4AAC6AABE9C93A8C2AEB772BF9CA4A7B5B5C17A8367609399B2B5ACB7685E9EC0AC | https://pim-kvc.soneparsea.com:3443/PictureServer/default.aspx/merlin-gerin-metsep5100.pdf?A3889C9397807479A2A1C1AAC4A399A27DACB9B7BBA55DA1B5B9C7AAC26C61648073C4A9B8 | POWER METER PM5100 W/O MODBUS 33 ALARMS FLUSH MOUNT | The PowerLogic PM5000 series power meters are the new benchmark in affordable, precision metering. It is the ideal fit for high-end cost management applications, providing the measurement capabilities needed to allocate energy usage, perform tenant metering and sub-billing, pin-point energy savings, optimize equipment efficiency and utilization, and perform a high level assessment of the power quality in an electrical network. | Nominal current (In) | 5A
| 67 | Electrical Distribution (LV) | Power Meter | Energy Meter | POWER METER PM5100 W/O MODBUS 33 ALARMS FLUSH MOUNT | 2162530 | METSEPM5100 | SCHNEIDER ELECTRIC | 21000 | https://pim-kvc.soneparsea.com:3443/PictureServer/default.aspx/schneiderelectric-metsepm5100_Image1.jpg?A3889C9397807479A2A1C7A8BAA5959DB4AAC6AABE9C93A8C2AEB772BF9CA4A7B5B5C17A8367609399B2B5ACB7685E9EC0AC | https://pim-kvc.soneparsea.com:3443/PictureServer/default.aspx/merlin-gerin-metsep5100.pdf?A3889C9397807479A2A1C1AAC4A399A27DACB9B7BBA55DA1B5B9C7AAC26C61648073C4A9B8 | POWER METER PM5100 W/O MODBUS 33 ALARMS FLUSH MOUNT | The PowerLogic PM5000 series power meters are the new benchmark in affordable, precision metering. It is the ideal fit for high-end cost management applications, providing the measurement capabilities needed to allocate energy usage, perform tenant metering and sub-billing, pin-point energy savings, optimize equipment efficiency and utilization, and perform a high level assessment of the power quality in an electrical network. | Max. current (Imax) | 8.5A
| 67 | Electrical Distribution (LV) | Power Meter | Energy Meter | POWER METER PM5100 W/O MODBUS 33 ALARMS FLUSH MOUNT | 2162530 | METSEPM5100 | SCHNEIDER ELECTRIC | 21000 | https://pim-kvc.soneparsea.com:3443/PictureServer/default.aspx/schneiderelectric-metsepm5100_Image1.jpg?A3889C9397807479A2A1C7A8BAA5959DB4AAC6AABE9C93A8C2AEB772BF9CA4A7B5B5C17A8367609399B2B5ACB7685E9EC0AC | https://pim-kvc.soneparsea.com:3443/PictureServer/default.aspx/merlin-gerin-metsep5100.pdf?A3889C9397807479A2A1C1AAC4A399A27DACB9B7BBA55DA1B5B9C7AAC26C61648073C4A9B8 | POWER METER PM5100 W/O MODBUS 33 ALARMS FLUSH MOUNT | The PowerLogic PM5000 series power meters are the new benchmark in affordable, precision metering. It is the ideal fit for high-end cost management applications, providing the measurement capabilities needed to allocate energy usage, perform tenant metering and sub-billing, pin-point energy savings, optimize equipment efficiency and utilization, and perform a high level assessment of the power quality in an electrical network. | Nominal voltage (Un) N-L | 20...400V
| 67 | Electrical Distribution (LV) | Power Meter | Energy Meter | POWER METER PM5100 W/O MODBUS 33 ALARMS FLUSH MOUNT | 2162530 | METSEPM5100 | SCHNEIDER ELECTRIC | 21000 | https://pim-kvc.soneparsea.com:3443/PictureServer/default.aspx/schneiderelectric-metsepm5100_Image1.jpg?A3889C9397807479A2A1C7A8BAA5959DB4AAC6AABE9C93A8C2AEB772BF9CA4A7B5B5C17A8367609399B2B5ACB7685E9EC0AC | https://pim-kvc.soneparsea.com:3443/PictureServer/default.aspx/merlin-gerin-metsep5100.pdf?A3889C9397807479A2A1C1AAC4A399A27DACB9B7BBA55DA1B5B9C7AAC26C61648073C4A9B8 | POWER METER PM5100 W/O MODBUS 33 ALARMS FLUSH MOUNT | The PowerLogic PM5000 series power meters are the new benchmark in affordable, precision metering. It is the ideal fit for high-end cost management applications, providing the measurement capabilities needed to allocate energy usage, perform tenant metering and sub-billing, pin-point energy savings, optimize equipment efficiency and utilization, and perform a high level assessment of the power quality in an electrical network. | Nominal voltage (Un) L-L | 35...690V
| 67 | Electrical Distribution (LV) | Power Meter | Energy Meter | POWER METER PM5100 W/O MODBUS 33 ALARMS FLUSH MOUNT | 2162530 | METSEPM5100 | SCHNEIDER ELECTRIC | 21000 | https://pim-kvc.soneparsea.com:3443/PictureServer/default.aspx/schneiderelectric-metsepm5100_Image1.jpg?A3889C9397807479A2A1C7A8BAA5959DB4AAC6AABE9C93A8C2AEB772BF9CA4A7B5B5C17A8367609399B2B5ACB7685E9EC0AC | https://pim-kvc.soneparsea.com:3443/PictureServer/default.aspx/merlin-gerin-metsep5100.pdf?A3889C9397807479A2A1C1AAC4A399A27DACB9B7BBA55DA1B5B9C7AAC26C61648073C4A9B8 | POWER METER PM5100 W/O MODBUS 33 ALARMS FLUSH MOUNT | The PowerLogic PM5000 series power meters are the new benchmark in affordable, precision metering. It is the ideal fit for high-end cost management applications, providing the measurement capabilities needed to allocate energy usage, perform tenant metering and sub-billing, pin-point energy savings, optimize equipment efficiency and utilization, and perform a high level assessment of the power quality in an electrical network. | Frequency | 45...65Hz
| 67 | Electrical Distribution (LV) | Power Meter | Energy Meter | POWER METER PM5100 W/O MODBUS 33 ALARMS FLUSH MOUNT | 2162530 | METSEPM5100 | SCHNEIDER ELECTRIC | 21000 | https://pim-kvc.soneparsea.com:3443/PictureServer/default.aspx/schneiderelectric-metsepm5100_Image1.jpg?A3889C9397807479A2A1C7A8BAA5959DB4AAC6AABE9C93A8C2AEB772BF9CA4A7B5B5C17A8367609399B2B5ACB7685E9EC0AC | https://pim-kvc.soneparsea.com:3443/PictureServer/default.aspx/merlin-gerin-metsep5100.pdf?A3889C9397807479A2A1C1AAC4A399A27DACB9B7BBA55DA1B5B9C7AAC26C61648073C4A9B8 | POWER METER PM5100 W/O MODBUS 33 ALARMS FLUSH MOUNT | The PowerLogic PM5000 series power meters are the new benchmark in affordable, precision metering. It is the ideal fit for high-end cost management applications, providing the measurement capabilities needed to allocate energy usage, perform tenant metering and sub-billing, pin-point energy savings, optimize equipment efficiency and utilization, and perform a high level assessment of the power quality in an electrical network. | Accuracy class | C
| 67 | Electrical Distribution (LV) | Power Meter | Energy Meter | POWER METER PM5100 W/O MODBUS 33 ALARMS FLUSH MOUNT | 2162530 | METSEPM5100 | SCHNEIDER ELECTRIC | 21000 | https://pim-kvc.soneparsea.com:3443/PictureServer/default.aspx/schneiderelectric-metsepm5100_Image1.jpg?A3889C9397807479A2A1C7A8BAA5959DB4AAC6AABE9C93A8C2AEB772BF9CA4A7B5B5C17A8367609399B2B5ACB7685E9EC0AC | https://pim-kvc.soneparsea.com:3443/PictureServer/default.aspx/merlin-gerin-metsep5100.pdf?A3889C9397807479A2A1C1AAC4A399A27DACB9B7BBA55DA1B5B9C7AAC26C61648073C4A9B8 | POWER METER PM5100 W/O MODBUS 33 ALARMS FLUSH MOUNT | The PowerLogic PM5000 series power meters are the new benchmark in affordable, precision metering. It is the ideal fit for high-end cost management applications, providing the measurement capabilities needed to allocate energy usage, perform tenant metering and sub-billing, pin-point energy savings, optimize equipment efficiency and utilization, and perform a high level assessment of the power quality in an electrical network. | Pole type | Three conductor
| 67 | Electrical Distribution (LV) | Power Meter | Energy Meter | POWER METER PM5100 W/O MODBUS 33 ALARMS FLUSH MOUNT | 2162530 | METSEPM5100 | SCHNEIDER ELECTRIC | 21000 | https://pim-kvc.soneparsea.com:3443/PictureServer/default.aspx/schneiderelectric-metsepm5100_Image1.jpg?A3889C9397807479A2A1C7A8BAA5959DB4AAC6AABE9C93A8C2AEB772BF9CA4A7B5B5C17A8367609399B2B5ACB7685E9EC0AC | https://pim-kvc.soneparsea.com:3443/PictureServer/default.aspx/merlin-gerin-metsep5100.pdf?A3889C9397807479A2A1C1AAC4A399A27DACB9B7BBA55DA1B5B9C7AAC26C61648073C4A9B8 | POWER METER PM5100 W/O MODBUS 33 ALARMS FLUSH MOUNT | The PowerLogic PM5000 series power meters are the new benchmark in affordable, precision metering. It is the ideal fit for high-end cost management applications, providing the measurement capabilities needed to allocate energy usage, perform tenant metering and sub-billing, pin-point energy savings, optimize equipment efficiency and utilization, and perform a high level assessment of the power quality in an electrical network. | Model | Measurement transformer
| 67 | Electrical Distribution (LV) | Power Meter | Energy Meter | POWER METER PM5100 W/O MODBUS 33 ALARMS FLUSH MOUNT | 2162530 | METSEPM5100 | SCHNEIDER ELECTRIC | 21000 | https://pim-kvc.soneparsea.com:3443/PictureServer/default.aspx/schneiderelectric-metsepm5100_Image1.jpg?A3889C9397807479A2A1C7A8BAA5959DB4AAC6AABE9C93A8C2AEB772BF9CA4A7B5B5C17A8367609399B2B5ACB7685E9EC0AC | https://pim-kvc.soneparsea.com:3443/PictureServer/default.aspx/merlin-gerin-metsep5100.pdf?A3889C9397807479A2A1C1AAC4A399A27DACB9B7BBA55DA1B5B9C7AAC26C61648073C4A9B8 | POWER METER PM5100 W/O MODBUS 33 ALARMS FLUSH MOUNT | The PowerLogic PM5000 series power meters are the new benchmark in affordable, precision metering. It is the ideal fit for high-end cost management applications, providing the measurement capabilities needed to allocate energy usage, perform tenant metering and sub-billing, pin-point energy savings, optimize equipment efficiency and utilization, and perform a high level assessment of the power quality in an electrical network. | Energy type | Effective power and blind power
| 67 | Electrical Distribution (LV) | Power Meter | Energy Meter | POWER METER PM5100 W/O MODBUS 33 ALARMS FLUSH MOUNT | 2162530 | METSEPM5100 | SCHNEIDER ELECTRIC | 21000 | https://pim-kvc.soneparsea.com:3443/PictureServer/default.aspx/schneiderelectric-metsepm5100_Image1.jpg?A3889C9397807479A2A1C7A8BAA5959DB4AAC6AABE9C93A8C2AEB772BF9CA4A7B5B5C17A8367609399B2B5ACB7685E9EC0AC | https://pim-kvc.soneparsea.com:3443/PictureServer/default.aspx/merlin-gerin-metsep5100.pdf?A3889C9397807479A2A1C1AAC4A399A27DACB9B7BBA55DA1B5B9C7AAC26C61648073C4A9B8 | POWER METER PM5100 W/O MODBUS 33 ALARMS FLUSH MOUNT | The PowerLogic PM5000 series power meters are the new benchmark in affordable, precision metering. It is the ideal fit for high-end cost management applications, providing the measurement capabilities needed to allocate energy usage, perform tenant metering and sub-billing, pin-point energy savings, optimize equipment efficiency and utilization, and perform a high level assessment of the power quality in an electrical network. | Suitable for | Purchase
| 67 | Electrical Distribution (LV) | Power Meter | Energy Meter | POWER METER PM5100 W/O MODBUS 33 ALARMS FLUSH MOUNT | 2162530 | METSEPM5100 | SCHNEIDER ELECTRIC | 21000 | https://pim-kvc.soneparsea.com:3443/PictureServer/default.aspx/schneiderelectric-metsepm5100_Image1.jpg?A3889C9397807479A2A1C7A8BAA5959DB4AAC6AABE9C93A8C2AEB772BF9CA4A7B5B5C17A8367609399B2B5ACB7685E9EC0AC | https://pim-kvc.soneparsea.com:3443/PictureServer/default.aspx/merlin-gerin-metsep5100.pdf?A3889C9397807479A2A1C1AAC4A399A27DACB9B7BBA55DA1B5B9C7AAC26C61648073C4A9B8 | POWER METER PM5100 W/O MODBUS 33 ALARMS FLUSH MOUNT | The PowerLogic PM5000 series power meters are the new benchmark in affordable, precision metering. It is the ideal fit for high-end cost management applications, providing the measurement capabilities needed to allocate energy usage, perform tenant metering and sub-billing, pin-point energy savings, optimize equipment efficiency and utilization, and perform a high level assessment of the power quality in an electrical network. | Tariff type | One-tariff
| 67 | Electrical Distribution (LV) | Power Meter | Energy Meter | POWER METER PM5100 W/O MODBUS 33 ALARMS FLUSH MOUNT | 2162530 | METSEPM5100 | SCHNEIDER ELECTRIC | 21000 | https://pim-kvc.soneparsea.com:3443/PictureServer/default.aspx/schneiderelectric-metsepm5100_Image1.jpg?A3889C9397807479A2A1C7A8BAA5959DB4AAC6AABE9C93A8C2AEB772BF9CA4A7B5B5C17A8367609399B2B5ACB7685E9EC0AC | https://pim-kvc.soneparsea.com:3443/PictureServer/default.aspx/merlin-gerin-metsep5100.pdf?A3889C9397807479A2A1C1AAC4A399A27DACB9B7BBA55DA1B5B9C7AAC26C61648073C4A9B8 | POWER METER PM5100 W/O MODBUS 33 ALARMS FLUSH MOUNT | The PowerLogic PM5000 series power meters are the new benchmark in affordable, precision metering. It is the ideal fit for high-end cost management applications, providing the measurement capabilities needed to allocate energy usage, perform tenant metering and sub-billing, pin-point energy savings, optimize equipment efficiency and utilization, and perform a high level assessment of the power quality in an electrical network. | Measurement type load profile | yes
| 67 | Electrical Distribution (LV) | Power Meter | Energy Meter | POWER METER PM5100 W/O MODBUS 33 ALARMS FLUSH MOUNT | 2162530 | METSEPM5100 | SCHNEIDER ELECTRIC | 21000 | https://pim-kvc.soneparsea.com:3443/PictureServer/default.aspx/schneiderelectric-metsepm5100_Image1.jpg?A3889C9397807479A2A1C7A8BAA5959DB4AAC6AABE9C93A8C2AEB772BF9CA4A7B5B5C17A8367609399B2B5ACB7685E9EC0AC | https://pim-kvc.soneparsea.com:3443/PictureServer/default.aspx/merlin-gerin-metsep5100.pdf?A3889C9397807479A2A1C1AAC4A399A27DACB9B7BBA55DA1B5B9C7AAC26C61648073C4A9B8 | POWER METER PM5100 W/O MODBUS 33 ALARMS FLUSH MOUNT | The PowerLogic PM5000 series power meters are the new benchmark in affordable, precision metering. It is the ideal fit for high-end cost management applications, providing the measurement capabilities needed to allocate energy usage, perform tenant metering and sub-billing, pin-point energy savings, optimize equipment efficiency and utilization, and perform a high level assessment of the power quality in an electrical network. | Escapement mechanism | no
| 67 | Electrical Distribution (LV) | Power Meter | Energy Meter | POWER METER PM5100 W/O MODBUS 33 ALARMS FLUSH MOUNT | 2162530 | METSEPM5100 | SCHNEIDER ELECTRIC | 21000 | https://pim-kvc.soneparsea.com:3443/PictureServer/default.aspx/schneiderelectric-metsepm5100_Image1.jpg?A3889C9397807479A2A1C7A8BAA5959DB4AAC6AABE9C93A8C2AEB772BF9CA4A7B5B5C17A8367609399B2B5ACB7685E9EC0AC | https://pim-kvc.soneparsea.com:3443/PictureServer/default.aspx/merlin-gerin-metsep5100.pdf?A3889C9397807479A2A1C1AAC4A399A27DACB9B7BBA55DA1B5B9C7AAC26C61648073C4A9B8 | POWER METER PM5100 W/O MODBUS 33 ALARMS FLUSH MOUNT | The PowerLogic PM5000 series power meters are the new benchmark in affordable, precision metering. It is the ideal fit for high-end cost management applications, providing the measurement capabilities needed to allocate energy usage, perform tenant metering and sub-billing, pin-point energy savings, optimize equipment efficiency and utilization, and perform a high level assessment of the power quality in an electrical network. | Calibrated | no
| 67 | Electrical Distribution (LV) | Power Meter | Energy Meter | POWER METER PM5100 W/O MODBUS 33 ALARMS FLUSH MOUNT | 2162530 | METSEPM5100 | SCHNEIDER ELECTRIC | 21000 | https://pim-kvc.soneparsea.com:3443/PictureServer/default.aspx/schneiderelectric-metsepm5100_Image1.jpg?A3889C9397807479A2A1C7A8BAA5959DB4AAC6AABE9C93A8C2AEB772BF9CA4A7B5B5C17A8367609399B2B5ACB7685E9EC0AC | https://pim-kvc.soneparsea.com:3443/PictureServer/default.aspx/merlin-gerin-metsep5100.pdf?A3889C9397807479A2A1C1AAC4A399A27DACB9B7BBA55DA1B5B9C7AAC26C61648073C4A9B8 | POWER METER PM5100 W/O MODBUS 33 ALARMS FLUSH MOUNT | The PowerLogic PM5000 series power meters are the new benchmark in affordable, precision metering. It is the ideal fit for high-end cost management applications, providing the measurement capabilities needed to allocate energy usage, perform tenant metering and sub-billing, pin-point energy savings, optimize equipment efficiency and utilization, and perform a high level assessment of the power quality in an electrical network. | Approval | Domestic
| 67 | Electrical Distribution (LV) | Power Meter | Energy Meter | POWER METER PM5100 W/O MODBUS 33 ALARMS FLUSH MOUNT | 2162530 | METSEPM5100 | SCHNEIDER ELECTRIC | 21000 | https://pim-kvc.soneparsea.com:3443/PictureServer/default.aspx/schneiderelectric-metsepm5100_Image1.jpg?A3889C9397807479A2A1C7A8BAA5959DB4AAC6AABE9C93A8C2AEB772BF9CA4A7B5B5C17A8367609399B2B5ACB7685E9EC0AC | https://pim-kvc.soneparsea.com:3443/PictureServer/default.aspx/merlin-gerin-metsep5100.pdf?A3889C9397807479A2A1C1AAC4A399A27DACB9B7BBA55DA1B5B9C7AAC26C61648073C4A9B8 | POWER METER PM5100 W/O MODBUS 33 ALARMS FLUSH MOUNT | The PowerLogic PM5000 series power meters are the new benchmark in affordable, precision metering. It is the ideal fit for high-end cost management applications, providing the measurement capabilities needed to allocate energy usage, perform tenant metering and sub-billing, pin-point energy savings, optimize equipment efficiency and utilization, and perform a high level assessment of the power quality in an electrical network. | Pulse output | Electrical
| 67 | Electrical Distribution (LV) | Power Meter | Energy Meter | POWER METER PM5100 W/O MODBUS 33 ALARMS FLUSH MOUNT | 2162530 | METSEPM5100 | SCHNEIDER ELECTRIC | 21000 | https://pim-kvc.soneparsea.com:3443/PictureServer/default.aspx/schneiderelectric-metsepm5100_Image1.jpg?A3889C9397807479A2A1C7A8BAA5959DB4AAC6AABE9C93A8C2AEB772BF9CA4A7B5B5C17A8367609399B2B5ACB7685E9EC0AC | https://pim-kvc.soneparsea.com:3443/PictureServer/default.aspx/merlin-gerin-metsep5100.pdf?A3889C9397807479A2A1C1AAC4A399A27DACB9B7BBA55DA1B5B9C7AAC26C61648073C4A9B8 | POWER METER PM5100 W/O MODBUS 33 ALARMS FLUSH MOUNT | The PowerLogic PM5000 series power meters are the new benchmark in affordable, precision metering. It is the ideal fit for high-end cost management applications, providing the measurement capabilities needed to allocate energy usage, perform tenant metering and sub-billing, pin-point energy savings, optimize equipment efficiency and utilization, and perform a high level assessment of the power quality in an electrical network. | Pulse type | S0
| 67 | Electrical Distribution (LV) | Power Meter | Energy Meter | POWER METER PM5100 W/O MODBUS 33 ALARMS FLUSH MOUNT | 2162530 | METSEPM5100 | SCHNEIDER ELECTRIC | 21000 | https://pim-kvc.soneparsea.com:3443/PictureServer/default.aspx/schneiderelectric-metsepm5100_Image1.jpg?A3889C9397807479A2A1C7A8BAA5959DB4AAC6AABE9C93A8C2AEB772BF9CA4A7B5B5C17A8367609399B2B5ACB7685E9EC0AC | https://pim-kvc.soneparsea.com:3443/PictureServer/default.aspx/merlin-gerin-metsep5100.pdf?A3889C9397807479A2A1C1AAC4A399A27DACB9B7BBA55DA1B5B9C7AAC26C61648073C4A9B8 | POWER METER PM5100 W/O MODBUS 33 ALARMS FLUSH MOUNT | The PowerLogic PM5000 series power meters are the new benchmark in affordable, precision metering. It is the ideal fit for high-end cost management applications, providing the measurement capabilities needed to allocate energy usage, perform tenant metering and sub-billing, pin-point energy savings, optimize equipment efficiency and utilization, and perform a high level assessment of the power quality in an electrical network. | Pulse rate | 1...9999999Imp/kWh (kvarh)
| 67 | Electrical Distribution (LV) | Power Meter | Energy Meter | POWER METER PM5100 W/O MODBUS 33 ALARMS FLUSH MOUNT | 2162530 | METSEPM5100 | SCHNEIDER ELECTRIC | 21000 | https://pim-kvc.soneparsea.com:3443/PictureServer/default.aspx/schneiderelectric-metsepm5100_Image1.jpg?A3889C9397807479A2A1C7A8BAA5959DB4AAC6AABE9C93A8C2AEB772BF9CA4A7B5B5C17A8367609399B2B5ACB7685E9EC0AC | https://pim-kvc.soneparsea.com:3443/PictureServer/default.aspx/merlin-gerin-metsep5100.pdf?A3889C9397807479A2A1C1AAC4A399A27DACB9B7BBA55DA1B5B9C7AAC26C61648073C4A9B8 | POWER METER PM5100 W/O MODBUS 33 ALARMS FLUSH MOUNT | The PowerLogic PM5000 series power meters are the new benchmark in affordable, precision metering. It is the ideal fit for high-end cost management applications, providing the measurement capabilities needed to allocate energy usage, perform tenant metering and sub-billing, pin-point energy savings, optimize equipment efficiency and utilization, and perform a high level assessment of the power quality in an electrical network. | Type of indication | Digital
| 67 | Electrical Distribution (LV) | Power Meter | Energy Meter | POWER METER PM5100 W/O MODBUS 33 ALARMS FLUSH MOUNT | 2162530 | METSEPM5100 | SCHNEIDER ELECTRIC | 21000 | https://pim-kvc.soneparsea.com:3443/PictureServer/default.aspx/schneiderelectric-metsepm5100_Image1.jpg?A3889C9397807479A2A1C7A8BAA5959DB4AAC6AABE9C93A8C2AEB772BF9CA4A7B5B5C17A8367609399B2B5ACB7685E9EC0AC | https://pim-kvc.soneparsea.com:3443/PictureServer/default.aspx/merlin-gerin-metsep5100.pdf?A3889C9397807479A2A1C1AAC4A399A27DACB9B7BBA55DA1B5B9C7AAC26C61648073C4A9B8 | POWER METER PM5100 W/O MODBUS 33 ALARMS FLUSH MOUNT | The PowerLogic PM5000 series power meters are the new benchmark in affordable, precision metering. It is the ideal fit for high-end cost management applications, providing the measurement capabilities needed to allocate energy usage, perform tenant metering and sub-billing, pin-point energy savings, optimize equipment efficiency and utilization, and perform a high level assessment of the power quality in an electrical network. | Type of meter | Electronic
| 67 | Electrical Distribution (LV) | Power Meter | Energy Meter | POWER METER PM5100 W/O MODBUS 33 ALARMS FLUSH MOUNT | 2162530 | METSEPM5100 | SCHNEIDER ELECTRIC | 21000 | https://pim-kvc.soneparsea.com:3443/PictureServer/default.aspx/schneiderelectric-metsepm5100_Image1.jpg?A3889C9397807479A2A1C7A8BAA5959DB4AAC6AABE9C93A8C2AEB772BF9CA4A7B5B5C17A8367609399B2B5ACB7685E9EC0AC | https://pim-kvc.soneparsea.com:3443/PictureServer/default.aspx/merlin-gerin-metsep5100.pdf?A3889C9397807479A2A1C1AAC4A399A27DACB9B7BBA55DA1B5B9C7AAC26C61648073C4A9B8 | POWER METER PM5100 W/O MODBUS 33 ALARMS FLUSH MOUNT | The PowerLogic PM5000 series power meters are the new benchmark in affordable, precision metering. It is the ideal fit for high-end cost management applications, providing the measurement capabilities needed to allocate energy usage, perform tenant metering and sub-billing, pin-point energy savings, optimize equipment efficiency and utilization, and perform a high level assessment of the power quality in an electrical network. | Nominal current (In) | 5A
| 67 | Electrical Distribution (LV) | Power Meter | Energy Meter | POWER METER PM5100 W/O MODBUS 33 ALARMS FLUSH MOUNT | 2162530 | METSEPM5100 | SCHNEIDER ELECTRIC | 21000 | https://pim-kvc.soneparsea.com:3443/PictureServer/default.aspx/schneiderelectric-metsepm5100_Image1.jpg?A3889C9397807479A2A1C7A8BAA5959DB4AAC6AABE9C93A8C2AEB772BF9CA4A7B5B5C17A8367609399B2B5ACB7685E9EC0AC | https://pim-kvc.soneparsea.com:3443/PictureServer/default.aspx/merlin-gerin-metsep5100.pdf?A3889C9397807479A2A1C1AAC4A399A27DACB9B7BBA55DA1B5B9C7AAC26C61648073C4A9B8 | POWER METER PM5100 W/O MODBUS 33 ALARMS FLUSH MOUNT | The PowerLogic PM5000 series power meters are the new benchmark in affordable, precision metering. It is the ideal fit for high-end cost management applications, providing the measurement capabilities needed to allocate energy usage, perform tenant metering and sub-billing, pin-point energy savings, optimize equipment efficiency and utilization, and perform a high level assessment of the power quality in an electrical network. | Max. current (Imax) | 8.5A
| 67 | Electrical Distribution (LV) | Power Meter | Energy Meter | POWER METER PM5100 W/O MODBUS 33 ALARMS FLUSH MOUNT | 2162530 | METSEPM5100 | SCHNEIDER ELECTRIC | 21000 | https://pim-kvc.soneparsea.com:3443/PictureServer/default.aspx/schneiderelectric-metsepm5100_Image1.jpg?A3889C9397807479A2A1C7A8BAA5959DB4AAC6AABE9C93A8C2AEB772BF9CA4A7B5B5C17A8367609399B2B5ACB7685E9EC0AC | https://pim-kvc.soneparsea.com:3443/PictureServer/default.aspx/merlin-gerin-metsep5100.pdf?A3889C9397807479A2A1C1AAC4A399A27DACB9B7BBA55DA1B5B9C7AAC26C61648073C4A9B8 | POWER METER PM5100 W/O MODBUS 33 ALARMS FLUSH MOUNT | The PowerLogic PM5000 series power meters are the new benchmark in affordable, precision metering. It is the ideal fit for high-end cost management applications, providing the measurement capabilities needed to allocate energy usage, perform tenant metering and sub-billing, pin-point energy savings, optimize equipment efficiency and utilization, and perform a high level assessment of the power quality in an electrical network. | Nominal voltage (Un) N-L | 20...400V
| 67 | Electrical Distribution (LV) | Power Meter | Energy Meter | POWER METER PM5100 W/O MODBUS 33 ALARMS FLUSH MOUNT | 2162530 | METSEPM5100 | SCHNEIDER ELECTRIC | 21000 | https://pim-kvc.soneparsea.com:3443/PictureServer/default.aspx/schneiderelectric-metsepm5100_Image1.jpg?A3889C9397807479A2A1C7A8BAA5959DB4AAC6AABE9C93A8C2AEB772BF9CA4A7B5B5C17A8367609399B2B5ACB7685E9EC0AC | https://pim-kvc.soneparsea.com:3443/PictureServer/default.aspx/merlin-gerin-metsep5100.pdf?A3889C9397807479A2A1C1AAC4A399A27DACB9B7BBA55DA1B5B9C7AAC26C61648073C4A9B8 | POWER METER PM5100 W/O MODBUS 33 ALARMS FLUSH MOUNT | The PowerLogic PM5000 series power meters are the new benchmark in affordable, precision metering. It is the ideal fit for high-end cost management applications, providing the measurement capabilities needed to allocate energy usage, perform tenant metering and sub-billing, pin-point energy savings, optimize equipment efficiency and utilization, and perform a high level assessment of the power quality in an electrical network. | Nominal voltage (Un) L-L | 35...690V
| 67 | Electrical Distribution (LV) | Power Meter | Energy Meter | POWER METER PM5100 W/O MODBUS 33 ALARMS FLUSH MOUNT | 2162530 | METSEPM5100 | SCHNEIDER ELECTRIC | 21000 | https://pim-kvc.soneparsea.com:3443/PictureServer/default.aspx/schneiderelectric-metsepm5100_Image1.jpg?A3889C9397807479A2A1C7A8BAA5959DB4AAC6AABE9C93A8C2AEB772BF9CA4A7B5B5C17A8367609399B2B5ACB7685E9EC0AC | https://pim-kvc.soneparsea.com:3443/PictureServer/default.aspx/merlin-gerin-metsep5100.pdf?A3889C9397807479A2A1C1AAC4A399A27DACB9B7BBA55DA1B5B9C7AAC26C61648073C4A9B8 | POWER METER PM5100 W/O MODBUS 33 ALARMS FLUSH MOUNT | The PowerLogic PM5000 series power meters are the new benchmark in affordable, precision metering. It is the ideal fit for high-end cost management applications, providing the measurement capabilities needed to allocate energy usage, perform tenant metering and sub-billing, pin-point energy savings, optimize equipment efficiency and utilization, and perform a high level assessment of the power quality in an electrical network. | Frequency | 45...65Hz
| 67 | Electrical Distribution (LV) | Power Meter | Energy Meter | POWER METER PM5100 W/O MODBUS 33 ALARMS FLUSH MOUNT | 2162530 | METSEPM5100 | SCHNEIDER ELECTRIC | 21000 | https://pim-kvc.soneparsea.com:3443/PictureServer/default.aspx/schneiderelectric-metsepm5100_Image1.jpg?A3889C9397807479A2A1C7A8BAA5959DB4AAC6AABE9C93A8C2AEB772BF9CA4A7B5B5C17A8367609399B2B5ACB7685E9EC0AC | https://pim-kvc.soneparsea.com:3443/PictureServer/default.aspx/merlin-gerin-metsep5100.pdf?A3889C9397807479A2A1C1AAC4A399A27DACB9B7BBA55DA1B5B9C7AAC26C61648073C4A9B8 | POWER METER PM5100 W/O MODBUS 33 ALARMS FLUSH MOUNT | The PowerLogic PM5000 series power meters are the new benchmark in affordable, precision metering. It is the ideal fit for high-end cost management applications, providing the measurement capabilities needed to allocate energy usage, perform tenant metering and sub-billing, pin-point energy savings, optimize equipment efficiency and utilization, and perform a high level assessment of the power quality in an electrical network. | Accuracy class | C
| 67 | Electrical Distribution (LV) | Power Meter | Energy Meter | POWER METER PM5100 W/O MODBUS 33 ALARMS FLUSH MOUNT | 2162530 | METSEPM5100 | SCHNEIDER ELECTRIC | 21000 | https://pim-kvc.soneparsea.com:3443/PictureServer/default.aspx/schneiderelectric-metsepm5100_Image1.jpg?A3889C9397807479A2A1C7A8BAA5959DB4AAC6AABE9C93A8C2AEB772BF9CA4A7B5B5C17A8367609399B2B5ACB7685E9EC0AC | https://pim-kvc.soneparsea.com:3443/PictureServer/default.aspx/merlin-gerin-metsep5100.pdf?A3889C9397807479A2A1C1AAC4A399A27DACB9B7BBA55DA1B5B9C7AAC26C61648073C4A9B8 | POWER METER PM5100 W/O MODBUS 33 ALARMS FLUSH MOUNT | The PowerLogic PM5000 series power meters are the new benchmark in affordable, precision metering. It is the ideal fit for high-end cost management applications, providing the measurement capabilities needed to allocate energy usage, perform tenant metering and sub-billing, pin-point energy savings, optimize equipment efficiency and utilization, and perform a high level assessment of the power quality in an electrical network. | Pole type | Three conductor
| 67 | Electrical Distribution (LV) | Power Meter | Energy Meter | POWER METER PM5100 W/O MODBUS 33 ALARMS FLUSH MOUNT | 2162530 | METSEPM5100 | SCHNEIDER ELECTRIC | 21000 | https://pim-kvc.soneparsea.com:3443/PictureServer/default.aspx/schneiderelectric-metsepm5100_Image1.jpg?A3889C9397807479A2A1C7A8BAA5959DB4AAC6AABE9C93A8C2AEB772BF9CA4A7B5B5C17A8367609399B2B5ACB7685E9EC0AC | https://pim-kvc.soneparsea.com:3443/PictureServer/default.aspx/merlin-gerin-metsep5100.pdf?A3889C9397807479A2A1C1AAC4A399A27DACB9B7BBA55DA1B5B9C7AAC26C61648073C4A9B8 | POWER METER PM5100 W/O MODBUS 33 ALARMS FLUSH MOUNT | The PowerLogic PM5000 series power meters are the new benchmark in affordable, precision metering. It is the ideal fit for high-end cost management applications, providing the measurement capabilities needed to allocate energy usage, perform tenant metering and sub-billing, pin-point energy savings, optimize equipment efficiency and utilization, and perform a high level assessment of the power quality in an electrical network. | Model | Measurement transformer
| 67 | Electrical Distribution (LV) | Power Meter | Energy Meter | POWER METER PM5100 W/O MODBUS 33 ALARMS FLUSH MOUNT | 2162530 | METSEPM5100 | SCHNEIDER ELECTRIC | 21000 | https://pim-kvc.soneparsea.com:3443/PictureServer/default.aspx/schneiderelectric-metsepm5100_Image1.jpg?A3889C9397807479A2A1C7A8BAA5959DB4AAC6AABE9C93A8C2AEB772BF9CA4A7B5B5C17A8367609399B2B5ACB7685E9EC0AC | https://pim-kvc.soneparsea.com:3443/PictureServer/default.aspx/merlin-gerin-metsep5100.pdf?A3889C9397807479A2A1C1AAC4A399A27DACB9B7BBA55DA1B5B9C7AAC26C61648073C4A9B8 | POWER METER PM5100 W/O MODBUS 33 ALARMS FLUSH MOUNT | The PowerLogic PM5000 series power meters are the new benchmark in affordable, precision metering. It is the ideal fit for high-end cost management applications, providing the measurement capabilities needed to allocate energy usage, perform tenant metering and sub-billing, pin-point energy savings, optimize equipment efficiency and utilization, and perform a high level assessment of the power quality in an electrical network. | Energy type | Effective power and blind power
| 67 | Electrical Distribution (LV) | Power Meter | Energy Meter | POWER METER PM5100 W/O MODBUS 33 ALARMS FLUSH MOUNT | 2162530 | METSEPM5100 | SCHNEIDER ELECTRIC | 21000 | https://pim-kvc.soneparsea.com:3443/PictureServer/default.aspx/schneiderelectric-metsepm5100_Image1.jpg?A3889C9397807479A2A1C7A8BAA5959DB4AAC6AABE9C93A8C2AEB772BF9CA4A7B5B5C17A8367609399B2B5ACB7685E9EC0AC | https://pim-kvc.soneparsea.com:3443/PictureServer/default.aspx/merlin-gerin-metsep5100.pdf?A3889C9397807479A2A1C1AAC4A399A27DACB9B7BBA55DA1B5B9C7AAC26C61648073C4A9B8 | POWER METER PM5100 W/O MODBUS 33 ALARMS FLUSH MOUNT | The PowerLogic PM5000 series power meters are the new benchmark in affordable, precision metering. It is the ideal fit for high-end cost management applications, providing the measurement capabilities needed to allocate energy usage, perform tenant metering and sub-billing, pin-point energy savings, optimize equipment efficiency and utilization, and perform a high level assessment of the power quality in an electrical network. | Suitable for | Purchase
| 67 | Electrical Distribution (LV) | Power Meter | Energy Meter | POWER METER PM5100 W/O MODBUS 33 ALARMS FLUSH MOUNT | 2162530 | METSEPM5100 | SCHNEIDER ELECTRIC | 21000 | https://pim-kvc.soneparsea.com:3443/PictureServer/default.aspx/schneiderelectric-metsepm5100_Image1.jpg?A3889C9397807479A2A1C7A8BAA5959DB4AAC6AABE9C93A8C2AEB772BF9CA4A7B5B5C17A8367609399B2B5ACB7685E9EC0AC | https://pim-kvc.soneparsea.com:3443/PictureServer/default.aspx/merlin-gerin-metsep5100.pdf?A3889C9397807479A2A1C1AAC4A399A27DACB9B7BBA55DA1B5B9C7AAC26C61648073C4A9B8 | POWER METER PM5100 W/O MODBUS 33 ALARMS FLUSH MOUNT | The PowerLogic PM5000 series power meters are the new benchmark in affordable, precision metering. It is the ideal fit for high-end cost management applications, providing the measurement capabilities needed to allocate energy usage, perform tenant metering and sub-billing, pin-point energy savings, optimize equipment efficiency and utilization, and perform a high level assessment of the power quality in an electrical network. | Tariff type | One-tariff
| 67 | Electrical Distribution (LV) | Power Meter | Energy Meter | POWER METER PM5100 W/O MODBUS 33 ALARMS FLUSH MOUNT | 2162530 | METSEPM5100 | SCHNEIDER ELECTRIC | 21000 | https://pim-kvc.soneparsea.com:3443/PictureServer/default.aspx/schneiderelectric-metsepm5100_Image1.jpg?A3889C9397807479A2A1C7A8BAA5959DB4AAC6AABE9C93A8C2AEB772BF9CA4A7B5B5C17A8367609399B2B5ACB7685E9EC0AC | https://pim-kvc.soneparsea.com:3443/PictureServer/default.aspx/merlin-gerin-metsep5100.pdf?A3889C9397807479A2A1C1AAC4A399A27DACB9B7BBA55DA1B5B9C7AAC26C61648073C4A9B8 | POWER METER PM5100 W/O MODBUS 33 ALARMS FLUSH MOUNT | The PowerLogic PM5000 series power meters are the new benchmark in affordable, precision metering. It is the ideal fit for high-end cost management applications, providing the measurement capabilities needed to allocate energy usage, perform tenant metering and sub-billing, pin-point energy savings, optimize equipment efficiency and utilization, and perform a high level assessment of the power quality in an electrical network. | Measurement type load profile | yes
| 67 | Electrical Distribution (LV) | Power Meter | Energy Meter | POWER METER PM5100 W/O MODBUS 33 ALARMS FLUSH MOUNT | 2162530 | METSEPM5100 | SCHNEIDER ELECTRIC | 21000 | https://pim-kvc.soneparsea.com:3443/PictureServer/default.aspx/schneiderelectric-metsepm5100_Image1.jpg?A3889C9397807479A2A1C7A8BAA5959DB4AAC6AABE9C93A8C2AEB772BF9CA4A7B5B5C17A8367609399B2B5ACB7685E9EC0AC | https://pim-kvc.soneparsea.com:3443/PictureServer/default.aspx/merlin-gerin-metsep5100.pdf?A3889C9397807479A2A1C1AAC4A399A27DACB9B7BBA55DA1B5B9C7AAC26C61648073C4A9B8 | POWER METER PM5100 W/O MODBUS 33 ALARMS FLUSH MOUNT | The PowerLogic PM5000 series power meters are the new benchmark in affordable, precision metering. It is the ideal fit for high-end cost management applications, providing the measurement capabilities needed to allocate energy usage, perform tenant metering and sub-billing, pin-point energy savings, optimize equipment efficiency and utilization, and perform a high level assessment of the power quality in an electrical network. | Escapement mechanism | no
| 67 | Electrical Distribution (LV) | Power Meter | Energy Meter | POWER METER PM5100 W/O MODBUS 33 ALARMS FLUSH MOUNT | 2162530 | METSEPM5100 | SCHNEIDER ELECTRIC | 21000 | https://pim-kvc.soneparsea.com:3443/PictureServer/default.aspx/schneiderelectric-metsepm5100_Image1.jpg?A3889C9397807479A2A1C7A8BAA5959DB4AAC6AABE9C93A8C2AEB772BF9CA4A7B5B5C17A8367609399B2B5ACB7685E9EC0AC | https://pim-kvc.soneparsea.com:3443/PictureServer/default.aspx/merlin-gerin-metsep5100.pdf?A3889C9397807479A2A1C1AAC4A399A27DACB9B7BBA55DA1B5B9C7AAC26C61648073C4A9B8 | POWER METER PM5100 W/O MODBUS 33 ALARMS FLUSH MOUNT | The PowerLogic PM5000 series power meters are the new benchmark in affordable, precision metering. It is the ideal fit for high-end cost management applications, providing the measurement capabilities needed to allocate energy usage, perform tenant metering and sub-billing, pin-point energy savings, optimize equipment efficiency and utilization, and perform a high level assessment of the power quality in an electrical network. | Calibrated | no
| 67 | Electrical Distribution (LV) | Power Meter | Energy Meter | POWER METER PM5100 W/O MODBUS 33 ALARMS FLUSH MOUNT | 2162530 | METSEPM5100 | SCHNEIDER ELECTRIC | 21000 | https://pim-kvc.soneparsea.com:3443/PictureServer/default.aspx/schneiderelectric-metsepm5100_Image1.jpg?A3889C9397807479A2A1C7A8BAA5959DB4AAC6AABE9C93A8C2AEB772BF9CA4A7B5B5C17A8367609399B2B5ACB7685E9EC0AC | https://pim-kvc.soneparsea.com:3443/PictureServer/default.aspx/merlin-gerin-metsep5100.pdf?A3889C9397807479A2A1C1AAC4A399A27DACB9B7BBA55DA1B5B9C7AAC26C61648073C4A9B8 | POWER METER PM5100 W/O MODBUS 33 ALARMS FLUSH MOUNT | The PowerLogic PM5000 series power meters are the new benchmark in affordable, precision metering. It is the ideal fit for high-end cost management applications, providing the measurement capabilities needed to allocate energy usage, perform tenant metering and sub-billing, pin-point energy savings, optimize equipment efficiency and utilization, and perform a high level assessment of the power quality in an electrical network. | Approval | Domestic
| 67 | Electrical Distribution (LV) | Power Meter | Energy Meter | POWER METER PM5100 W/O MODBUS 33 ALARMS FLUSH MOUNT | 2162530 | METSEPM5100 | SCHNEIDER ELECTRIC | 21000 | https://pim-kvc.soneparsea.com:3443/PictureServer/default.aspx/schneiderelectric-metsepm5100_Image1.jpg?A3889C9397807479A2A1C7A8BAA5959DB4AAC6AABE9C93A8C2AEB772BF9CA4A7B5B5C17A8367609399B2B5ACB7685E9EC0AC | https://pim-kvc.soneparsea.com:3443/PictureServer/default.aspx/merlin-gerin-metsep5100.pdf?A3889C9397807479A2A1C1AAC4A399A27DACB9B7BBA55DA1B5B9C7AAC26C61648073C4A9B8 | POWER METER PM5100 W/O MODBUS 33 ALARMS FLUSH MOUNT | The PowerLogic PM5000 series power meters are the new benchmark in affordable, precision metering. It is the ideal fit for high-end cost management applications, providing the measurement capabilities needed to allocate energy usage, perform tenant metering and sub-billing, pin-point energy savings, optimize equipment efficiency and utilization, and perform a high level assessment of the power quality in an electrical network. | Pulse output | Electrical
| 67 | Electrical Distribution (LV) | Power Meter | Energy Meter | POWER METER PM5100 W/O MODBUS 33 ALARMS FLUSH MOUNT | 2162530 | METSEPM5100 | SCHNEIDER ELECTRIC | 21000 | https://pim-kvc.soneparsea.com:3443/PictureServer/default.aspx/schneiderelectric-metsepm5100_Image1.jpg?A3889C9397807479A2A1C7A8BAA5959DB4AAC6AABE9C93A8C2AEB772BF9CA4A7B5B5C17A8367609399B2B5ACB7685E9EC0AC | https://pim-kvc.soneparsea.com:3443/PictureServer/default.aspx/merlin-gerin-metsep5100.pdf?A3889C9397807479A2A1C1AAC4A399A27DACB9B7BBA55DA1B5B9C7AAC26C61648073C4A9B8 | POWER METER PM5100 W/O MODBUS 33 ALARMS FLUSH MOUNT | The PowerLogic PM5000 series power meters are the new benchmark in affordable, precision metering. It is the ideal fit for high-end cost management applications, providing the measurement capabilities needed to allocate energy usage, perform tenant metering and sub-billing, pin-point energy savings, optimize equipment efficiency and utilization, and perform a high level assessment of the power quality in an electrical network. | Pulse type | S0
| 67 | Electrical Distribution (LV) | Power Meter | Energy Meter | POWER METER PM5100 W/O MODBUS 33 ALARMS FLUSH MOUNT | 2162530 | METSEPM5100 | SCHNEIDER ELECTRIC | 21000 | https://pim-kvc.soneparsea.com:3443/PictureServer/default.aspx/schneiderelectric-metsepm5100_Image1.jpg?A3889C9397807479A2A1C7A8BAA5959DB4AAC6AABE9C93A8C2AEB772BF9CA4A7B5B5C17A8367609399B2B5ACB7685E9EC0AC | https://pim-kvc.soneparsea.com:3443/PictureServer/default.aspx/merlin-gerin-metsep5100.pdf?A3889C9397807479A2A1C1AAC4A399A27DACB9B7BBA55DA1B5B9C7AAC26C61648073C4A9B8 | POWER METER PM5100 W/O MODBUS 33 ALARMS FLUSH MOUNT | The PowerLogic PM5000 series power meters are the new benchmark in affordable, precision metering. It is the ideal fit for high-end cost management applications, providing the measurement capabilities needed to allocate energy usage, perform tenant metering and sub-billing, pin-point energy savings, optimize equipment efficiency and utilization, and perform a high level assessment of the power quality in an electrical network. | Pulse rate | 1...9999999Imp/kWh (kvarh)
| 67 | Electrical Distribution (LV) | Power Meter | Energy Meter | POWER METER PM5100 W/O MODBUS 33 ALARMS FLUSH MOUNT | 2162530 | METSEPM5100 | SCHNEIDER ELECTRIC | 21000 | https://pim-kvc.soneparsea.com:3443/PictureServer/default.aspx/schneiderelectric-metsepm5100_Image1.jpg?A3889C9397807479A2A1C7A8BAA5959DB4AAC6AABE9C93A8C2AEB772BF9CA4A7B5B5C17A8367609399B2B5ACB7685E9EC0AC | https://pim-kvc.soneparsea.com:3443/PictureServer/default.aspx/merlin-gerin-metsep5100.pdf?A3889C9397807479A2A1C1AAC4A399A27DACB9B7BBA55DA1B5B9C7AAC26C61648073C4A9B8 | POWER METER PM5100 W/O MODBUS 33 ALARMS FLUSH MOUNT | The PowerLogic PM5000 series power meters are the new benchmark in affordable, precision metering. It is the ideal fit for high-end cost management applications, providing the measurement capabilities needed to allocate energy usage, perform tenant metering and sub-billing, pin-point energy savings, optimize equipment efficiency and utilization, and perform a high level assessment of the power quality in an electrical network. | Type of indication | Digital
| 67 | Electrical Distribution (LV) | Power Meter | Energy Meter | POWER METER PM5100 W/O MODBUS 33 ALARMS FLUSH MOUNT | 2162530 | METSEPM5100 | SCHNEIDER ELECTRIC | 21000 | https://pim-kvc.soneparsea.com:3443/PictureServer/default.aspx/schneiderelectric-metsepm5100_Image1.jpg?A3889C9397807479A2A1C7A8BAA5959DB4AAC6AABE9C93A8C2AEB772BF9CA4A7B5B5C17A8367609399B2B5ACB7685E9EC0AC | https://pim-kvc.soneparsea.com:3443/PictureServer/default.aspx/merlin-gerin-metsep5100.pdf?A3889C9397807479A2A1C1AAC4A399A27DACB9B7BBA55DA1B5B9C7AAC26C61648073C4A9B8 | POWER METER PM5100 W/O MODBUS 33 ALARMS FLUSH MOUNT | The PowerLogic PM5000 series power meters are the new benchmark in affordable, precision metering. It is the ideal fit for high-end cost management applications, providing the measurement capabilities needed to allocate energy usage, perform tenant metering and sub-billing, pin-point energy savings, optimize equipment efficiency and utilization, and perform a high level assessment of the power quality in an electrical network. | Type of meter | Electronic
| 67 | Electrical Distribution (LV) | Power Meter | Energy Meter | POWER METER PM5100 W/O MODBUS 33 ALARMS FLUSH MOUNT | 2162530 | METSEPM5100 | SCHNEIDER ELECTRIC | 21000 | https://pim-kvc.soneparsea.com:3443/PictureServer/default.aspx/schneiderelectric-metsepm5100_Image1.jpg?A3889C9397807479A2A1C7A8BAA5959DB4AAC6AABE9C93A8C2AEB772BF9CA4A7B5B5C17A8367609399B2B5ACB7685E9EC0AC | https://pim-kvc.soneparsea.com:3443/PictureServer/default.aspx/merlin-gerin-metsep5100.pdf?A3889C9397807479A2A1C1AAC4A399A27DACB9B7BBA55DA1B5B9C7AAC26C61648073C4A9B8 | POWER METER PM5100 W/O MODBUS 33 ALARMS FLUSH MOUNT | The PowerLogic PM5000 series power meters are the new benchmark in affordable, precision metering. It is the ideal fit for high-end cost management applications, providing the measurement capabilities needed to allocate energy usage, perform tenant metering and sub-billing, pin-point energy savings, optimize equipment efficiency and utilization, and perform a high level assessment of the power quality in an electrical network. | Nominal current (In) | 5A
| 67 | Electrical Distribution (LV) | Power Meter | Energy Meter | POWER METER PM5100 W/O MODBUS 33 ALARMS FLUSH MOUNT | 2162530 | METSEPM5100 | SCHNEIDER ELECTRIC | 21000 | https://pim-kvc.soneparsea.com:3443/PictureServer/default.aspx/schneiderelectric-metsepm5100_Image1.jpg?A3889C9397807479A2A1C7A8BAA5959DB4AAC6AABE9C93A8C2AEB772BF9CA4A7B5B5C17A8367609399B2B5ACB7685E9EC0AC | https://pim-kvc.soneparsea.com:3443/PictureServer/default.aspx/merlin-gerin-metsep5100.pdf?A3889C9397807479A2A1C1AAC4A399A27DACB9B7BBA55DA1B5B9C7AAC26C61648073C4A9B8 | POWER METER PM5100 W/O MODBUS 33 ALARMS FLUSH MOUNT | The PowerLogic PM5000 series power meters are the new benchmark in affordable, precision metering. It is the ideal fit for high-end cost management applications, providing the measurement capabilities needed to allocate energy usage, perform tenant metering and sub-billing, pin-point energy savings, optimize equipment efficiency and utilization, and perform a high level assessment of the power quality in an electrical network. | Max. current (Imax) | 8.5A
| 67 | Electrical Distribution (LV) | Power Meter | Energy Meter | POWER METER PM5100 W/O MODBUS 33 ALARMS FLUSH MOUNT | 2162530 | METSEPM5100 | SCHNEIDER ELECTRIC | 21000 | https://pim-kvc.soneparsea.com:3443/PictureServer/default.aspx/schneiderelectric-metsepm5100_Image1.jpg?A3889C9397807479A2A1C7A8BAA5959DB4AAC6AABE9C93A8C2AEB772BF9CA4A7B5B5C17A8367609399B2B5ACB7685E9EC0AC | https://pim-kvc.soneparsea.com:3443/PictureServer/default.aspx/merlin-gerin-metsep5100.pdf?A3889C9397807479A2A1C1AAC4A399A27DACB9B7BBA55DA1B5B9C7AAC26C61648073C4A9B8 | POWER METER PM5100 W/O MODBUS 33 ALARMS FLUSH MOUNT | The PowerLogic PM5000 series power meters are the new benchmark in affordable, precision metering. It is the ideal fit for high-end cost management applications, providing the measurement capabilities needed to allocate energy usage, perform tenant metering and sub-billing, pin-point energy savings, optimize equipment efficiency and utilization, and perform a high level assessment of the power quality in an electrical network. | Nominal voltage (Un) N-L | 20...400V
| 67 | Electrical Distribution (LV) | Power Meter | Energy Meter | POWER METER PM5100 W/O MODBUS 33 ALARMS FLUSH MOUNT | 2162530 | METSEPM5100 | SCHNEIDER ELECTRIC | 21000 | https://pim-kvc.soneparsea.com:3443/PictureServer/default.aspx/schneiderelectric-metsepm5100_Image1.jpg?A3889C9397807479A2A1C7A8BAA5959DB4AAC6AABE9C93A8C2AEB772BF9CA4A7B5B5C17A8367609399B2B5ACB7685E9EC0AC | https://pim-kvc.soneparsea.com:3443/PictureServer/default.aspx/merlin-gerin-metsep5100.pdf?A3889C9397807479A2A1C1AAC4A399A27DACB9B7BBA55DA1B5B9C7AAC26C61648073C4A9B8 | POWER METER PM5100 W/O MODBUS 33 ALARMS FLUSH MOUNT | The PowerLogic PM5000 series power meters are the new benchmark in affordable, precision metering. It is the ideal fit for high-end cost management applications, providing the measurement capabilities needed to allocate energy usage, perform tenant metering and sub-billing, pin-point energy savings, optimize equipment efficiency and utilization, and perform a high level assessment of the power quality in an electrical network. | Nominal voltage (Un) L-L | 35...690V
| 67 | Electrical Distribution (LV) | Power Meter | Energy Meter | POWER METER PM5100 W/O MODBUS 33 ALARMS FLUSH MOUNT | 2162530 | METSEPM5100 | SCHNEIDER ELECTRIC | 21000 | https://pim-kvc.soneparsea.com:3443/PictureServer/default.aspx/schneiderelectric-metsepm5100_Image1.jpg?A3889C9397807479A2A1C7A8BAA5959DB4AAC6AABE9C93A8C2AEB772BF9CA4A7B5B5C17A8367609399B2B5ACB7685E9EC0AC | https://pim-kvc.soneparsea.com:3443/PictureServer/default.aspx/merlin-gerin-metsep5100.pdf?A3889C9397807479A2A1C1AAC4A399A27DACB9B7BBA55DA1B5B9C7AAC26C61648073C4A9B8 | POWER METER PM5100 W/O MODBUS 33 ALARMS FLUSH MOUNT | The PowerLogic PM5000 series power meters are the new benchmark in affordable, precision metering. It is the ideal fit for high-end cost management applications, providing the measurement capabilities needed to allocate energy usage, perform tenant metering and sub-billing, pin-point energy savings, optimize equipment efficiency and utilization, and perform a high level assessment of the power quality in an electrical network. | Frequency | 45...65Hz
| 67 | Electrical Distribution (LV) | Power Meter | Energy Meter | POWER METER PM5100 W/O MODBUS 33 ALARMS FLUSH MOUNT | 2162530 | METSEPM5100 | SCHNEIDER ELECTRIC | 21000 | https://pim-kvc.soneparsea.com:3443/PictureServer/default.aspx/schneiderelectric-metsepm5100_Image1.jpg?A3889C9397807479A2A1C7A8BAA5959DB4AAC6AABE9C93A8C2AEB772BF9CA4A7B5B5C17A8367609399B2B5ACB7685E9EC0AC | https://pim-kvc.soneparsea.com:3443/PictureServer/default.aspx/merlin-gerin-metsep5100.pdf?A3889C9397807479A2A1C1AAC4A399A27DACB9B7BBA55DA1B5B9C7AAC26C61648073C4A9B8 | POWER METER PM5100 W/O MODBUS 33 ALARMS FLUSH MOUNT | The PowerLogic PM5000 series power meters are the new benchmark in affordable, precision metering. It is the ideal fit for high-end cost management applications, providing the measurement capabilities needed to allocate energy usage, perform tenant metering and sub-billing, pin-point energy savings, optimize equipment efficiency and utilization, and perform a high level assessment of the power quality in an electrical network. | Accuracy class | C
| 67 | Electrical Distribution (LV) | Power Meter | Energy Meter | POWER METER PM5100 W/O MODBUS 33 ALARMS FLUSH MOUNT | 2162530 | METSEPM5100 | SCHNEIDER ELECTRIC | 21000 | https://pim-kvc.soneparsea.com:3443/PictureServer/default.aspx/schneiderelectric-metsepm5100_Image1.jpg?A3889C9397807479A2A1C7A8BAA5959DB4AAC6AABE9C93A8C2AEB772BF9CA4A7B5B5C17A8367609399B2B5ACB7685E9EC0AC | https://pim-kvc.soneparsea.com:3443/PictureServer/default.aspx/merlin-gerin-metsep5100.pdf?A3889C9397807479A2A1C1AAC4A399A27DACB9B7BBA55DA1B5B9C7AAC26C61648073C4A9B8 | POWER METER PM5100 W/O MODBUS 33 ALARMS FLUSH MOUNT | The PowerLogic PM5000 series power meters are the new benchmark in affordable, precision metering. It is the ideal fit for high-end cost management applications, providing the measurement capabilities needed to allocate energy usage, perform tenant metering and sub-billing, pin-point energy savings, optimize equipment efficiency and utilization, and perform a high level assessment of the power quality in an electrical network. | Pole type | Three conductor
| 67 | Electrical Distribution (LV) | Power Meter | Energy Meter | POWER METER PM5100 W/O MODBUS 33 ALARMS FLUSH MOUNT | 2162530 | METSEPM5100 | SCHNEIDER ELECTRIC | 21000 | https://pim-kvc.soneparsea.com:3443/PictureServer/default.aspx/schneiderelectric-metsepm5100_Image1.jpg?A3889C9397807479A2A1C7A8BAA5959DB4AAC6AABE9C93A8C2AEB772BF9CA4A7B5B5C17A8367609399B2B5ACB7685E9EC0AC | https://pim-kvc.soneparsea.com:3443/PictureServer/default.aspx/merlin-gerin-metsep5100.pdf?A3889C9397807479A2A1C1AAC4A399A27DACB9B7BBA55DA1B5B9C7AAC26C61648073C4A9B8 | POWER METER PM5100 W/O MODBUS 33 ALARMS FLUSH MOUNT | The PowerLogic PM5000 series power meters are the new benchmark in affordable, precision metering. It is the ideal fit for high-end cost management applications, providing the measurement capabilities needed to allocate energy usage, perform tenant metering and sub-billing, pin-point energy savings, optimize equipment efficiency and utilization, and perform a high level assessment of the power quality in an electrical network. | Model | Measurement transformer
| 67 | Electrical Distribution (LV) | Power Meter | Energy Meter | POWER METER PM5100 W/O MODBUS 33 ALARMS FLUSH MOUNT | 2162530 | METSEPM5100 | SCHNEIDER ELECTRIC | 21000 | https://pim-kvc.soneparsea.com:3443/PictureServer/default.aspx/schneiderelectric-metsepm5100_Image1.jpg?A3889C9397807479A2A1C7A8BAA5959DB4AAC6AABE9C93A8C2AEB772BF9CA4A7B5B5C17A8367609399B2B5ACB7685E9EC0AC | https://pim-kvc.soneparsea.com:3443/PictureServer/default.aspx/merlin-gerin-metsep5100.pdf?A3889C9397807479A2A1C1AAC4A399A27DACB9B7BBA55DA1B5B9C7AAC26C61648073C4A9B8 | POWER METER PM5100 W/O MODBUS 33 ALARMS FLUSH MOUNT | The PowerLogic PM5000 series power meters are the new benchmark in affordable, precision metering. It is the ideal fit for high-end cost management applications, providing the measurement capabilities needed to allocate energy usage, perform tenant metering and sub-billing, pin-point energy savings, optimize equipment efficiency and utilization, and perform a high level assessment of the power quality in an electrical network. | Energy type | Effective power and blind power
| 67 | Electrical Distribution (LV) | Power Meter | Energy Meter | POWER METER PM5100 W/O MODBUS 33 ALARMS FLUSH MOUNT | 2162530 | METSEPM5100 | SCHNEIDER ELECTRIC | 21000 | https://pim-kvc.soneparsea.com:3443/PictureServer/default.aspx/schneiderelectric-metsepm5100_Image1.jpg?A3889C9397807479A2A1C7A8BAA5959DB4AAC6AABE9C93A8C2AEB772BF9CA4A7B5B5C17A8367609399B2B5ACB7685E9EC0AC | https://pim-kvc.soneparsea.com:3443/PictureServer/default.aspx/merlin-gerin-metsep5100.pdf?A3889C9397807479A2A1C1AAC4A399A27DACB9B7BBA55DA1B5B9C7AAC26C61648073C4A9B8 | POWER METER PM5100 W/O MODBUS 33 ALARMS FLUSH MOUNT | The PowerLogic PM5000 series power meters are the new benchmark in affordable, precision metering. It is the ideal fit for high-end cost management applications, providing the measurement capabilities needed to allocate energy usage, perform tenant metering and sub-billing, pin-point energy savings, optimize equipment efficiency and utilization, and perform a high level assessment of the power quality in an electrical network. | Suitable for | Purchase
| 67 | Electrical Distribution (LV) | Power Meter | Energy Meter | POWER METER PM5100 W/O MODBUS 33 ALARMS FLUSH MOUNT | 2162530 | METSEPM5100 | SCHNEIDER ELECTRIC | 21000 | https://pim-kvc.soneparsea.com:3443/PictureServer/default.aspx/schneiderelectric-metsepm5100_Image1.jpg?A3889C9397807479A2A1C7A8BAA5959DB4AAC6AABE9C93A8C2AEB772BF9CA4A7B5B5C17A8367609399B2B5ACB7685E9EC0AC | https://pim-kvc.soneparsea.com:3443/PictureServer/default.aspx/merlin-gerin-metsep5100.pdf?A3889C9397807479A2A1C1AAC4A399A27DACB9B7BBA55DA1B5B9C7AAC26C61648073C4A9B8 | POWER METER PM5100 W/O MODBUS 33 ALARMS FLUSH MOUNT | The PowerLogic PM5000 series power meters are the new benchmark in affordable, precision metering. It is the ideal fit for high-end cost management applications, providing the measurement capabilities needed to allocate energy usage, perform tenant metering and sub-billing, pin-point energy savings, optimize equipment efficiency and utilization, and perform a high level assessment of the power quality in an electrical network. | Tariff type | One-tariff
| 67 | Electrical Distribution (LV) | Power Meter | Energy Meter | POWER METER PM5100 W/O MODBUS 33 ALARMS FLUSH MOUNT | 2162530 | METSEPM5100 | SCHNEIDER ELECTRIC | 21000 | https://pim-kvc.soneparsea.com:3443/PictureServer/default.aspx/schneiderelectric-metsepm5100_Image1.jpg?A3889C9397807479A2A1C7A8BAA5959DB4AAC6AABE9C93A8C2AEB772BF9CA4A7B5B5C17A8367609399B2B5ACB7685E9EC0AC | https://pim-kvc.soneparsea.com:3443/PictureServer/default.aspx/merlin-gerin-metsep5100.pdf?A3889C9397807479A2A1C1AAC4A399A27DACB9B7BBA55DA1B5B9C7AAC26C61648073C4A9B8 | POWER METER PM5100 W/O MODBUS 33 ALARMS FLUSH MOUNT | The PowerLogic PM5000 series power meters are the new benchmark in affordable, precision metering. It is the ideal fit for high-end cost management applications, providing the measurement capabilities needed to allocate energy usage, perform tenant metering and sub-billing, pin-point energy savings, optimize equipment efficiency and utilization, and perform a high level assessment of the power quality in an electrical network. | Measurement type load profile | yes
| 67 | Electrical Distribution (LV) | Power Meter | Energy Meter | POWER METER PM5100 W/O MODBUS 33 ALARMS FLUSH MOUNT | 2162530 | METSEPM5100 | SCHNEIDER ELECTRIC | 21000 | https://pim-kvc.soneparsea.com:3443/PictureServer/default.aspx/schneiderelectric-metsepm5100_Image1.jpg?A3889C9397807479A2A1C7A8BAA5959DB4AAC6AABE9C93A8C2AEB772BF9CA4A7B5B5C17A8367609399B2B5ACB7685E9EC0AC | https://pim-kvc.soneparsea.com:3443/PictureServer/default.aspx/merlin-gerin-metsep5100.pdf?A3889C9397807479A2A1C1AAC4A399A27DACB9B7BBA55DA1B5B9C7AAC26C61648073C4A9B8 | POWER METER PM5100 W/O MODBUS 33 ALARMS FLUSH MOUNT | The PowerLogic PM5000 series power meters are the new benchmark in affordable, precision metering. It is the ideal fit for high-end cost management applications, providing the measurement capabilities needed to allocate energy usage, perform tenant metering and sub-billing, pin-point energy savings, optimize equipment efficiency and utilization, and perform a high level assessment of the power quality in an electrical network. | Escapement mechanism | no
| 67 | Electrical Distribution (LV) | Power Meter | Energy Meter | POWER METER PM5100 W/O MODBUS 33 ALARMS FLUSH MOUNT | 2162530 | METSEPM5100 | SCHNEIDER ELECTRIC | 21000 | https://pim-kvc.soneparsea.com:3443/PictureServer/default.aspx/schneiderelectric-metsepm5100_Image1.jpg?A3889C9397807479A2A1C7A8BAA5959DB4AAC6AABE9C93A8C2AEB772BF9CA4A7B5B5C17A8367609399B2B5ACB7685E9EC0AC | https://pim-kvc.soneparsea.com:3443/PictureServer/default.aspx/merlin-gerin-metsep5100.pdf?A3889C9397807479A2A1C1AAC4A399A27DACB9B7BBA55DA1B5B9C7AAC26C61648073C4A9B8 | POWER METER PM5100 W/O MODBUS 33 ALARMS FLUSH MOUNT | The PowerLogic PM5000 series power meters are the new benchmark in affordable, precision metering. It is the ideal fit for high-end cost management applications, providing the measurement capabilities needed to allocate energy usage, perform tenant metering and sub-billing, pin-point energy savings, optimize equipment efficiency and utilization, and perform a high level assessment of the power quality in an electrical network. | Calibrated | no
| 67 | Electrical Distribution (LV) | Power Meter | Energy Meter | POWER METER PM5100 W/O MODBUS 33 ALARMS FLUSH MOUNT | 2162530 | METSEPM5100 | SCHNEIDER ELECTRIC | 21000 | https://pim-kvc.soneparsea.com:3443/PictureServer/default.aspx/schneiderelectric-metsepm5100_Image1.jpg?A3889C9397807479A2A1C7A8BAA5959DB4AAC6AABE9C93A8C2AEB772BF9CA4A7B5B5C17A8367609399B2B5ACB7685E9EC0AC | https://pim-kvc.soneparsea.com:3443/PictureServer/default.aspx/merlin-gerin-metsep5100.pdf?A3889C9397807479A2A1C1AAC4A399A27DACB9B7BBA55DA1B5B9C7AAC26C61648073C4A9B8 | POWER METER PM5100 W/O MODBUS 33 ALARMS FLUSH MOUNT | The PowerLogic PM5000 series power meters are the new benchmark in affordable, precision metering. It is the ideal fit for high-end cost management applications, providing the measurement capabilities needed to allocate energy usage, perform tenant metering and sub-billing, pin-point energy savings, optimize equipment efficiency and utilization, and perform a high level assessment of the power quality in an electrical network. | Approval | Domestic
| 67 | Electrical Distribution (LV) | Power Meter | Energy Meter | POWER METER PM5100 W/O MODBUS 33 ALARMS FLUSH MOUNT | 2162530 | METSEPM5100 | SCHNEIDER ELECTRIC | 21000 | https://pim-kvc.soneparsea.com:3443/PictureServer/default.aspx/schneiderelectric-metsepm5100_Image1.jpg?A3889C9397807479A2A1C7A8BAA5959DB4AAC6AABE9C93A8C2AEB772BF9CA4A7B5B5C17A8367609399B2B5ACB7685E9EC0AC | https://pim-kvc.soneparsea.com:3443/PictureServer/default.aspx/merlin-gerin-metsep5100.pdf?A3889C9397807479A2A1C1AAC4A399A27DACB9B7BBA55DA1B5B9C7AAC26C61648073C4A9B8 | POWER METER PM5100 W/O MODBUS 33 ALARMS FLUSH MOUNT | The PowerLogic PM5000 series power meters are the new benchmark in affordable, precision metering. It is the ideal fit for high-end cost management applications, providing the measurement capabilities needed to allocate energy usage, perform tenant metering and sub-billing, pin-point energy savings, optimize equipment efficiency and utilization, and perform a high level assessment of the power quality in an electrical network. | Pulse output | Electrical
| 67 | Electrical Distribution (LV) | Power Meter | Energy Meter | POWER METER PM5100 W/O MODBUS 33 ALARMS FLUSH MOUNT | 2162530 | METSEPM5100 | SCHNEIDER ELECTRIC | 21000 | https://pim-kvc.soneparsea.com:3443/PictureServer/default.aspx/schneiderelectric-metsepm5100_Image1.jpg?A3889C9397807479A2A1C7A8BAA5959DB4AAC6AABE9C93A8C2AEB772BF9CA4A7B5B5C17A8367609399B2B5ACB7685E9EC0AC | https://pim-kvc.soneparsea.com:3443/PictureServer/default.aspx/merlin-gerin-metsep5100.pdf?A3889C9397807479A2A1C1AAC4A399A27DACB9B7BBA55DA1B5B9C7AAC26C61648073C4A9B8 | POWER METER PM5100 W/O MODBUS 33 ALARMS FLUSH MOUNT | The PowerLogic PM5000 series power meters are the new benchmark in affordable, precision metering. It is the ideal fit for high-end cost management applications, providing the measurement capabilities needed to allocate energy usage, perform tenant metering and sub-billing, pin-point energy savings, optimize equipment efficiency and utilization, and perform a high level assessment of the power quality in an electrical network. | Pulse type | S0
| 67 | Electrical Distribution (LV) | Power Meter | Energy Meter | POWER METER PM5100 W/O MODBUS 33 ALARMS FLUSH MOUNT | 2162530 | METSEPM5100 | SCHNEIDER ELECTRIC | 21000 | https://pim-kvc.soneparsea.com:3443/PictureServer/default.aspx/schneiderelectric-metsepm5100_Image1.jpg?A3889C9397807479A2A1C7A8BAA5959DB4AAC6AABE9C93A8C2AEB772BF9CA4A7B5B5C17A8367609399B2B5ACB7685E9EC0AC | https://pim-kvc.soneparsea.com:3443/PictureServer/default.aspx/merlin-gerin-metsep5100.pdf?A3889C9397807479A2A1C1AAC4A399A27DACB9B7BBA55DA1B5B9C7AAC26C61648073C4A9B8 | POWER METER PM5100 W/O MODBUS 33 ALARMS FLUSH MOUNT | The PowerLogic PM5000 series power meters are the new benchmark in affordable, precision metering. It is the ideal fit for high-end cost management applications, providing the measurement capabilities needed to allocate energy usage, perform tenant metering and sub-billing, pin-point energy savings, optimize equipment efficiency and utilization, and perform a high level assessment of the power quality in an electrical network. | Pulse rate | 1...9999999Imp/kWh (kvarh)
| 67 | Electrical Distribution (LV) | Power Meter | Energy Meter | POWER METER PM5100 W/O MODBUS 33 ALARMS FLUSH MOUNT | 2162530 | METSEPM5100 | SCHNEIDER ELECTRIC | 21000 | https://pim-kvc.soneparsea.com:3443/PictureServer/default.aspx/schneiderelectric-metsepm5100_Image1.jpg?A3889C9397807479A2A1C7A8BAA5959DB4AAC6AABE9C93A8C2AEB772BF9CA4A7B5B5C17A8367609399B2B5ACB7685E9EC0AC | https://pim-kvc.soneparsea.com:3443/PictureServer/default.aspx/merlin-gerin-metsep5100.pdf?A3889C9397807479A2A1C1AAC4A399A27DACB9B7BBA55DA1B5B9C7AAC26C61648073C4A9B8 | POWER METER PM5100 W/O MODBUS 33 ALARMS FLUSH MOUNT | The PowerLogic PM5000 series power meters are the new benchmark in affordable, precision metering. It is the ideal fit for high-end cost management applications, providing the measurement capabilities needed to allocate energy usage, perform tenant metering and sub-billing, pin-point energy savings, optimize equipment efficiency and utilization, and perform a high level assessment of the power quality in an electrical network. | Type of indication | Digital
| 67 | Electrical Distribution (LV) | Power Meter | Energy Meter | POWER METER PM5100 W/O MODBUS 33 ALARMS FLUSH MOUNT | 2162530 | METSEPM5100 | SCHNEIDER ELECTRIC | 21000 | https://pim-kvc.soneparsea.com:3443/PictureServer/default.aspx/schneiderelectric-metsepm5100_Image1.jpg?A3889C9397807479A2A1C7A8BAA5959DB4AAC6AABE9C93A8C2AEB772BF9CA4A7B5B5C17A8367609399B2B5ACB7685E9EC0AC | https://pim-kvc.soneparsea.com:3443/PictureServer/default.aspx/merlin-gerin-metsep5100.pdf?A3889C9397807479A2A1C1AAC4A399A27DACB9B7BBA55DA1B5B9C7AAC26C61648073C4A9B8 | POWER METER PM5100 W/O MODBUS 33 ALARMS FLUSH MOUNT | The PowerLogic PM5000 series power meters are the new benchmark in affordable, precision metering. It is the ideal fit for high-end cost management applications, providing the measurement capabilities needed to allocate energy usage, perform tenant metering and sub-billing, pin-point energy savings, optimize equipment efficiency and utilization, and perform a high level assessment of the power quality in an electrical network. | Type of meter | Electronic
| 67 | Electrical Distribution (LV) | Power Meter | Energy Meter | POWER METER PM5100 W/O MODBUS 33 ALARMS FLUSH MOUNT | 2162530 | METSEPM5100 | SCHNEIDER ELECTRIC | 21000 | https://pim-kvc.soneparsea.com:3443/PictureServer/default.aspx/schneiderelectric-metsepm5100_Image1.jpg?A3889C9397807479A2A1C7A8BAA5959DB4AAC6AABE9C93A8C2AEB772BF9CA4A7B5B5C17A8367609399B2B5ACB7685E9EC0AC | https://pim-kvc.soneparsea.com:3443/PictureServer/default.aspx/merlin-gerin-metsep5100.pdf?A3889C9397807479A2A1C1AAC4A399A27DACB9B7BBA55DA1B5B9C7AAC26C61648073C4A9B8 | POWER METER PM5100 W/O MODBUS 33 ALARMS FLUSH MOUNT | The PowerLogic PM5000 series power meters are the new benchmark in affordable, precision metering. It is the ideal fit for high-end cost management applications, providing the measurement capabilities needed to allocate energy usage, perform tenant metering and sub-billing, pin-point energy savings, optimize equipment efficiency and utilization, and perform a high level assessment of the power quality in an electrical network. | Nominal current (In) | 5A
| 67 | Electrical Distribution (LV) | Power Meter | Energy Meter | POWER METER PM5100 W/O MODBUS 33 ALARMS FLUSH MOUNT | 2162530 | METSEPM5100 | SCHNEIDER ELECTRIC | 21000 | https://pim-kvc.soneparsea.com:3443/PictureServer/default.aspx/schneiderelectric-metsepm5100_Image1.jpg?A3889C9397807479A2A1C7A8BAA5959DB4AAC6AABE9C93A8C2AEB772BF9CA4A7B5B5C17A8367609399B2B5ACB7685E9EC0AC | https://pim-kvc.soneparsea.com:3443/PictureServer/default.aspx/merlin-gerin-metsep5100.pdf?A3889C9397807479A2A1C1AAC4A399A27DACB9B7BBA55DA1B5B9C7AAC26C61648073C4A9B8 | POWER METER PM5100 W/O MODBUS 33 ALARMS FLUSH MOUNT | The PowerLogic PM5000 series power meters are the new benchmark in affordable, precision metering. It is the ideal fit for high-end cost management applications, providing the measurement capabilities needed to allocate energy usage, perform tenant metering and sub-billing, pin-point energy savings, optimize equipment efficiency and utilization, and perform a high level assessment of the power quality in an electrical network. | Max. current (Imax) | 8.5A
| 67 | Electrical Distribution (LV) | Power Meter | Energy Meter | POWER METER PM5100 W/O MODBUS 33 ALARMS FLUSH MOUNT | 2162530 | METSEPM5100 | SCHNEIDER ELECTRIC | 21000 | https://pim-kvc.soneparsea.com:3443/PictureServer/default.aspx/schneiderelectric-metsepm5100_Image1.jpg?A3889C9397807479A2A1C7A8BAA5959DB4AAC6AABE9C93A8C2AEB772BF9CA4A7B5B5C17A8367609399B2B5ACB7685E9EC0AC | https://pim-kvc.soneparsea.com:3443/PictureServer/default.aspx/merlin-gerin-metsep5100.pdf?A3889C9397807479A2A1C1AAC4A399A27DACB9B7BBA55DA1B5B9C7AAC26C61648073C4A9B8 | POWER METER PM5100 W/O MODBUS 33 ALARMS FLUSH MOUNT | The PowerLogic PM5000 series power meters are the new benchmark in affordable, precision metering. It is the ideal fit for high-end cost management applications, providing the measurement capabilities needed to allocate energy usage, perform tenant metering and sub-billing, pin-point energy savings, optimize equipment efficiency and utilization, and perform a high level assessment of the power quality in an electrical network. | Nominal voltage (Un) N-L | 20...400V
| 67 | Electrical Distribution (LV) | Power Meter | Energy Meter | POWER METER PM5100 W/O MODBUS 33 ALARMS FLUSH MOUNT | 2162530 | METSEPM5100 | SCHNEIDER ELECTRIC | 21000 | https://pim-kvc.soneparsea.com:3443/PictureServer/default.aspx/schneiderelectric-metsepm5100_Image1.jpg?A3889C9397807479A2A1C7A8BAA5959DB4AAC6AABE9C93A8C2AEB772BF9CA4A7B5B5C17A8367609399B2B5ACB7685E9EC0AC | https://pim-kvc.soneparsea.com:3443/PictureServer/default.aspx/merlin-gerin-metsep5100.pdf?A3889C9397807479A2A1C1AAC4A399A27DACB9B7BBA55DA1B5B9C7AAC26C61648073C4A9B8 | POWER METER PM5100 W/O MODBUS 33 ALARMS FLUSH MOUNT | The PowerLogic PM5000 series power meters are the new benchmark in affordable, precision metering. It is the ideal fit for high-end cost management applications, providing the measurement capabilities needed to allocate energy usage, perform tenant metering and sub-billing, pin-point energy savings, optimize equipment efficiency and utilization, and perform a high level assessment of the power quality in an electrical network. | Nominal voltage (Un) L-L | 35...690V
| 67 | Electrical Distribution (LV) | Power Meter | Energy Meter | POWER METER PM5100 W/O MODBUS 33 ALARMS FLUSH MOUNT | 2162530 | METSEPM5100 | SCHNEIDER ELECTRIC | 21000 | https://pim-kvc.soneparsea.com:3443/PictureServer/default.aspx/schneiderelectric-metsepm5100_Image1.jpg?A3889C9397807479A2A1C7A8BAA5959DB4AAC6AABE9C93A8C2AEB772BF9CA4A7B5B5C17A8367609399B2B5ACB7685E9EC0AC | https://pim-kvc.soneparsea.com:3443/PictureServer/default.aspx/merlin-gerin-metsep5100.pdf?A3889C9397807479A2A1C1AAC4A399A27DACB9B7BBA55DA1B5B9C7AAC26C61648073C4A9B8 | POWER METER PM5100 W/O MODBUS 33 ALARMS FLUSH MOUNT | The PowerLogic PM5000 series power meters are the new benchmark in affordable, precision metering. It is the ideal fit for high-end cost management applications, providing the measurement capabilities needed to allocate energy usage, perform tenant metering and sub-billing, pin-point energy savings, optimize equipment efficiency and utilization, and perform a high level assessment of the power quality in an electrical network. | Frequency | 45...65Hz
| 67 | Electrical Distribution (LV) | Power Meter | Energy Meter | POWER METER PM5100 W/O MODBUS 33 ALARMS FLUSH MOUNT | 2162530 | METSEPM5100 | SCHNEIDER ELECTRIC | 21000 | https://pim-kvc.soneparsea.com:3443/PictureServer/default.aspx/schneiderelectric-metsepm5100_Image1.jpg?A3889C9397807479A2A1C7A8BAA5959DB4AAC6AABE9C93A8C2AEB772BF9CA4A7B5B5C17A8367609399B2B5ACB7685E9EC0AC | https://pim-kvc.soneparsea.com:3443/PictureServer/default.aspx/merlin-gerin-metsep5100.pdf?A3889C9397807479A2A1C1AAC4A399A27DACB9B7BBA55DA1B5B9C7AAC26C61648073C4A9B8 | POWER METER PM5100 W/O MODBUS 33 ALARMS FLUSH MOUNT | The PowerLogic PM5000 series power meters are the new benchmark in affordable, precision metering. It is the ideal fit for high-end cost management applications, providing the measurement capabilities needed to allocate energy usage, perform tenant metering and sub-billing, pin-point energy savings, optimize equipment efficiency and utilization, and perform a high level assessment of the power quality in an electrical network. | Accuracy class | C
| 67 | Electrical Distribution (LV) | Power Meter | Energy Meter | POWER METER PM5100 W/O MODBUS 33 ALARMS FLUSH MOUNT | 2162530 | METSEPM5100 | SCHNEIDER ELECTRIC | 21000 | https://pim-kvc.soneparsea.com:3443/PictureServer/default.aspx/schneiderelectric-metsepm5100_Image1.jpg?A3889C9397807479A2A1C7A8BAA5959DB4AAC6AABE9C93A8C2AEB772BF9CA4A7B5B5C17A8367609399B2B5ACB7685E9EC0AC | https://pim-kvc.soneparsea.com:3443/PictureServer/default.aspx/merlin-gerin-metsep5100.pdf?A3889C9397807479A2A1C1AAC4A399A27DACB9B7BBA55DA1B5B9C7AAC26C61648073C4A9B8 | POWER METER PM5100 W/O MODBUS 33 ALARMS FLUSH MOUNT | The PowerLogic PM5000 series power meters are the new benchmark in affordable, precision metering. It is the ideal fit for high-end cost management applications, providing the measurement capabilities needed to allocate energy usage, perform tenant metering and sub-billing, pin-point energy savings, optimize equipment efficiency and utilization, and perform a high level assessment of the power quality in an electrical network. | Pole type | Three conductor
| 67 | Electrical Distribution (LV) | Power Meter | Energy Meter | POWER METER PM5100 W/O MODBUS 33 ALARMS FLUSH MOUNT | 2162530 | METSEPM5100 | SCHNEIDER ELECTRIC | 21000 | https://pim-kvc.soneparsea.com:3443/PictureServer/default.aspx/schneiderelectric-metsepm5100_Image1.jpg?A3889C9397807479A2A1C7A8BAA5959DB4AAC6AABE9C93A8C2AEB772BF9CA4A7B5B5C17A8367609399B2B5ACB7685E9EC0AC | https://pim-kvc.soneparsea.com:3443/PictureServer/default.aspx/merlin-gerin-metsep5100.pdf?A3889C9397807479A2A1C1AAC4A399A27DACB9B7BBA55DA1B5B9C7AAC26C61648073C4A9B8 | POWER METER PM5100 W/O MODBUS 33 ALARMS FLUSH MOUNT | The PowerLogic PM5000 series power meters are the new benchmark in affordable, precision metering. It is the ideal fit for high-end cost management applications, providing the measurement capabilities needed to allocate energy usage, perform tenant metering and sub-billing, pin-point energy savings, optimize equipment efficiency and utilization, and perform a high level assessment of the power quality in an electrical network. | Model | Measurement transformer
| 67 | Electrical Distribution (LV) | Power Meter | Energy Meter | POWER METER PM5100 W/O MODBUS 33 ALARMS FLUSH MOUNT | 2162530 | METSEPM5100 | SCHNEIDER ELECTRIC | 21000 | https://pim-kvc.soneparsea.com:3443/PictureServer/default.aspx/schneiderelectric-metsepm5100_Image1.jpg?A3889C9397807479A2A1C7A8BAA5959DB4AAC6AABE9C93A8C2AEB772BF9CA4A7B5B5C17A8367609399B2B5ACB7685E9EC0AC | https://pim-kvc.soneparsea.com:3443/PictureServer/default.aspx/merlin-gerin-metsep5100.pdf?A3889C9397807479A2A1C1AAC4A399A27DACB9B7BBA55DA1B5B9C7AAC26C61648073C4A9B8 | POWER METER PM5100 W/O MODBUS 33 ALARMS FLUSH MOUNT | The PowerLogic PM5000 series power meters are the new benchmark in affordable, precision metering. It is the ideal fit for high-end cost management applications, providing the measurement capabilities needed to allocate energy usage, perform tenant metering and sub-billing, pin-point energy savings, optimize equipment efficiency and utilization, and perform a high level assessment of the power quality in an electrical network. | Energy type | Effective power and blind power
| 67 | Electrical Distribution (LV) | Power Meter | Energy Meter | POWER METER PM5100 W/O MODBUS 33 ALARMS FLUSH MOUNT | 2162530 | METSEPM5100 | SCHNEIDER ELECTRIC | 21000 | https://pim-kvc.soneparsea.com:3443/PictureServer/default.aspx/schneiderelectric-metsepm5100_Image1.jpg?A3889C9397807479A2A1C7A8BAA5959DB4AAC6AABE9C93A8C2AEB772BF9CA4A7B5B5C17A8367609399B2B5ACB7685E9EC0AC | https://pim-kvc.soneparsea.com:3443/PictureServer/default.aspx/merlin-gerin-metsep5100.pdf?A3889C9397807479A2A1C1AAC4A399A27DACB9B7BBA55DA1B5B9C7AAC26C61648073C4A9B8 | POWER METER PM5100 W/O MODBUS 33 ALARMS FLUSH MOUNT | The PowerLogic PM5000 series power meters are the new benchmark in affordable, precision metering. It is the ideal fit for high-end cost management applications, providing the measurement capabilities needed to allocate energy usage, perform tenant metering and sub-billing, pin-point energy savings, optimize equipment efficiency and utilization, and perform a high level assessment of the power quality in an electrical network. | Suitable for | Purchase
| 67 | Electrical Distribution (LV) | Power Meter | Energy Meter | POWER METER PM5100 W/O MODBUS 33 ALARMS FLUSH MOUNT | 2162530 | METSEPM5100 | SCHNEIDER ELECTRIC | 21000 | https://pim-kvc.soneparsea.com:3443/PictureServer/default.aspx/schneiderelectric-metsepm5100_Image1.jpg?A3889C9397807479A2A1C7A8BAA5959DB4AAC6AABE9C93A8C2AEB772BF9CA4A7B5B5C17A8367609399B2B5ACB7685E9EC0AC | https://pim-kvc.soneparsea.com:3443/PictureServer/default.aspx/merlin-gerin-metsep5100.pdf?A3889C9397807479A2A1C1AAC4A399A27DACB9B7BBA55DA1B5B9C7AAC26C61648073C4A9B8 | POWER METER PM5100 W/O MODBUS 33 ALARMS FLUSH MOUNT | The PowerLogic PM5000 series power meters are the new benchmark in affordable, precision metering. It is the ideal fit for high-end cost management applications, providing the measurement capabilities needed to allocate energy usage, perform tenant metering and sub-billing, pin-point energy savings, optimize equipment efficiency and utilization, and perform a high level assessment of the power quality in an electrical network. | Tariff type | One-tariff
| 67 | Electrical Distribution (LV) | Power Meter | Energy Meter | POWER METER PM5100 W/O MODBUS 33 ALARMS FLUSH MOUNT | 2162530 | METSEPM5100 | SCHNEIDER ELECTRIC | 21000 | https://pim-kvc.soneparsea.com:3443/PictureServer/default.aspx/schneiderelectric-metsepm5100_Image1.jpg?A3889C9397807479A2A1C7A8BAA5959DB4AAC6AABE9C93A8C2AEB772BF9CA4A7B5B5C17A8367609399B2B5ACB7685E9EC0AC | https://pim-kvc.soneparsea.com:3443/PictureServer/default.aspx/merlin-gerin-metsep5100.pdf?A3889C9397807479A2A1C1AAC4A399A27DACB9B7BBA55DA1B5B9C7AAC26C61648073C4A9B8 | POWER METER PM5100 W/O MODBUS 33 ALARMS FLUSH MOUNT | The PowerLogic PM5000 series power meters are the new benchmark in affordable, precision metering. It is the ideal fit for high-end cost management applications, providing the measurement capabilities needed to allocate energy usage, perform tenant metering and sub-billing, pin-point energy savings, optimize equipment efficiency and utilization, and perform a high level assessment of the power quality in an electrical network. | Measurement type load profile | yes
| 67 | Electrical Distribution (LV) | Power Meter | Energy Meter | POWER METER PM5100 W/O MODBUS 33 ALARMS FLUSH MOUNT | 2162530 | METSEPM5100 | SCHNEIDER ELECTRIC | 21000 | https://pim-kvc.soneparsea.com:3443/PictureServer/default.aspx/schneiderelectric-metsepm5100_Image1.jpg?A3889C9397807479A2A1C7A8BAA5959DB4AAC6AABE9C93A8C2AEB772BF9CA4A7B5B5C17A8367609399B2B5ACB7685E9EC0AC | https://pim-kvc.soneparsea.com:3443/PictureServer/default.aspx/merlin-gerin-metsep5100.pdf?A3889C9397807479A2A1C1AAC4A399A27DACB9B7BBA55DA1B5B9C7AAC26C61648073C4A9B8 | POWER METER PM5100 W/O MODBUS 33 ALARMS FLUSH MOUNT | The PowerLogic PM5000 series power meters are the new benchmark in affordable, precision metering. It is the ideal fit for high-end cost management applications, providing the measurement capabilities needed to allocate energy usage, perform tenant metering and sub-billing, pin-point energy savings, optimize equipment efficiency and utilization, and perform a high level assessment of the power quality in an electrical network. | Escapement mechanism | no
| 67 | Electrical Distribution (LV) | Power Meter | Energy Meter | POWER METER PM5100 W/O MODBUS 33 ALARMS FLUSH MOUNT | 2162530 | METSEPM5100 | SCHNEIDER ELECTRIC | 21000 | https://pim-kvc.soneparsea.com:3443/PictureServer/default.aspx/schneiderelectric-metsepm5100_Image1.jpg?A3889C9397807479A2A1C7A8BAA5959DB4AAC6AABE9C93A8C2AEB772BF9CA4A7B5B5C17A8367609399B2B5ACB7685E9EC0AC | https://pim-kvc.soneparsea.com:3443/PictureServer/default.aspx/merlin-gerin-metsep5100.pdf?A3889C9397807479A2A1C1AAC4A399A27DACB9B7BBA55DA1B5B9C7AAC26C61648073C4A9B8 | POWER METER PM5100 W/O MODBUS 33 ALARMS FLUSH MOUNT | The PowerLogic PM5000 series power meters are the new benchmark in affordable, precision metering. It is the ideal fit for high-end cost management applications, providing the measurement capabilities needed to allocate energy usage, perform tenant metering and sub-billing, pin-point energy savings, optimize equipment efficiency and utilization, and perform a high level assessment of the power quality in an electrical network. | Calibrated | no
| 67 | Electrical Distribution (LV) | Power Meter | Energy Meter | POWER METER PM5100 W/O MODBUS 33 ALARMS FLUSH MOUNT | 2162530 | METSEPM5100 | SCHNEIDER ELECTRIC | 21000 | https://pim-kvc.soneparsea.com:3443/PictureServer/default.aspx/schneiderelectric-metsepm5100_Image1.jpg?A3889C9397807479A2A1C7A8BAA5959DB4AAC6AABE9C93A8C2AEB772BF9CA4A7B5B5C17A8367609399B2B5ACB7685E9EC0AC | https://pim-kvc.soneparsea.com:3443/PictureServer/default.aspx/merlin-gerin-metsep5100.pdf?A3889C9397807479A2A1C1AAC4A399A27DACB9B7BBA55DA1B5B9C7AAC26C61648073C4A9B8 | POWER METER PM5100 W/O MODBUS 33 ALARMS FLUSH MOUNT | The PowerLogic PM5000 series power meters are the new benchmark in affordable, precision metering. It is the ideal fit for high-end cost management applications, providing the measurement capabilities needed to allocate energy usage, perform tenant metering and sub-billing, pin-point energy savings, optimize equipment efficiency and utilization, and perform a high level assessment of the power quality in an electrical network. | Approval | Domestic
| 67 | Electrical Distribution (LV) | Power Meter | Energy Meter | POWER METER PM5100 W/O MODBUS 33 ALARMS FLUSH MOUNT | 2162530 | METSEPM5100 | SCHNEIDER ELECTRIC | 21000 | https://pim-kvc.soneparsea.com:3443/PictureServer/default.aspx/schneiderelectric-metsepm5100_Image1.jpg?A3889C9397807479A2A1C7A8BAA5959DB4AAC6AABE9C93A8C2AEB772BF9CA4A7B5B5C17A8367609399B2B5ACB7685E9EC0AC | https://pim-kvc.soneparsea.com:3443/PictureServer/default.aspx/merlin-gerin-metsep5100.pdf?A3889C9397807479A2A1C1AAC4A399A27DACB9B7BBA55DA1B5B9C7AAC26C61648073C4A9B8 | POWER METER PM5100 W/O MODBUS 33 ALARMS FLUSH MOUNT | The PowerLogic PM5000 series power meters are the new benchmark in affordable, precision metering. It is the ideal fit for high-end cost management applications, providing the measurement capabilities needed to allocate energy usage, perform tenant metering and sub-billing, pin-point energy savings, optimize equipment efficiency and utilization, and perform a high level assessment of the power quality in an electrical network. | Pulse output | Electrical
| 67 | Electrical Distribution (LV) | Power Meter | Energy Meter | POWER METER PM5100 W/O MODBUS 33 ALARMS FLUSH MOUNT | 2162530 | METSEPM5100 | SCHNEIDER ELECTRIC | 21000 | https://pim-kvc.soneparsea.com:3443/PictureServer/default.aspx/schneiderelectric-metsepm5100_Image1.jpg?A3889C9397807479A2A1C7A8BAA5959DB4AAC6AABE9C93A8C2AEB772BF9CA4A7B5B5C17A8367609399B2B5ACB7685E9EC0AC | https://pim-kvc.soneparsea.com:3443/PictureServer/default.aspx/merlin-gerin-metsep5100.pdf?A3889C9397807479A2A1C1AAC4A399A27DACB9B7BBA55DA1B5B9C7AAC26C61648073C4A9B8 | POWER METER PM5100 W/O MODBUS 33 ALARMS FLUSH MOUNT | The PowerLogic PM5000 series power meters are the new benchmark in affordable, precision metering. It is the ideal fit for high-end cost management applications, providing the measurement capabilities needed to allocate energy usage, perform tenant metering and sub-billing, pin-point energy savings, optimize equipment efficiency and utilization, and perform a high level assessment of the power quality in an electrical network. | Pulse type | S0
| 67 | Electrical Distribution (LV) | Power Meter | Energy Meter | POWER METER PM5100 W/O MODBUS 33 ALARMS FLUSH MOUNT | 2162530 | METSEPM5100 | SCHNEIDER ELECTRIC | 21000 | https://pim-kvc.soneparsea.com:3443/PictureServer/default.aspx/schneiderelectric-metsepm5100_Image1.jpg?A3889C9397807479A2A1C7A8BAA5959DB4AAC6AABE9C93A8C2AEB772BF9CA4A7B5B5C17A8367609399B2B5ACB7685E9EC0AC | https://pim-kvc.soneparsea.com:3443/PictureServer/default.aspx/merlin-gerin-metsep5100.pdf?A3889C9397807479A2A1C1AAC4A399A27DACB9B7BBA55DA1B5B9C7AAC26C61648073C4A9B8 | POWER METER PM5100 W/O MODBUS 33 ALARMS FLUSH MOUNT | The PowerLogic PM5000 series power meters are the new benchmark in affordable, precision metering. It is the ideal fit for high-end cost management applications, providing the measurement capabilities needed to allocate energy usage, perform tenant metering and sub-billing, pin-point energy savings, optimize equipment efficiency and utilization, and perform a high level assessment of the power quality in an electrical network. | Pulse rate | 1...9999999Imp/kWh (kvarh)
| 67 | Electrical Distribution (LV) | Power Meter | Energy Meter | POWER METER PM5100 W/O MODBUS 33 ALARMS FLUSH MOUNT | 2162530 | METSEPM5100 | SCHNEIDER ELECTRIC | 21000 | https://pim-kvc.soneparsea.com:3443/PictureServer/default.aspx/schneiderelectric-metsepm5100_Image1.jpg?A3889C9397807479A2A1C7A8BAA5959DB4AAC6AABE9C93A8C2AEB772BF9CA4A7B5B5C17A8367609399B2B5ACB7685E9EC0AC | https://pim-kvc.soneparsea.com:3443/PictureServer/default.aspx/merlin-gerin-metsep5100.pdf?A3889C9397807479A2A1C1AAC4A399A27DACB9B7BBA55DA1B5B9C7AAC26C61648073C4A9B8 | POWER METER PM5100 W/O MODBUS 33 ALARMS FLUSH MOUNT | The PowerLogic PM5000 series power meters are the new benchmark in affordable, precision metering. It is the ideal fit for high-end cost management applications, providing the measurement capabilities needed to allocate energy usage, perform tenant metering and sub-billing, pin-point energy savings, optimize equipment efficiency and utilization, and perform a high level assessment of the power quality in an electrical network. | Type of indication | Digital
| 68 | Electrical Distribution (LV) | Power Meter | Energy Meter | PM2230 POWER & ENERGY METER UP TO 31ST H LED RS485 CLASS 0.5 | 2209625 | METSEPM2230 | SCHNEIDER ELECTRIC | 10500 | https://pim-kvc.soneparsea.com:3443/PictureServer/default.aspx/schneider-METSEPM2230_Image1.jpg?A3889C9397807479A2A1C7A8BAA5959DB4AAC6729F7C84879595A177846A609399B2B5ACB7685E9EC0AC | https://pim-kvc.soneparsea.com:3443/PictureServer/default.aspx/schneider-metsepm2230.pdf?A3889C9397807479A2A1C7A8BAA5959DB4AAC672BF9CA4A7B5B5C177846A6062C0A9BA | PM2230 POWER & ENERGY METER UP TO 31ST H LED RS485 CLASS 0.5 | EasyLogic PM2000 series energy and power meters provide all the measurement capabilities required to monitor an electrical installation in a single 96x96 mm unit. Two variants are available with LED and LCD display options. | Type of meter | Electronic
| 68 | Electrical Distribution (LV) | Power Meter | Energy Meter | PM2230 POWER & ENERGY METER UP TO 31ST H LED RS485 CLASS 0.5 | 2209625 | METSEPM2230 | SCHNEIDER ELECTRIC | 10500 | https://pim-kvc.soneparsea.com:3443/PictureServer/default.aspx/schneider-METSEPM2230_Image1.jpg?A3889C9397807479A2A1C7A8BAA5959DB4AAC6729F7C84879595A177846A609399B2B5ACB7685E9EC0AC | https://pim-kvc.soneparsea.com:3443/PictureServer/default.aspx/schneider-metsepm2230.pdf?A3889C9397807479A2A1C7A8BAA5959DB4AAC672BF9CA4A7B5B5C177846A6062C0A9BA | PM2230 POWER & ENERGY METER UP TO 31ST H LED RS485 CLASS 0.5 | EasyLogic PM2000 series energy and power meters provide all the measurement capabilities required to monitor an electrical installation in a single 96x96 mm unit. Two variants are available with LED and LCD display options. | Nominal current (In) | 5A
| 68 | Electrical Distribution (LV) | Power Meter | Energy Meter | PM2230 POWER & ENERGY METER UP TO 31ST H LED RS485 CLASS 0.5 | 2209625 | METSEPM2230 | SCHNEIDER ELECTRIC | 10500 | https://pim-kvc.soneparsea.com:3443/PictureServer/default.aspx/schneider-METSEPM2230_Image1.jpg?A3889C9397807479A2A1C7A8BAA5959DB4AAC6729F7C84879595A177846A609399B2B5ACB7685E9EC0AC | https://pim-kvc.soneparsea.com:3443/PictureServer/default.aspx/schneider-metsepm2230.pdf?A3889C9397807479A2A1C7A8BAA5959DB4AAC672BF9CA4A7B5B5C177846A6062C0A9BA | PM2230 POWER & ENERGY METER UP TO 31ST H LED RS485 CLASS 0.5 | EasyLogic PM2000 series energy and power meters provide all the measurement capabilities required to monitor an electrical installation in a single 96x96 mm unit. Two variants are available with LED and LCD display options. | Max. current (Imax) | 6A
| 68 | Electrical Distribution (LV) | Power Meter | Energy Meter | PM2230 POWER & ENERGY METER UP TO 31ST H LED RS485 CLASS 0.5 | 2209625 | METSEPM2230 | SCHNEIDER ELECTRIC | 10500 | https://pim-kvc.soneparsea.com:3443/PictureServer/default.aspx/schneider-METSEPM2230_Image1.jpg?A3889C9397807479A2A1C7A8BAA5959DB4AAC6729F7C84879595A177846A609399B2B5ACB7685E9EC0AC | https://pim-kvc.soneparsea.com:3443/PictureServer/default.aspx/schneider-metsepm2230.pdf?A3889C9397807479A2A1C7A8BAA5959DB4AAC672BF9CA4A7B5B5C177846A6062C0A9BA | PM2230 POWER & ENERGY METER UP TO 31ST H LED RS485 CLASS 0.5 | EasyLogic PM2000 series energy and power meters provide all the measurement capabilities required to monitor an electrical installation in a single 96x96 mm unit. Two variants are available with LED and LCD display options. | Nominal voltage (Un) N-L | 20...277V
| 68 | Electrical Distribution (LV) | Power Meter | Energy Meter | PM2230 POWER & ENERGY METER UP TO 31ST H LED RS485 CLASS 0.5 | 2209625 | METSEPM2230 | SCHNEIDER ELECTRIC | 10500 | https://pim-kvc.soneparsea.com:3443/PictureServer/default.aspx/schneider-METSEPM2230_Image1.jpg?A3889C9397807479A2A1C7A8BAA5959DB4AAC6729F7C84879595A177846A609399B2B5ACB7685E9EC0AC | https://pim-kvc.soneparsea.com:3443/PictureServer/default.aspx/schneider-metsepm2230.pdf?A3889C9397807479A2A1C7A8BAA5959DB4AAC672BF9CA4A7B5B5C177846A6062C0A9BA | PM2230 POWER & ENERGY METER UP TO 31ST H LED RS485 CLASS 0.5 | EasyLogic PM2000 series energy and power meters provide all the measurement capabilities required to monitor an electrical installation in a single 96x96 mm unit. Two variants are available with LED and LCD display options. | Nominal voltage (Un) L-L | 35...480V
| 68 | Electrical Distribution (LV) | Power Meter | Energy Meter | PM2230 POWER & ENERGY METER UP TO 31ST H LED RS485 CLASS 0.5 | 2209625 | METSEPM2230 | SCHNEIDER ELECTRIC | 10500 | https://pim-kvc.soneparsea.com:3443/PictureServer/default.aspx/schneider-METSEPM2230_Image1.jpg?A3889C9397807479A2A1C7A8BAA5959DB4AAC6729F7C84879595A177846A609399B2B5ACB7685E9EC0AC | https://pim-kvc.soneparsea.com:3443/PictureServer/default.aspx/schneider-metsepm2230.pdf?A3889C9397807479A2A1C7A8BAA5959DB4AAC672BF9CA4A7B5B5C177846A6062C0A9BA | PM2230 POWER & ENERGY METER UP TO 31ST H LED RS485 CLASS 0.5 | EasyLogic PM2000 series energy and power meters provide all the measurement capabilities required to monitor an electrical installation in a single 96x96 mm unit. Two variants are available with LED and LCD display options. | Frequency | 50...60Hz
| 68 | Electrical Distribution (LV) | Power Meter | Energy Meter | PM2230 POWER & ENERGY METER UP TO 31ST H LED RS485 CLASS 0.5 | 2209625 | METSEPM2230 | SCHNEIDER ELECTRIC | 10500 | https://pim-kvc.soneparsea.com:3443/PictureServer/default.aspx/schneider-METSEPM2230_Image1.jpg?A3889C9397807479A2A1C7A8BAA5959DB4AAC6729F7C84879595A177846A609399B2B5ACB7685E9EC0AC | https://pim-kvc.soneparsea.com:3443/PictureServer/default.aspx/schneider-metsepm2230.pdf?A3889C9397807479A2A1C7A8BAA5959DB4AAC672BF9CA4A7B5B5C177846A6062C0A9BA | PM2230 POWER & ENERGY METER UP TO 31ST H LED RS485 CLASS 0.5 | EasyLogic PM2000 series energy and power meters provide all the measurement capabilities required to monitor an electrical installation in a single 96x96 mm unit. Two variants are available with LED and LCD display options. | Accuracy class | C
| 68 | Electrical Distribution (LV) | Power Meter | Energy Meter | PM2230 POWER & ENERGY METER UP TO 31ST H LED RS485 CLASS 0.5 | 2209625 | METSEPM2230 | SCHNEIDER ELECTRIC | 10500 | https://pim-kvc.soneparsea.com:3443/PictureServer/default.aspx/schneider-METSEPM2230_Image1.jpg?A3889C9397807479A2A1C7A8BAA5959DB4AAC6729F7C84879595A177846A609399B2B5ACB7685E9EC0AC | https://pim-kvc.soneparsea.com:3443/PictureServer/default.aspx/schneider-metsepm2230.pdf?A3889C9397807479A2A1C7A8BAA5959DB4AAC672BF9CA4A7B5B5C177846A6062C0A9BA | PM2230 POWER & ENERGY METER UP TO 31ST H LED RS485 CLASS 0.5 | EasyLogic PM2000 series energy and power meters provide all the measurement capabilities required to monitor an electrical installation in a single 96x96 mm unit. Two variants are available with LED and LCD display options. | Pole type | Three conductor/four conductor
| 68 | Electrical Distribution (LV) | Power Meter | Energy Meter | PM2230 POWER & ENERGY METER UP TO 31ST H LED RS485 CLASS 0.5 | 2209625 | METSEPM2230 | SCHNEIDER ELECTRIC | 10500 | https://pim-kvc.soneparsea.com:3443/PictureServer/default.aspx/schneider-METSEPM2230_Image1.jpg?A3889C9397807479A2A1C7A8BAA5959DB4AAC6729F7C84879595A177846A609399B2B5ACB7685E9EC0AC | https://pim-kvc.soneparsea.com:3443/PictureServer/default.aspx/schneider-metsepm2230.pdf?A3889C9397807479A2A1C7A8BAA5959DB4AAC672BF9CA4A7B5B5C177846A6062C0A9BA | PM2230 POWER & ENERGY METER UP TO 31ST H LED RS485 CLASS 0.5 | EasyLogic PM2000 series energy and power meters provide all the measurement capabilities required to monitor an electrical installation in a single 96x96 mm unit. Two variants are available with LED and LCD display options. | Model | Measurement transformer
| 68 | Electrical Distribution (LV) | Power Meter | Energy Meter | PM2230 POWER & ENERGY METER UP TO 31ST H LED RS485 CLASS 0.5 | 2209625 | METSEPM2230 | SCHNEIDER ELECTRIC | 10500 | https://pim-kvc.soneparsea.com:3443/PictureServer/default.aspx/schneider-METSEPM2230_Image1.jpg?A3889C9397807479A2A1C7A8BAA5959DB4AAC6729F7C84879595A177846A609399B2B5ACB7685E9EC0AC | https://pim-kvc.soneparsea.com:3443/PictureServer/default.aspx/schneider-metsepm2230.pdf?A3889C9397807479A2A1C7A8BAA5959DB4AAC672BF9CA4A7B5B5C177846A6062C0A9BA | PM2230 POWER & ENERGY METER UP TO 31ST H LED RS485 CLASS 0.5 | EasyLogic PM2000 series energy and power meters provide all the measurement capabilities required to monitor an electrical installation in a single 96x96 mm unit. Two variants are available with LED and LCD display options. | Energy type | Effective power and blind power
| 68 | Electrical Distribution (LV) | Power Meter | Energy Meter | PM2230 POWER & ENERGY METER UP TO 31ST H LED RS485 CLASS 0.5 | 2209625 | METSEPM2230 | SCHNEIDER ELECTRIC | 10500 | https://pim-kvc.soneparsea.com:3443/PictureServer/default.aspx/schneider-METSEPM2230_Image1.jpg?A3889C9397807479A2A1C7A8BAA5959DB4AAC6729F7C84879595A177846A609399B2B5ACB7685E9EC0AC | https://pim-kvc.soneparsea.com:3443/PictureServer/default.aspx/schneider-metsepm2230.pdf?A3889C9397807479A2A1C7A8BAA5959DB4AAC672BF9CA4A7B5B5C177846A6062C0A9BA | PM2230 POWER & ENERGY METER UP TO 31ST H LED RS485 CLASS 0.5 | EasyLogic PM2000 series energy and power meters provide all the measurement capabilities required to monitor an electrical installation in a single 96x96 mm unit. Two variants are available with LED and LCD display options. | Suitable for | Purchase
| 68 | Electrical Distribution (LV) | Power Meter | Energy Meter | PM2230 POWER & ENERGY METER UP TO 31ST H LED RS485 CLASS 0.5 | 2209625 | METSEPM2230 | SCHNEIDER ELECTRIC | 10500 | https://pim-kvc.soneparsea.com:3443/PictureServer/default.aspx/schneider-METSEPM2230_Image1.jpg?A3889C9397807479A2A1C7A8BAA5959DB4AAC6729F7C84879595A177846A609399B2B5ACB7685E9EC0AC | https://pim-kvc.soneparsea.com:3443/PictureServer/default.aspx/schneider-metsepm2230.pdf?A3889C9397807479A2A1C7A8BAA5959DB4AAC672BF9CA4A7B5B5C177846A6062C0A9BA | PM2230 POWER & ENERGY METER UP TO 31ST H LED RS485 CLASS 0.5 | EasyLogic PM2000 series energy and power meters provide all the measurement capabilities required to monitor an electrical installation in a single 96x96 mm unit. Two variants are available with LED and LCD display options. | Tariff type | Multi-tariff
| 68 | Electrical Distribution (LV) | Power Meter | Energy Meter | PM2230 POWER & ENERGY METER UP TO 31ST H LED RS485 CLASS 0.5 | 2209625 | METSEPM2230 | SCHNEIDER ELECTRIC | 10500 | https://pim-kvc.soneparsea.com:3443/PictureServer/default.aspx/schneider-METSEPM2230_Image1.jpg?A3889C9397807479A2A1C7A8BAA5959DB4AAC6729F7C84879595A177846A609399B2B5ACB7685E9EC0AC | https://pim-kvc.soneparsea.com:3443/PictureServer/default.aspx/schneider-metsepm2230.pdf?A3889C9397807479A2A1C7A8BAA5959DB4AAC672BF9CA4A7B5B5C177846A6062C0A9BA | PM2230 POWER & ENERGY METER UP TO 31ST H LED RS485 CLASS 0.5 | EasyLogic PM2000 series energy and power meters provide all the measurement capabilities required to monitor an electrical installation in a single 96x96 mm unit. Two variants are available with LED and LCD display options. | Tariff control | Internal
| 68 | Electrical Distribution (LV) | Power Meter | Energy Meter | PM2230 POWER & ENERGY METER UP TO 31ST H LED RS485 CLASS 0.5 | 2209625 | METSEPM2230 | SCHNEIDER ELECTRIC | 10500 | https://pim-kvc.soneparsea.com:3443/PictureServer/default.aspx/schneider-METSEPM2230_Image1.jpg?A3889C9397807479A2A1C7A8BAA5959DB4AAC6729F7C84879595A177846A609399B2B5ACB7685E9EC0AC | https://pim-kvc.soneparsea.com:3443/PictureServer/default.aspx/schneider-metsepm2230.pdf?A3889C9397807479A2A1C7A8BAA5959DB4AAC672BF9CA4A7B5B5C177846A6062C0A9BA | PM2230 POWER & ENERGY METER UP TO 31ST H LED RS485 CLASS 0.5 | EasyLogic PM2000 series energy and power meters provide all the measurement capabilities required to monitor an electrical installation in a single 96x96 mm unit. Two variants are available with LED and LCD display options. | Measurement type load profile | yes
| 68 | Electrical Distribution (LV) | Power Meter | Energy Meter | PM2230 POWER & ENERGY METER UP TO 31ST H LED RS485 CLASS 0.5 | 2209625 | METSEPM2230 | SCHNEIDER ELECTRIC | 10500 | https://pim-kvc.soneparsea.com:3443/PictureServer/default.aspx/schneider-METSEPM2230_Image1.jpg?A3889C9397807479A2A1C7A8BAA5959DB4AAC6729F7C84879595A177846A609399B2B5ACB7685E9EC0AC | https://pim-kvc.soneparsea.com:3443/PictureServer/default.aspx/schneider-metsepm2230.pdf?A3889C9397807479A2A1C7A8BAA5959DB4AAC672BF9CA4A7B5B5C177846A6062C0A9BA | PM2230 POWER & ENERGY METER UP TO 31ST H LED RS485 CLASS 0.5 | EasyLogic PM2000 series energy and power meters provide all the measurement capabilities required to monitor an electrical installation in a single 96x96 mm unit. Two variants are available with LED and LCD display options. | Approval | Domestic
| 68 | Electrical Distribution (LV) | Power Meter | Energy Meter | PM2230 POWER & ENERGY METER UP TO 31ST H LED RS485 CLASS 0.5 | 2209625 | METSEPM2230 | SCHNEIDER ELECTRIC | 10500 | https://pim-kvc.soneparsea.com:3443/PictureServer/default.aspx/schneider-METSEPM2230_Image1.jpg?A3889C9397807479A2A1C7A8BAA5959DB4AAC6729F7C84879595A177846A609399B2B5ACB7685E9EC0AC | https://pim-kvc.soneparsea.com:3443/PictureServer/default.aspx/schneider-metsepm2230.pdf?A3889C9397807479A2A1C7A8BAA5959DB4AAC672BF9CA4A7B5B5C177846A6062C0A9BA | PM2230 POWER & ENERGY METER UP TO 31ST H LED RS485 CLASS 0.5 | EasyLogic PM2000 series energy and power meters provide all the measurement capabilities required to monitor an electrical installation in a single 96x96 mm unit. Two variants are available with LED and LCD display options. | Pulse output | Optic
| 68 | Electrical Distribution (LV) | Power Meter | Energy Meter | PM2230 POWER & ENERGY METER UP TO 31ST H LED RS485 CLASS 0.5 | 2209625 | METSEPM2230 | SCHNEIDER ELECTRIC | 10500 | https://pim-kvc.soneparsea.com:3443/PictureServer/default.aspx/schneider-METSEPM2230_Image1.jpg?A3889C9397807479A2A1C7A8BAA5959DB4AAC6729F7C84879595A177846A609399B2B5ACB7685E9EC0AC | https://pim-kvc.soneparsea.com:3443/PictureServer/default.aspx/schneider-metsepm2230.pdf?A3889C9397807479A2A1C7A8BAA5959DB4AAC672BF9CA4A7B5B5C177846A6062C0A9BA | PM2230 POWER & ENERGY METER UP TO 31ST H LED RS485 CLASS 0.5 | EasyLogic PM2000 series energy and power meters provide all the measurement capabilities required to monitor an electrical installation in a single 96x96 mm unit. Two variants are available with LED and LCD display options. | Pulse type | S0
| 68 | Electrical Distribution (LV) | Power Meter | Energy Meter | PM2230 POWER & ENERGY METER UP TO 31ST H LED RS485 CLASS 0.5 | 2209625 | METSEPM2230 | SCHNEIDER ELECTRIC | 10500 | https://pim-kvc.soneparsea.com:3443/PictureServer/default.aspx/schneider-METSEPM2230_Image1.jpg?A3889C9397807479A2A1C7A8BAA5959DB4AAC6729F7C84879595A177846A609399B2B5ACB7685E9EC0AC | https://pim-kvc.soneparsea.com:3443/PictureServer/default.aspx/schneider-metsepm2230.pdf?A3889C9397807479A2A1C7A8BAA5959DB4AAC672BF9CA4A7B5B5C177846A6062C0A9BA | PM2230 POWER & ENERGY METER UP TO 31ST H LED RS485 CLASS 0.5 | EasyLogic PM2000 series energy and power meters provide all the measurement capabilities required to monitor an electrical installation in a single 96x96 mm unit. Two variants are available with LED and LCD display options. | Pulse rate | 1...9999000Imp/kWh (kvarh)
| 68 | Electrical Distribution (LV) | Power Meter | Energy Meter | PM2230 POWER & ENERGY METER UP TO 31ST H LED RS485 CLASS 0.5 | 2209625 | METSEPM2230 | SCHNEIDER ELECTRIC | 10500 | https://pim-kvc.soneparsea.com:3443/PictureServer/default.aspx/schneider-METSEPM2230_Image1.jpg?A3889C9397807479A2A1C7A8BAA5959DB4AAC6729F7C84879595A177846A609399B2B5ACB7685E9EC0AC | https://pim-kvc.soneparsea.com:3443/PictureServer/default.aspx/schneider-metsepm2230.pdf?A3889C9397807479A2A1C7A8BAA5959DB4AAC672BF9CA4A7B5B5C177846A6062C0A9BA | PM2230 POWER & ENERGY METER UP TO 31ST H LED RS485 CLASS 0.5 | EasyLogic PM2000 series energy and power meters provide all the measurement capabilities required to monitor an electrical installation in a single 96x96 mm unit. Two variants are available with LED and LCD display options. | Type of indication | Digital
| 68 | Electrical Distribution (LV) | Power Meter | Energy Meter | PM2230 POWER & ENERGY METER UP TO 31ST H LED RS485 CLASS 0.5 | 2209625 | METSEPM2230 | SCHNEIDER ELECTRIC | 10500 | https://pim-kvc.soneparsea.com:3443/PictureServer/default.aspx/schneider-METSEPM2230_Image1.jpg?A3889C9397807479A2A1C7A8BAA5959DB4AAC6729F7C84879595A177846A609399B2B5ACB7685E9EC0AC | https://pim-kvc.soneparsea.com:3443/PictureServer/default.aspx/schneider-metsepm2230.pdf?A3889C9397807479A2A1C7A8BAA5959DB4AAC672BF9CA4A7B5B5C177846A6062C0A9BA | PM2230 POWER & ENERGY METER UP TO 31ST H LED RS485 CLASS 0.5 | EasyLogic PM2000 series energy and power meters provide all the measurement capabilities required to monitor an electrical installation in a single 96x96 mm unit. Two variants are available with LED and LCD display options. | Mounting method | Front mounting
| 69 | Electrical Distribution (LV) | Distribution Box and Enclosure | Enclosures Accessories | OPTION FOR ABL2_K 35MM DIN RAIL INSTALL | 2214428 | ABL2K02 | SCHNEIDER ELECTRIC | 60 | https://pim-kvc.soneparsea.com:3443/PictureServer/default.aspx/schneider-ABL2K02_Image1.jpg?A3889C9397807479A2A1C7A8BAA5959DB4AAC67293797C669B7586A49BA4919BB57682AFC29E | https://pim-kvc.soneparsea.com:3443/PictureServer/default.aspx/schneider-abl2k02.pdf?A3889C9397807479A2A1C7A8BAA5959DB4AAC672B3999C66BB758673C29B96 | OPTION FOR ABL2_K 35MM DIN RAIL INSTALL | Clip on mounting plate for 35 mm symmetrical rail. | Model | Shelf
| 70 | Electrical Distribution (LV) | Power Meter | Power Meter | EASYLOGIC PM2130 POWER METER UP TO 31ST H 7S RS485 CLS 0.5 | 2216423 | METSEPM2130 | SCHNEIDER ELECTRIC | 10200 | https://pim-kvc.soneparsea.com:3443/PictureServer/default.aspx/schneider-METSEPM2130_Image1.jpg?A3889C9397807479A2A1C7A8BAA5959DB4AAC6729F7C84879595A177836A609399B2B5ACB7685E9EC0AC | https://pim-kvc.soneparsea.com:3443/PictureServer/default.aspx/SCHNEIDER-METSEPM2130.pdf?A3889C9397807479A2A1A7889A85757D948AA6729F7C84879595A177836A6062C0A9BA | EASYLOGIC PM2130 POWER & ENERGY METER UP TO 31ST H 7S RS485 CLASS 0.5 | The easy choice for energy cost management applications in commercial buildings and SME industries | Voltage type of supply voltage | AC/DC
| 70 | Electrical Distribution (LV) | Power Meter | Power Meter | EASYLOGIC PM2130 POWER METER UP TO 31ST H 7S RS485 CLS 0.5 | 2216423 | METSEPM2130 | SCHNEIDER ELECTRIC | 10200 | https://pim-kvc.soneparsea.com:3443/PictureServer/default.aspx/schneider-METSEPM2130_Image1.jpg?A3889C9397807479A2A1C7A8BAA5959DB4AAC6729F7C84879595A177836A609399B2B5ACB7685E9EC0AC | https://pim-kvc.soneparsea.com:3443/PictureServer/default.aspx/SCHNEIDER-METSEPM2130.pdf?A3889C9397807479A2A1A7889A85757D948AA6729F7C84879595A177836A6062C0A9BA | EASYLOGIC PM2130 POWER & ENERGY METER UP TO 31ST H 7S RS485 CLASS 0.5 | The easy choice for energy cost management applications in commercial buildings and SME industries | Width | 96mm
| 70 | Electrical Distribution (LV) | Power Meter | Power Meter | EASYLOGIC PM2130 POWER METER UP TO 31ST H 7S RS485 CLS 0.5 | 2216423 | METSEPM2130 | SCHNEIDER ELECTRIC | 10200 | https://pim-kvc.soneparsea.com:3443/PictureServer/default.aspx/schneider-METSEPM2130_Image1.jpg?A3889C9397807479A2A1C7A8BAA5959DB4AAC6729F7C84879595A177836A609399B2B5ACB7685E9EC0AC | https://pim-kvc.soneparsea.com:3443/PictureServer/default.aspx/SCHNEIDER-METSEPM2130.pdf?A3889C9397807479A2A1A7889A85757D948AA6729F7C84879595A177836A6062C0A9BA | EASYLOGIC PM2130 POWER & ENERGY METER UP TO 31ST H 7S RS485 CLASS 0.5 | The easy choice for energy cost management applications in commercial buildings and SME industries | Height | 96mm
| 70 | Electrical Distribution (LV) | Power Meter | Power Meter | EASYLOGIC PM2130 POWER METER UP TO 31ST H 7S RS485 CLS 0.5 | 2216423 | METSEPM2130 | SCHNEIDER ELECTRIC | 10200 | https://pim-kvc.soneparsea.com:3443/PictureServer/default.aspx/schneider-METSEPM2130_Image1.jpg?A3889C9397807479A2A1C7A8BAA5959DB4AAC6729F7C84879595A177836A609399B2B5ACB7685E9EC0AC | https://pim-kvc.soneparsea.com:3443/PictureServer/default.aspx/SCHNEIDER-METSEPM2130.pdf?A3889C9397807479A2A1A7889A85757D948AA6729F7C84879595A177836A6062C0A9BA | EASYLOGIC PM2130 POWER & ENERGY METER UP TO 31ST H 7S RS485 CLASS 0.5 | The easy choice for energy cost management applications in commercial buildings and SME industries | Depth | 76.09mm
| 70 | Electrical Distribution (LV) | Power Meter | Power Meter | EASYLOGIC PM2130 POWER METER UP TO 31ST H 7S RS485 CLS 0.5 | 2216423 | METSEPM2130 | SCHNEIDER ELECTRIC | 10200 | https://pim-kvc.soneparsea.com:3443/PictureServer/default.aspx/schneider-METSEPM2130_Image1.jpg?A3889C9397807479A2A1C7A8BAA5959DB4AAC6729F7C84879595A177836A609399B2B5ACB7685E9EC0AC | https://pim-kvc.soneparsea.com:3443/PictureServer/default.aspx/SCHNEIDER-METSEPM2130.pdf?A3889C9397807479A2A1A7889A85757D948AA6729F7C84879595A177836A6062C0A9BA | EASYLOGIC PM2130 POWER & ENERGY METER UP TO 31ST H 7S RS485 CLASS 0.5 | The easy choice for energy cost management applications in commercial buildings and SME industries | Degree of protection (IP), front side | IP51
| 70 | Electrical Distribution (LV) | Power Meter | Power Meter | EASYLOGIC PM2130 POWER METER UP TO 31ST H 7S RS485 CLS 0.5 | 2216423 | METSEPM2130 | SCHNEIDER ELECTRIC | 10200 | https://pim-kvc.soneparsea.com:3443/PictureServer/default.aspx/schneider-METSEPM2130_Image1.jpg?A3889C9397807479A2A1C7A8BAA5959DB4AAC6729F7C84879595A177836A609399B2B5ACB7685E9EC0AC | https://pim-kvc.soneparsea.com:3443/PictureServer/default.aspx/SCHNEIDER-METSEPM2130.pdf?A3889C9397807479A2A1A7889A85757D948AA6729F7C84879595A177836A6062C0A9BA | EASYLOGIC PM2130 POWER & ENERGY METER UP TO 31ST H 7S RS485 CLASS 0.5 | The easy choice for energy cost management applications in commercial buildings and SME industries | Apparent power meter | yes
| 71 | Electrical Distribution (LV) | Distribution Box and Enclosure | Consumer Units | SQUARE D CLASSIC CLEAR C-UNIT 1 PH 2 W+G 10 CCT (MAIN NOT IN | 2218580 | S9HCL110 | SCHNEIDER ELECTRIC | 3660 | https://pim-kvc.soneparsea.com:3443/PictureServer/default.aspx/schneider-s9hcl110_Image1.jpg?A3889C9397807479A2A1C7A8BAA5959DB4AAC672C5709897BC768575B1809D95B7AA8573BCA797 | https://pim-kvc.soneparsea.com:3443/PictureServer/default.aspx/SchneiderElectric-S9HCL110_Datasheet1.pdf?A3889C9397807479A2A1A7A8BAA5959DB4AAC68ABE9C93A8C2AEB772A57078779C768575B17B91A8B1B8BCAAB7AB6162C0A9BA | SQUARE D CLASSIC CLEAR C-UNIT 1 PH 2 W+G 10 CCT (MAIN NOT INCLUDE) | Square D Classic+ consumer unit is a metallic enclosure with transparent dolly cover, with busbar system fully supporting plug-on breakers. It comes with 2 types of enclures of straight type of EL enclosure which can take MCB (2P) or RCBO (2P) as an incomer and 1P MCB/RCBO as outgoers and split type of EL enclosure which can take MCB (2P) or RCBO (2P) as a primary incomer and RCCB as secondary incomer. The secondary incomer is coming with consumer units. These products meet IEC 61439-3 and TIS 1436-2540 standards. | Number of rows | 10
| 72 | Electrical Distribution (LV) | Distribution Box and Enclosure | Consumer Units | SQUARE D CLASSIC CLEAR C-UNIT 1 PH 2 W+G 14 CCT (MAIN NOT IN | 2218581 | S9HCL114 | SCHNEIDER ELECTRIC | 4140 | https://pim-kvc.soneparsea.com:3443/PictureServer/default.aspx/schneider-s9hcl114_Image1.jpg?A3889C9397807479A2A1C7A8BAA5959DB4AAC672C5709897BC768579B1809D95B7AA8573BCA797 | https://pim-kvc.soneparsea.com:3443/PictureServer/default.aspx/SCHNEIDER-S9HCL114.pdf?A3889C9397807479A2A1A7889A85757D948AA672A57078779C76857980A7949A | SQUARE D CLASSIC CLEAR C-UNIT 1 PH 2 W+G 14 CCT (MAIN NOT INCLUDE) | Square D Classic+ consumer unit is a metallic enclosure with transparent dolly cover, with busbar system fully supporting plug-on breakers. It comes with 2 types of enclures of straight type of EL enclosure which can take MCB (2P) or RCBO (2P) as an incomer and 1P MCB/RCBO as outgoers and split type of EL enclosure which can take MCB (2P) or RCBO (2P) as a primary incomer and RCCB as secondary incomer. The secondary incomer is coming with consumer units. These products meet IEC 61439-3 and TIS 1436-2540 standards. | Number of rows | 14
| 72 | Electrical Distribution (LV) | Distribution Box and Enclosure | Consumer Units | SQUARE D CLASSIC CLEAR C-UNIT 1 PH 2 W+G 14 CCT (MAIN NOT IN | 2218581 | S9HCL114 | SCHNEIDER ELECTRIC | 4140 | https://pim-kvc.soneparsea.com:3443/PictureServer/default.aspx/schneider-s9hcl114_Image1.jpg?A3889C9397807479A2A1C7A8BAA5959DB4AAC672C5709897BC768579B1809D95B7AA8573BCA797 | https://pim-kvc.soneparsea.com:3443/PictureServer/default.aspx/SCHNEIDER-S9HCL114.pdf?A3889C9397807479A2A1A7889A85757D948AA672A57078779C76857980A7949A | SQUARE D CLASSIC CLEAR C-UNIT 1 PH 2 W+G 14 CCT (MAIN NOT INCLUDE) | Square D Classic+ consumer unit is a metallic enclosure with transparent dolly cover, with busbar system fully supporting plug-on breakers. It comes with 2 types of enclures of straight type of EL enclosure which can take MCB (2P) or RCBO (2P) as an incomer and 1P MCB/RCBO as outgoers and split type of EL enclosure which can take MCB (2P) or RCBO (2P) as a primary incomer and RCCB as secondary incomer. The secondary incomer is coming with consumer units. These products meet IEC 61439-3 and TIS 1436-2540 standards. | Transparent cover/door | yes
| 72 | Electrical Distribution (LV) | Distribution Box and Enclosure | Consumer Units | SQUARE D CLASSIC CLEAR C-UNIT 1 PH 2 W+G 14 CCT (MAIN NOT IN | 2218581 | S9HCL114 | SCHNEIDER ELECTRIC | 4140 | https://pim-kvc.soneparsea.com:3443/PictureServer/default.aspx/schneider-s9hcl114_Image1.jpg?A3889C9397807479A2A1C7A8BAA5959DB4AAC672C5709897BC768579B1809D95B7AA8573BCA797 | https://pim-kvc.soneparsea.com:3443/PictureServer/default.aspx/SCHNEIDER-S9HCL114.pdf?A3889C9397807479A2A1A7889A85757D948AA672A57078779C76857980A7949A | SQUARE D CLASSIC CLEAR C-UNIT 1 PH 2 W+G 14 CCT (MAIN NOT INCLUDE) | Square D Classic+ consumer unit is a metallic enclosure with transparent dolly cover, with busbar system fully supporting plug-on breakers. It comes with 2 types of enclures of straight type of EL enclosure which can take MCB (2P) or RCBO (2P) as an incomer and 1P MCB/RCBO as outgoers and split type of EL enclosure which can take MCB (2P) or RCBO (2P) as a primary incomer and RCCB as secondary incomer. The secondary incomer is coming with consumer units. These products meet IEC 61439-3 and TIS 1436-2540 standards. | Material housing | Steel
| 72 | Electrical Distribution (LV) | Distribution Box and Enclosure | Consumer Units | SQUARE D CLASSIC CLEAR C-UNIT 1 PH 2 W+G 14 CCT (MAIN NOT IN | 2218581 | S9HCL114 | SCHNEIDER ELECTRIC | 4140 | https://pim-kvc.soneparsea.com:3443/PictureServer/default.aspx/schneider-s9hcl114_Image1.jpg?A3889C9397807479A2A1C7A8BAA5959DB4AAC672C5709897BC768579B1809D95B7AA8573BCA797 | https://pim-kvc.soneparsea.com:3443/PictureServer/default.aspx/SCHNEIDER-S9HCL114.pdf?A3889C9397807479A2A1A7889A85757D948AA672A57078779C76857980A7949A | SQUARE D CLASSIC CLEAR C-UNIT 1 PH 2 W+G 14 CCT (MAIN NOT INCLUDE) | Square D Classic+ consumer unit is a metallic enclosure with transparent dolly cover, with busbar system fully supporting plug-on breakers. It comes with 2 types of enclures of straight type of EL enclosure which can take MCB (2P) or RCBO (2P) as an incomer and 1P MCB/RCBO as outgoers and split type of EL enclosure which can take MCB (2P) or RCBO (2P) as a primary incomer and RCCB as secondary incomer. The secondary incomer is coming with consumer units. These products meet IEC 61439-3 and TIS 1436-2540 standards. | Height | 206mm
| 72 | Electrical Distribution (LV) | Distribution Box and Enclosure | Consumer Units | SQUARE D CLASSIC CLEAR C-UNIT 1 PH 2 W+G 14 CCT (MAIN NOT IN | 2218581 | S9HCL114 | SCHNEIDER ELECTRIC | 4140 | https://pim-kvc.soneparsea.com:3443/PictureServer/default.aspx/schneider-s9hcl114_Image1.jpg?A3889C9397807479A2A1C7A8BAA5959DB4AAC672C5709897BC768579B1809D95B7AA8573BCA797 | https://pim-kvc.soneparsea.com:3443/PictureServer/default.aspx/SCHNEIDER-S9HCL114.pdf?A3889C9397807479A2A1A7889A85757D948AA672A57078779C76857980A7949A | SQUARE D CLASSIC CLEAR C-UNIT 1 PH 2 W+G 14 CCT (MAIN NOT INCLUDE) | Square D Classic+ consumer unit is a metallic enclosure with transparent dolly cover, with busbar system fully supporting plug-on breakers. It comes with 2 types of enclures of straight type of EL enclosure which can take MCB (2P) or RCBO (2P) as an incomer and 1P MCB/RCBO as outgoers and split type of EL enclosure which can take MCB (2P) or RCBO (2P) as a primary incomer and RCCB as secondary incomer. The secondary incomer is coming with consumer units. These products meet IEC 61439-3 and TIS 1436-2540 standards. | Width | 391mm
| 72 | Electrical Distribution (LV) | Distribution Box and Enclosure | Consumer Units | SQUARE D CLASSIC CLEAR C-UNIT 1 PH 2 W+G 14 CCT (MAIN NOT IN | 2218581 | S9HCL114 | SCHNEIDER ELECTRIC | 4140 | https://pim-kvc.soneparsea.com:3443/PictureServer/default.aspx/schneider-s9hcl114_Image1.jpg?A3889C9397807479A2A1C7A8BAA5959DB4AAC672C5709897BC768579B1809D95B7AA8573BCA797 | https://pim-kvc.soneparsea.com:3443/PictureServer/default.aspx/SCHNEIDER-S9HCL114.pdf?A3889C9397807479A2A1A7889A85757D948AA672A57078779C76857980A7949A | SQUARE D CLASSIC CLEAR C-UNIT 1 PH 2 W+G 14 CCT (MAIN NOT INCLUDE) | Square D Classic+ consumer unit is a metallic enclosure with transparent dolly cover, with busbar system fully supporting plug-on breakers. It comes with 2 types of enclures of straight type of EL enclosure which can take MCB (2P) or RCBO (2P) as an incomer and 1P MCB/RCBO as outgoers and split type of EL enclosure which can take MCB (2P) or RCBO (2P) as a primary incomer and RCCB as secondary incomer. The secondary incomer is coming with consumer units. These products meet IEC 61439-3 and TIS 1436-2540 standards. | Depth | 102mm
| 72 | Electrical Distribution (LV) | Distribution Box and Enclosure | Consumer Units | SQUARE D CLASSIC CLEAR C-UNIT 1 PH 2 W+G 14 CCT (MAIN NOT IN | 2218581 | S9HCL114 | SCHNEIDER ELECTRIC | 4140 | https://pim-kvc.soneparsea.com:3443/PictureServer/default.aspx/schneider-s9hcl114_Image1.jpg?A3889C9397807479A2A1C7A8BAA5959DB4AAC672C5709897BC768579B1809D95B7AA8573BCA797 | https://pim-kvc.soneparsea.com:3443/PictureServer/default.aspx/SCHNEIDER-S9HCL114.pdf?A3889C9397807479A2A1A7889A85757D948AA672A57078779C76857980A7949A | SQUARE D CLASSIC CLEAR C-UNIT 1 PH 2 W+G 14 CCT (MAIN NOT INCLUDE) | Square D Classic+ consumer unit is a metallic enclosure with transparent dolly cover, with busbar system fully supporting plug-on breakers. It comes with 2 types of enclures of straight type of EL enclosure which can take MCB (2P) or RCBO (2P) as an incomer and 1P MCB/RCBO as outgoers and split type of EL enclosure which can take MCB (2P) or RCBO (2P) as a primary incomer and RCCB as secondary incomer. The secondary incomer is coming with consumer units. These products meet IEC 61439-3 and TIS 1436-2540 standards. | Colour | White
| 72 | Electrical Distribution (LV) | Distribution Box and Enclosure | Consumer Units | SQUARE D CLASSIC CLEAR C-UNIT 1 PH 2 W+G 14 CCT (MAIN NOT IN | 2218581 | S9HCL114 | SCHNEIDER ELECTRIC | 4140 | https://pim-kvc.soneparsea.com:3443/PictureServer/default.aspx/schneider-s9hcl114_Image1.jpg?A3889C9397807479A2A1C7A8BAA5959DB4AAC672C5709897BC768579B1809D95B7AA8573BCA797 | https://pim-kvc.soneparsea.com:3443/PictureServer/default.aspx/SCHNEIDER-S9HCL114.pdf?A3889C9397807479A2A1A7889A85757D948AA672A57078779C76857980A7949A | SQUARE D CLASSIC CLEAR C-UNIT 1 PH 2 W+G 14 CCT (MAIN NOT INCLUDE) | Square D Classic+ consumer unit is a metallic enclosure with transparent dolly cover, with busbar system fully supporting plug-on breakers. It comes with 2 types of enclures of straight type of EL enclosure which can take MCB (2P) or RCBO (2P) as an incomer and 1P MCB/RCBO as outgoers and split type of EL enclosure which can take MCB (2P) or RCBO (2P) as a primary incomer and RCCB as secondary incomer. The secondary incomer is coming with consumer units. These products meet IEC 61439-3 and TIS 1436-2540 standards. | RAL-number | 9003
| 72 | Electrical Distribution (LV) | Distribution Box and Enclosure | Consumer Units | SQUARE D CLASSIC CLEAR C-UNIT 1 PH 2 W+G 14 CCT (MAIN NOT IN | 2218581 | S9HCL114 | SCHNEIDER ELECTRIC | 4140 | https://pim-kvc.soneparsea.com:3443/PictureServer/default.aspx/schneider-s9hcl114_Image1.jpg?A3889C9397807479A2A1C7A8BAA5959DB4AAC672C5709897BC768579B1809D95B7AA8573BCA797 | https://pim-kvc.soneparsea.com:3443/PictureServer/default.aspx/SCHNEIDER-S9HCL114.pdf?A3889C9397807479A2A1A7889A85757D948AA672A57078779C76857980A7949A | SQUARE D CLASSIC CLEAR C-UNIT 1 PH 2 W+G 14 CCT (MAIN NOT INCLUDE) | Square D Classic+ consumer unit is a metallic enclosure with transparent dolly cover, with busbar system fully supporting plug-on breakers. It comes with 2 types of enclures of straight type of EL enclosure which can take MCB (2P) or RCBO (2P) as an incomer and 1P MCB/RCBO as outgoers and split type of EL enclosure which can take MCB (2P) or RCBO (2P) as a primary incomer and RCCB as secondary incomer. The secondary incomer is coming with consumer units. These products meet IEC 61439-3 and TIS 1436-2540 standards. | Degree of protection (IP) | Other
| 73 | Electrical Distribution (LV) | Distribution Box and Enclosure | Consumer Units | SQUARE D CLASSIC CLEAR C-UNIT 1 PH 2 W+G 18 CCT (MAIN NOT IN | 2218582 | S9HCL118 | SCHNEIDER ELECTRIC | 4680 | https://pim-kvc.soneparsea.com:3443/PictureServer/default.aspx/schneider-s9hcl118_Image1.jpg?A3889C9397807479A2A1C7A8BAA5959DB4AAC672C5709897BC76857DB1809D95B7AA8573BCA797 | https://pim-kvc.soneparsea.com:3443/PictureServer/default.aspx/SchneiderElectric-S9HCL118_Datasheet1.pdf?A3889C9397807479A2A1A7A8BAA5959DB4AAC68ABE9C93A8C2AEB772A57078779C76857DB17B91A8B1B8BCAAB7AB6162C0A9BA | SQUARE D CLASSIC CLEAR C-UNIT 1 PH 2 W+G 18 CCT (MAIN NOT INCLUDE) | Square D Classic+ consumer unit is a metallic enclosure with transparent dolly cover, with busbar system fully supporting plug-on breakers. It comes with 2 types of enclures of straight type of EL enclosure which can take MCB (2P) or RCBO (2P) as an incomer and 1P MCB/RCBO as outgoers and split type of EL enclosure which can take MCB (2P) or RCBO (2P) as a primary incomer and RCCB as secondary incomer. The secondary incomer is coming with consumer units. These products meet IEC 61439-3 and TIS 1436-2540 standards. | Number of rows | 18
| 74 | Electrical Distribution (LV) | Distribution Box and Enclosure | Consumer Units | SQUARE D CLASSIC CLEAR C-UNIT 1 PH 2 W+G 4 CCT (MAIN NOT INC | 2218583 | S9HCL14 | SCHNEIDER ELECTRIC | 2940 | https://pim-kvc.soneparsea.com:3443/PictureServer/default.aspx/schneider-s9hcl14_Image1.jpg?A3889C9397807479A2A1C7A8BAA5959DB4AAC672C5709897BC7688A49BA4919BB57682AFC29E | https://pim-kvc.soneparsea.com:3443/PictureServer/default.aspx/SCHNEIDER-S9HCL14.pdf?A3889C9397807479A2A1A7889A85757D948AA672A57078779C768873C29B96 | SQUARE D CLASSIC CLEAR C-UNIT 1 PH 2 W+G 4 CCT (MAIN NOT INCLUDE) | Square D Classic+ consumer unit is a metallic enclosure with transparent dolly cover, with busbar system fully supporting plug-on breakers. It comes with 2 types of enclures of straight type of EL enclosure which can take MCB (2P) or RCBO (2P) as an incomer and 1P MCB/RCBO as outgoers and split type of EL enclosure which can take MCB (2P) or RCBO (2P) as a primary incomer and RCCB as secondary incomer. The secondary incomer is coming with consumer units. These products meet IEC 61439-3 and TIS 1436-2540 standards. | Number of rows | 4
| 74 | Electrical Distribution (LV) | Distribution Box and Enclosure | Consumer Units | SQUARE D CLASSIC CLEAR C-UNIT 1 PH 2 W+G 4 CCT (MAIN NOT INC | 2218583 | S9HCL14 | SCHNEIDER ELECTRIC | 2940 | https://pim-kvc.soneparsea.com:3443/PictureServer/default.aspx/schneider-s9hcl14_Image1.jpg?A3889C9397807479A2A1C7A8BAA5959DB4AAC672C5709897BC7688A49BA4919BB57682AFC29E | https://pim-kvc.soneparsea.com:3443/PictureServer/default.aspx/SCHNEIDER-S9HCL14.pdf?A3889C9397807479A2A1A7889A85757D948AA672A57078779C768873C29B96 | SQUARE D CLASSIC CLEAR C-UNIT 1 PH 2 W+G 4 CCT (MAIN NOT INCLUDE) | Square D Classic+ consumer unit is a metallic enclosure with transparent dolly cover, with busbar system fully supporting plug-on breakers. It comes with 2 types of enclures of straight type of EL enclosure which can take MCB (2P) or RCBO (2P) as an incomer and 1P MCB/RCBO as outgoers and split type of EL enclosure which can take MCB (2P) or RCBO (2P) as a primary incomer and RCCB as secondary incomer. The secondary incomer is coming with consumer units. These products meet IEC 61439-3 and TIS 1436-2540 standards. | Transparent cover/door | yes
| 74 | Electrical Distribution (LV) | Distribution Box and Enclosure | Consumer Units | SQUARE D CLASSIC CLEAR C-UNIT 1 PH 2 W+G 4 CCT (MAIN NOT INC | 2218583 | S9HCL14 | SCHNEIDER ELECTRIC | 2940 | https://pim-kvc.soneparsea.com:3443/PictureServer/default.aspx/schneider-s9hcl14_Image1.jpg?A3889C9397807479A2A1C7A8BAA5959DB4AAC672C5709897BC7688A49BA4919BB57682AFC29E | https://pim-kvc.soneparsea.com:3443/PictureServer/default.aspx/SCHNEIDER-S9HCL14.pdf?A3889C9397807479A2A1A7889A85757D948AA672A57078779C768873C29B96 | SQUARE D CLASSIC CLEAR C-UNIT 1 PH 2 W+G 4 CCT (MAIN NOT INCLUDE) | Square D Classic+ consumer unit is a metallic enclosure with transparent dolly cover, with busbar system fully supporting plug-on breakers. It comes with 2 types of enclures of straight type of EL enclosure which can take MCB (2P) or RCBO (2P) as an incomer and 1P MCB/RCBO as outgoers and split type of EL enclosure which can take MCB (2P) or RCBO (2P) as a primary incomer and RCCB as secondary incomer. The secondary incomer is coming with consumer units. These products meet IEC 61439-3 and TIS 1436-2540 standards. | Material housing | Steel
| 74 | Electrical Distribution (LV) | Distribution Box and Enclosure | Consumer Units | SQUARE D CLASSIC CLEAR C-UNIT 1 PH 2 W+G 4 CCT (MAIN NOT INC | 2218583 | S9HCL14 | SCHNEIDER ELECTRIC | 2940 | https://pim-kvc.soneparsea.com:3443/PictureServer/default.aspx/schneider-s9hcl14_Image1.jpg?A3889C9397807479A2A1C7A8BAA5959DB4AAC672C5709897BC7688A49BA4919BB57682AFC29E | https://pim-kvc.soneparsea.com:3443/PictureServer/default.aspx/SCHNEIDER-S9HCL14.pdf?A3889C9397807479A2A1A7889A85757D948AA672A57078779C768873C29B96 | SQUARE D CLASSIC CLEAR C-UNIT 1 PH 2 W+G 4 CCT (MAIN NOT INCLUDE) | Square D Classic+ consumer unit is a metallic enclosure with transparent dolly cover, with busbar system fully supporting plug-on breakers. It comes with 2 types of enclures of straight type of EL enclosure which can take MCB (2P) or RCBO (2P) as an incomer and 1P MCB/RCBO as outgoers and split type of EL enclosure which can take MCB (2P) or RCBO (2P) as a primary incomer and RCCB as secondary incomer. The secondary incomer is coming with consumer units. These products meet IEC 61439-3 and TIS 1436-2540 standards. | Height | 206mm
| 74 | Electrical Distribution (LV) | Distribution Box and Enclosure | Consumer Units | SQUARE D CLASSIC CLEAR C-UNIT 1 PH 2 W+G 4 CCT (MAIN NOT INC | 2218583 | S9HCL14 | SCHNEIDER ELECTRIC | 2940 | https://pim-kvc.soneparsea.com:3443/PictureServer/default.aspx/schneider-s9hcl14_Image1.jpg?A3889C9397807479A2A1C7A8BAA5959DB4AAC672C5709897BC7688A49BA4919BB57682AFC29E | https://pim-kvc.soneparsea.com:3443/PictureServer/default.aspx/SCHNEIDER-S9HCL14.pdf?A3889C9397807479A2A1A7889A85757D948AA672A57078779C768873C29B96 | SQUARE D CLASSIC CLEAR C-UNIT 1 PH 2 W+G 4 CCT (MAIN NOT INCLUDE) | Square D Classic+ consumer unit is a metallic enclosure with transparent dolly cover, with busbar system fully supporting plug-on breakers. It comes with 2 types of enclures of straight type of EL enclosure which can take MCB (2P) or RCBO (2P) as an incomer and 1P MCB/RCBO as outgoers and split type of EL enclosure which can take MCB (2P) or RCBO (2P) as a primary incomer and RCCB as secondary incomer. The secondary incomer is coming with consumer units. These products meet IEC 61439-3 and TIS 1436-2540 standards. | Width | 238mm
| 74 | Electrical Distribution (LV) | Distribution Box and Enclosure | Consumer Units | SQUARE D CLASSIC CLEAR C-UNIT 1 PH 2 W+G 4 CCT (MAIN NOT INC | 2218583 | S9HCL14 | SCHNEIDER ELECTRIC | 2940 | https://pim-kvc.soneparsea.com:3443/PictureServer/default.aspx/schneider-s9hcl14_Image1.jpg?A3889C9397807479A2A1C7A8BAA5959DB4AAC672C5709897BC7688A49BA4919BB57682AFC29E | https://pim-kvc.soneparsea.com:3443/PictureServer/default.aspx/SCHNEIDER-S9HCL14.pdf?A3889C9397807479A2A1A7889A85757D948AA672A57078779C768873C29B96 | SQUARE D CLASSIC CLEAR C-UNIT 1 PH 2 W+G 4 CCT (MAIN NOT INCLUDE) | Square D Classic+ consumer unit is a metallic enclosure with transparent dolly cover, with busbar system fully supporting plug-on breakers. It comes with 2 types of enclures of straight type of EL enclosure which can take MCB (2P) or RCBO (2P) as an incomer and 1P MCB/RCBO as outgoers and split type of EL enclosure which can take MCB (2P) or RCBO (2P) as a primary incomer and RCCB as secondary incomer. The secondary incomer is coming with consumer units. These products meet IEC 61439-3 and TIS 1436-2540 standards. | Depth | 102mm
| 74 | Electrical Distribution (LV) | Distribution Box and Enclosure | Consumer Units | SQUARE D CLASSIC CLEAR C-UNIT 1 PH 2 W+G 4 CCT (MAIN NOT INC | 2218583 | S9HCL14 | SCHNEIDER ELECTRIC | 2940 | https://pim-kvc.soneparsea.com:3443/PictureServer/default.aspx/schneider-s9hcl14_Image1.jpg?A3889C9397807479A2A1C7A8BAA5959DB4AAC672C5709897BC7688A49BA4919BB57682AFC29E | https://pim-kvc.soneparsea.com:3443/PictureServer/default.aspx/SCHNEIDER-S9HCL14.pdf?A3889C9397807479A2A1A7889A85757D948AA672A57078779C768873C29B96 | SQUARE D CLASSIC CLEAR C-UNIT 1 PH 2 W+G 4 CCT (MAIN NOT INCLUDE) | Square D Classic+ consumer unit is a metallic enclosure with transparent dolly cover, with busbar system fully supporting plug-on breakers. It comes with 2 types of enclures of straight type of EL enclosure which can take MCB (2P) or RCBO (2P) as an incomer and 1P MCB/RCBO as outgoers and split type of EL enclosure which can take MCB (2P) or RCBO (2P) as a primary incomer and RCCB as secondary incomer. The secondary incomer is coming with consumer units. These products meet IEC 61439-3 and TIS 1436-2540 standards. | Colour | White
| 74 | Electrical Distribution (LV) | Distribution Box and Enclosure | Consumer Units | SQUARE D CLASSIC CLEAR C-UNIT 1 PH 2 W+G 4 CCT (MAIN NOT INC | 2218583 | S9HCL14 | SCHNEIDER ELECTRIC | 2940 | https://pim-kvc.soneparsea.com:3443/PictureServer/default.aspx/schneider-s9hcl14_Image1.jpg?A3889C9397807479A2A1C7A8BAA5959DB4AAC672C5709897BC7688A49BA4919BB57682AFC29E | https://pim-kvc.soneparsea.com:3443/PictureServer/default.aspx/SCHNEIDER-S9HCL14.pdf?A3889C9397807479A2A1A7889A85757D948AA672A57078779C768873C29B96 | SQUARE D CLASSIC CLEAR C-UNIT 1 PH 2 W+G 4 CCT (MAIN NOT INCLUDE) | Square D Classic+ consumer unit is a metallic enclosure with transparent dolly cover, with busbar system fully supporting plug-on breakers. It comes with 2 types of enclures of straight type of EL enclosure which can take MCB (2P) or RCBO (2P) as an incomer and 1P MCB/RCBO as outgoers and split type of EL enclosure which can take MCB (2P) or RCBO (2P) as a primary incomer and RCCB as secondary incomer. The secondary incomer is coming with consumer units. These products meet IEC 61439-3 and TIS 1436-2540 standards. | RAL-number | 9003
| 74 | Electrical Distribution (LV) | Distribution Box and Enclosure | Consumer Units | SQUARE D CLASSIC CLEAR C-UNIT 1 PH 2 W+G 4 CCT (MAIN NOT INC | 2218583 | S9HCL14 | SCHNEIDER ELECTRIC | 2940 | https://pim-kvc.soneparsea.com:3443/PictureServer/default.aspx/schneider-s9hcl14_Image1.jpg?A3889C9397807479A2A1C7A8BAA5959DB4AAC672C5709897BC7688A49BA4919BB57682AFC29E | https://pim-kvc.soneparsea.com:3443/PictureServer/default.aspx/SCHNEIDER-S9HCL14.pdf?A3889C9397807479A2A1A7889A85757D948AA672A57078779C768873C29B96 | SQUARE D CLASSIC CLEAR C-UNIT 1 PH 2 W+G 4 CCT (MAIN NOT INCLUDE) | Square D Classic+ consumer unit is a metallic enclosure with transparent dolly cover, with busbar system fully supporting plug-on breakers. It comes with 2 types of enclures of straight type of EL enclosure which can take MCB (2P) or RCBO (2P) as an incomer and 1P MCB/RCBO as outgoers and split type of EL enclosure which can take MCB (2P) or RCBO (2P) as a primary incomer and RCCB as secondary incomer. The secondary incomer is coming with consumer units. These products meet IEC 61439-3 and TIS 1436-2540 standards. | Degree of protection (IP) | Other
| 75 | Electrical Distribution (LV) | Distribution Box and Enclosure | Consumer Units | SQUARE D CLASSIC CLEAR C-UNIT 1 PH 2 W+G 6 CCT (MAIN NOT INC | 2218584 | S9HCL16 | SCHNEIDER ELECTRIC | 3240 | https://pim-kvc.soneparsea.com:3443/PictureServer/default.aspx/schneider-s9hcl16_Image1.jpg?A3889C9397807479A2A1C7A8BAA5959DB4AAC672C5709897BC768AA49BA4919BB57682AFC29E | https://pim-kvc.soneparsea.com:3443/PictureServer/default.aspx/SCHNEIDER-S9HCL16.pdf?A3889C9397807479A2A1A7889A85757D948AA672A57078779C768A73C29B96 | SQUARE D CLASSIC CLEAR C-UNIT 1 PH 2 W+G 6 CCT (MAIN NOT INCLUDE) | Square D Classic+ consumer unit is a metallic enclosure with transparent dolly cover, with busbar system fully supporting plug-on breakers. It comes with 2 types of enclures of straight type of EL enclosure which can take MCB (2P) or RCBO (2P) as an incomer and 1P MCB/RCBO as outgoers and split type of EL enclosure which can take MCB (2P) or RCBO (2P) as a primary incomer and RCCB as secondary incomer. The secondary incomer is coming with consumer units. These products meet IEC 61439-3 and TIS 1436-2540 standards. | Number of rows | 6
| 75 | Electrical Distribution (LV) | Distribution Box and Enclosure | Consumer Units | SQUARE D CLASSIC CLEAR C-UNIT 1 PH 2 W+G 6 CCT (MAIN NOT INC | 2218584 | S9HCL16 | SCHNEIDER ELECTRIC | 3240 | https://pim-kvc.soneparsea.com:3443/PictureServer/default.aspx/schneider-s9hcl16_Image1.jpg?A3889C9397807479A2A1C7A8BAA5959DB4AAC672C5709897BC768AA49BA4919BB57682AFC29E | https://pim-kvc.soneparsea.com:3443/PictureServer/default.aspx/SCHNEIDER-S9HCL16.pdf?A3889C9397807479A2A1A7889A85757D948AA672A57078779C768A73C29B96 | SQUARE D CLASSIC CLEAR C-UNIT 1 PH 2 W+G 6 CCT (MAIN NOT INCLUDE) | Square D Classic+ consumer unit is a metallic enclosure with transparent dolly cover, with busbar system fully supporting plug-on breakers. It comes with 2 types of enclures of straight type of EL enclosure which can take MCB (2P) or RCBO (2P) as an incomer and 1P MCB/RCBO as outgoers and split type of EL enclosure which can take MCB (2P) or RCBO (2P) as a primary incomer and RCCB as secondary incomer. The secondary incomer is coming with consumer units. These products meet IEC 61439-3 and TIS 1436-2540 standards. | Transparent cover/door | yes
| 75 | Electrical Distribution (LV) | Distribution Box and Enclosure | Consumer Units | SQUARE D CLASSIC CLEAR C-UNIT 1 PH 2 W+G 6 CCT (MAIN NOT INC | 2218584 | S9HCL16 | SCHNEIDER ELECTRIC | 3240 | https://pim-kvc.soneparsea.com:3443/PictureServer/default.aspx/schneider-s9hcl16_Image1.jpg?A3889C9397807479A2A1C7A8BAA5959DB4AAC672C5709897BC768AA49BA4919BB57682AFC29E | https://pim-kvc.soneparsea.com:3443/PictureServer/default.aspx/SCHNEIDER-S9HCL16.pdf?A3889C9397807479A2A1A7889A85757D948AA672A57078779C768A73C29B96 | SQUARE D CLASSIC CLEAR C-UNIT 1 PH 2 W+G 6 CCT (MAIN NOT INCLUDE) | Square D Classic+ consumer unit is a metallic enclosure with transparent dolly cover, with busbar system fully supporting plug-on breakers. It comes with 2 types of enclures of straight type of EL enclosure which can take MCB (2P) or RCBO (2P) as an incomer and 1P MCB/RCBO as outgoers and split type of EL enclosure which can take MCB (2P) or RCBO (2P) as a primary incomer and RCCB as secondary incomer. The secondary incomer is coming with consumer units. These products meet IEC 61439-3 and TIS 1436-2540 standards. | Material housing | Steel
| 75 | Electrical Distribution (LV) | Distribution Box and Enclosure | Consumer Units | SQUARE D CLASSIC CLEAR C-UNIT 1 PH 2 W+G 6 CCT (MAIN NOT INC | 2218584 | S9HCL16 | SCHNEIDER ELECTRIC | 3240 | https://pim-kvc.soneparsea.com:3443/PictureServer/default.aspx/schneider-s9hcl16_Image1.jpg?A3889C9397807479A2A1C7A8BAA5959DB4AAC672C5709897BC768AA49BA4919BB57682AFC29E | https://pim-kvc.soneparsea.com:3443/PictureServer/default.aspx/SCHNEIDER-S9HCL16.pdf?A3889C9397807479A2A1A7889A85757D948AA672A57078779C768A73C29B96 | SQUARE D CLASSIC CLEAR C-UNIT 1 PH 2 W+G 6 CCT (MAIN NOT INCLUDE) | Square D Classic+ consumer unit is a metallic enclosure with transparent dolly cover, with busbar system fully supporting plug-on breakers. It comes with 2 types of enclures of straight type of EL enclosure which can take MCB (2P) or RCBO (2P) as an incomer and 1P MCB/RCBO as outgoers and split type of EL enclosure which can take MCB (2P) or RCBO (2P) as a primary incomer and RCCB as secondary incomer. The secondary incomer is coming with consumer units. These products meet IEC 61439-3 and TIS 1436-2540 standards. | Height | 206mm
| 75 | Electrical Distribution (LV) | Distribution Box and Enclosure | Consumer Units | SQUARE D CLASSIC CLEAR C-UNIT 1 PH 2 W+G 6 CCT (MAIN NOT INC | 2218584 | S9HCL16 | SCHNEIDER ELECTRIC | 3240 | https://pim-kvc.soneparsea.com:3443/PictureServer/default.aspx/schneider-s9hcl16_Image1.jpg?A3889C9397807479A2A1C7A8BAA5959DB4AAC672C5709897BC768AA49BA4919BB57682AFC29E | https://pim-kvc.soneparsea.com:3443/PictureServer/default.aspx/SCHNEIDER-S9HCL16.pdf?A3889C9397807479A2A1A7889A85757D948AA672A57078779C768A73C29B96 | SQUARE D CLASSIC CLEAR C-UNIT 1 PH 2 W+G 6 CCT (MAIN NOT INCLUDE) | Square D Classic+ consumer unit is a metallic enclosure with transparent dolly cover, with busbar system fully supporting plug-on breakers. It comes with 2 types of enclures of straight type of EL enclosure which can take MCB (2P) or RCBO (2P) as an incomer and 1P MCB/RCBO as outgoers and split type of EL enclosure which can take MCB (2P) or RCBO (2P) as a primary incomer and RCCB as secondary incomer. The secondary incomer is coming with consumer units. These products meet IEC 61439-3 and TIS 1436-2540 standards. | Width | 238mm
| 75 | Electrical Distribution (LV) | Distribution Box and Enclosure | Consumer Units | SQUARE D CLASSIC CLEAR C-UNIT 1 PH 2 W+G 6 CCT (MAIN NOT INC | 2218584 | S9HCL16 | SCHNEIDER ELECTRIC | 3240 | https://pim-kvc.soneparsea.com:3443/PictureServer/default.aspx/schneider-s9hcl16_Image1.jpg?A3889C9397807479A2A1C7A8BAA5959DB4AAC672C5709897BC768AA49BA4919BB57682AFC29E | https://pim-kvc.soneparsea.com:3443/PictureServer/default.aspx/SCHNEIDER-S9HCL16.pdf?A3889C9397807479A2A1A7889A85757D948AA672A57078779C768A73C29B96 | SQUARE D CLASSIC CLEAR C-UNIT 1 PH 2 W+G 6 CCT (MAIN NOT INCLUDE) | Square D Classic+ consumer unit is a metallic enclosure with transparent dolly cover, with busbar system fully supporting plug-on breakers. It comes with 2 types of enclures of straight type of EL enclosure which can take MCB (2P) or RCBO (2P) as an incomer and 1P MCB/RCBO as outgoers and split type of EL enclosure which can take MCB (2P) or RCBO (2P) as a primary incomer and RCCB as secondary incomer. The secondary incomer is coming with consumer units. These products meet IEC 61439-3 and TIS 1436-2540 standards. | Depth | 102mm
| 75 | Electrical Distribution (LV) | Distribution Box and Enclosure | Consumer Units | SQUARE D CLASSIC CLEAR C-UNIT 1 PH 2 W+G 6 CCT (MAIN NOT INC | 2218584 | S9HCL16 | SCHNEIDER ELECTRIC | 3240 | https://pim-kvc.soneparsea.com:3443/PictureServer/default.aspx/schneider-s9hcl16_Image1.jpg?A3889C9397807479A2A1C7A8BAA5959DB4AAC672C5709897BC768AA49BA4919BB57682AFC29E | https://pim-kvc.soneparsea.com:3443/PictureServer/default.aspx/SCHNEIDER-S9HCL16.pdf?A3889C9397807479A2A1A7889A85757D948AA672A57078779C768A73C29B96 | SQUARE D CLASSIC CLEAR C-UNIT 1 PH 2 W+G 6 CCT (MAIN NOT INCLUDE) | Square D Classic+ consumer unit is a metallic enclosure with transparent dolly cover, with busbar system fully supporting plug-on breakers. It comes with 2 types of enclures of straight type of EL enclosure which can take MCB (2P) or RCBO (2P) as an incomer and 1P MCB/RCBO as outgoers and split type of EL enclosure which can take MCB (2P) or RCBO (2P) as a primary incomer and RCCB as secondary incomer. The secondary incomer is coming with consumer units. These products meet IEC 61439-3 and TIS 1436-2540 standards. | Colour | White
| 75 | Electrical Distribution (LV) | Distribution Box and Enclosure | Consumer Units | SQUARE D CLASSIC CLEAR C-UNIT 1 PH 2 W+G 6 CCT (MAIN NOT INC | 2218584 | S9HCL16 | SCHNEIDER ELECTRIC | 3240 | https://pim-kvc.soneparsea.com:3443/PictureServer/default.aspx/schneider-s9hcl16_Image1.jpg?A3889C9397807479A2A1C7A8BAA5959DB4AAC672C5709897BC768AA49BA4919BB57682AFC29E | https://pim-kvc.soneparsea.com:3443/PictureServer/default.aspx/SCHNEIDER-S9HCL16.pdf?A3889C9397807479A2A1A7889A85757D948AA672A57078779C768A73C29B96 | SQUARE D CLASSIC CLEAR C-UNIT 1 PH 2 W+G 6 CCT (MAIN NOT INCLUDE) | Square D Classic+ consumer unit is a metallic enclosure with transparent dolly cover, with busbar system fully supporting plug-on breakers. It comes with 2 types of enclures of straight type of EL enclosure which can take MCB (2P) or RCBO (2P) as an incomer and 1P MCB/RCBO as outgoers and split type of EL enclosure which can take MCB (2P) or RCBO (2P) as a primary incomer and RCCB as secondary incomer. The secondary incomer is coming with consumer units. These products meet IEC 61439-3 and TIS 1436-2540 standards. | RAL-number | 9003
| 75 | Electrical Distribution (LV) | Distribution Box and Enclosure | Consumer Units | SQUARE D CLASSIC CLEAR C-UNIT 1 PH 2 W+G 6 CCT (MAIN NOT INC | 2218584 | S9HCL16 | SCHNEIDER ELECTRIC | 3240 | https://pim-kvc.soneparsea.com:3443/PictureServer/default.aspx/schneider-s9hcl16_Image1.jpg?A3889C9397807479A2A1C7A8BAA5959DB4AAC672C5709897BC768AA49BA4919BB57682AFC29E | https://pim-kvc.soneparsea.com:3443/PictureServer/default.aspx/SCHNEIDER-S9HCL16.pdf?A3889C9397807479A2A1A7889A85757D948AA672A57078779C768A73C29B96 | SQUARE D CLASSIC CLEAR C-UNIT 1 PH 2 W+G 6 CCT (MAIN NOT INCLUDE) | Square D Classic+ consumer unit is a metallic enclosure with transparent dolly cover, with busbar system fully supporting plug-on breakers. It comes with 2 types of enclures of straight type of EL enclosure which can take MCB (2P) or RCBO (2P) as an incomer and 1P MCB/RCBO as outgoers and split type of EL enclosure which can take MCB (2P) or RCBO (2P) as a primary incomer and RCCB as secondary incomer. The secondary incomer is coming with consumer units. These products meet IEC 61439-3 and TIS 1436-2540 standards. | Degree of protection (IP) | Other
| 76 | Electrical Distribution (LV) | Distribution Box and Enclosure | Load Centers | SQUARE D CLASSIC SPLIT-BUS 4+4 CCT 1 PH 2 W+G W/RCCB 40A 30M | 2218585 | S9HCL14X4R40 | SCHNEIDER ELECTRIC | 6660 | https://pim-kvc.soneparsea.com:3443/PictureServer/default.aspx/SCHNEIDER-S9HCL14X4R40.JPG?A3889C9397807479A2A1A7889A85757D948AA672A57078779C76889D868964647E8FA48C | https://pim-kvc.soneparsea.com:3443/PictureServer/default.aspx/SCHNEIDER-S9HCL14X4R40.pdf?A3889C9397807479A2A1A7889A85757D948AA672A57078779C76889D868964647EB5B8AB | SQUARE D CLASSIC SPLIT-BUS 4+4 CCT 1 PH 2 W+G W/RCCB 40A 30MA | Square D Classic+ consumer unit is a metallic enclosure with transparent dolly cover, with busbar system fully supporting plug-on breakers. It comes with 2 types of enclures of straight type of EL enclosure which can take MCB (2P) or RCBO (2P) as an incomer and 1P MCB/RCBO as outgoers and split type of EL enclosure which can take MCB (2P) or RCBO (2P) as a primary incomer and RCCB as secondary incomer. The secondary incomer is coming with consumer units. These products meet IEC 61439-3 and TIS 1436-2540 standards. | Protection | Miniature- / earth leakage circuit breaker
| 76 | Electrical Distribution (LV) | Distribution Box and Enclosure | Load Centers | SQUARE D CLASSIC SPLIT-BUS 4+4 CCT 1 PH 2 W+G W/RCCB 40A 30M | 2218585 | S9HCL14X4R40 | SCHNEIDER ELECTRIC | 6660 | https://pim-kvc.soneparsea.com:3443/PictureServer/default.aspx/SCHNEIDER-S9HCL14X4R40.JPG?A3889C9397807479A2A1A7889A85757D948AA672A57078779C76889D868964647E8FA48C | https://pim-kvc.soneparsea.com:3443/PictureServer/default.aspx/SCHNEIDER-S9HCL14X4R40.pdf?A3889C9397807479A2A1A7889A85757D948AA672A57078779C76889D868964647EB5B8AB | SQUARE D CLASSIC SPLIT-BUS 4+4 CCT 1 PH 2 W+G W/RCCB 40A 30MA | Square D Classic+ consumer unit is a metallic enclosure with transparent dolly cover, with busbar system fully supporting plug-on breakers. It comes with 2 types of enclures of straight type of EL enclosure which can take MCB (2P) or RCBO (2P) as an incomer and 1P MCB/RCBO as outgoers and split type of EL enclosure which can take MCB (2P) or RCBO (2P) as a primary incomer and RCCB as secondary incomer. The secondary incomer is coming with consumer units. These products meet IEC 61439-3 and TIS 1436-2540 standards. | Main switch rated current | 100A
| 76 | Electrical Distribution (LV) | Distribution Box and Enclosure | Load Centers | SQUARE D CLASSIC SPLIT-BUS 4+4 CCT 1 PH 2 W+G W/RCCB 40A 30M | 2218585 | S9HCL14X4R40 | SCHNEIDER ELECTRIC | 6660 | https://pim-kvc.soneparsea.com:3443/PictureServer/default.aspx/SCHNEIDER-S9HCL14X4R40.JPG?A3889C9397807479A2A1A7889A85757D948AA672A57078779C76889D868964647E8FA48C | https://pim-kvc.soneparsea.com:3443/PictureServer/default.aspx/SCHNEIDER-S9HCL14X4R40.pdf?A3889C9397807479A2A1A7889A85757D948AA672A57078779C76889D868964647EB5B8AB | SQUARE D CLASSIC SPLIT-BUS 4+4 CCT 1 PH 2 W+G W/RCCB 40A 30MA | Square D Classic+ consumer unit is a metallic enclosure with transparent dolly cover, with busbar system fully supporting plug-on breakers. It comes with 2 types of enclures of straight type of EL enclosure which can take MCB (2P) or RCBO (2P) as an incomer and 1P MCB/RCBO as outgoers and split type of EL enclosure which can take MCB (2P) or RCBO (2P) as a primary incomer and RCCB as secondary incomer. The secondary incomer is coming with consumer units. These products meet IEC 61439-3 and TIS 1436-2540 standards. | Material housing | Steel
| 76 | Electrical Distribution (LV) | Distribution Box and Enclosure | Load Centers | SQUARE D CLASSIC SPLIT-BUS 4+4 CCT 1 PH 2 W+G W/RCCB 40A 30M | 2218585 | S9HCL14X4R40 | SCHNEIDER ELECTRIC | 6660 | https://pim-kvc.soneparsea.com:3443/PictureServer/default.aspx/SCHNEIDER-S9HCL14X4R40.JPG?A3889C9397807479A2A1A7889A85757D948AA672A57078779C76889D868964647E8FA48C | https://pim-kvc.soneparsea.com:3443/PictureServer/default.aspx/SCHNEIDER-S9HCL14X4R40.pdf?A3889C9397807479A2A1A7889A85757D948AA672A57078779C76889D868964647EB5B8AB | SQUARE D CLASSIC SPLIT-BUS 4+4 CCT 1 PH 2 W+G W/RCCB 40A 30MA | Square D Classic+ consumer unit is a metallic enclosure with transparent dolly cover, with busbar system fully supporting plug-on breakers. It comes with 2 types of enclures of straight type of EL enclosure which can take MCB (2P) or RCBO (2P) as an incomer and 1P MCB/RCBO as outgoers and split type of EL enclosure which can take MCB (2P) or RCBO (2P) as a primary incomer and RCCB as secondary incomer. The secondary incomer is coming with consumer units. These products meet IEC 61439-3 and TIS 1436-2540 standards. | Height | 206mm
| 76 | Electrical Distribution (LV) | Distribution Box and Enclosure | Load Centers | SQUARE D CLASSIC SPLIT-BUS 4+4 CCT 1 PH 2 W+G W/RCCB 40A 30M | 2218585 | S9HCL14X4R40 | SCHNEIDER ELECTRIC | 6660 | https://pim-kvc.soneparsea.com:3443/PictureServer/default.aspx/SCHNEIDER-S9HCL14X4R40.JPG?A3889C9397807479A2A1A7889A85757D948AA672A57078779C76889D868964647E8FA48C | https://pim-kvc.soneparsea.com:3443/PictureServer/default.aspx/SCHNEIDER-S9HCL14X4R40.pdf?A3889C9397807479A2A1A7889A85757D948AA672A57078779C76889D868964647EB5B8AB | SQUARE D CLASSIC SPLIT-BUS 4+4 CCT 1 PH 2 W+G W/RCCB 40A 30MA | Square D Classic+ consumer unit is a metallic enclosure with transparent dolly cover, with busbar system fully supporting plug-on breakers. It comes with 2 types of enclures of straight type of EL enclosure which can take MCB (2P) or RCBO (2P) as an incomer and 1P MCB/RCBO as outgoers and split type of EL enclosure which can take MCB (2P) or RCBO (2P) as a primary incomer and RCCB as secondary incomer. The secondary incomer is coming with consumer units. These products meet IEC 61439-3 and TIS 1436-2540 standards. | Width | 391mm
| 76 | Electrical Distribution (LV) | Distribution Box and Enclosure | Load Centers | SQUARE D CLASSIC SPLIT-BUS 4+4 CCT 1 PH 2 W+G W/RCCB 40A 30M | 2218585 | S9HCL14X4R40 | SCHNEIDER ELECTRIC | 6660 | https://pim-kvc.soneparsea.com:3443/PictureServer/default.aspx/SCHNEIDER-S9HCL14X4R40.JPG?A3889C9397807479A2A1A7889A85757D948AA672A57078779C76889D868964647E8FA48C | https://pim-kvc.soneparsea.com:3443/PictureServer/default.aspx/SCHNEIDER-S9HCL14X4R40.pdf?A3889C9397807479A2A1A7889A85757D948AA672A57078779C76889D868964647EB5B8AB | SQUARE D CLASSIC SPLIT-BUS 4+4 CCT 1 PH 2 W+G W/RCCB 40A 30MA | Square D Classic+ consumer unit is a metallic enclosure with transparent dolly cover, with busbar system fully supporting plug-on breakers. It comes with 2 types of enclures of straight type of EL enclosure which can take MCB (2P) or RCBO (2P) as an incomer and 1P MCB/RCBO as outgoers and split type of EL enclosure which can take MCB (2P) or RCBO (2P) as a primary incomer and RCCB as secondary incomer. The secondary incomer is coming with consumer units. These products meet IEC 61439-3 and TIS 1436-2540 standards. | Depth | 102mm
| 76 | Electrical Distribution (LV) | Distribution Box and Enclosure | Load Centers | SQUARE D CLASSIC SPLIT-BUS 4+4 CCT 1 PH 2 W+G W/RCCB 40A 30M | 2218585 | S9HCL14X4R40 | SCHNEIDER ELECTRIC | 6660 | https://pim-kvc.soneparsea.com:3443/PictureServer/default.aspx/SCHNEIDER-S9HCL14X4R40.JPG?A3889C9397807479A2A1A7889A85757D948AA672A57078779C76889D868964647E8FA48C | https://pim-kvc.soneparsea.com:3443/PictureServer/default.aspx/SCHNEIDER-S9HCL14X4R40.pdf?A3889C9397807479A2A1A7889A85757D948AA672A57078779C76889D868964647EB5B8AB | SQUARE D CLASSIC SPLIT-BUS 4+4 CCT 1 PH 2 W+G W/RCCB 40A 30MA | Square D Classic+ consumer unit is a metallic enclosure with transparent dolly cover, with busbar system fully supporting plug-on breakers. It comes with 2 types of enclures of straight type of EL enclosure which can take MCB (2P) or RCBO (2P) as an incomer and 1P MCB/RCBO as outgoers and split type of EL enclosure which can take MCB (2P) or RCBO (2P) as a primary incomer and RCCB as secondary incomer. The secondary incomer is coming with consumer units. These products meet IEC 61439-3 and TIS 1436-2540 standards. | With transparent cover | yes
| 77 | Electrical Distribution (LV) | Distribution Box and Enclosure | Load Centers | SQUARE D CLASSIC SPLIT-BUS 4+4 CCT 1 PH 2 W+G W/RCCB 63A 30M | 2218586 | S9HCL14X4R63 | SCHNEIDER ELECTRIC | 6660 | https://pim-kvc.soneparsea.com:3443/PictureServer/default.aspx/SCHNEIDER-S9HCL14X4R63.JPG?A3889C9397807479A2A1A7889A85757D948AA672A57078779C76889D868966677E8FA48C | https://pim-kvc.soneparsea.com:3443/PictureServer/default.aspx/SCHNEIDER-S9HCL14X4R63.pdf?A3889C9397807479A2A1A7889A85757D948AA672A57078779C76889D868966677EB5B8AB | SQUARE D CLASSIC SPLIT-BUS 4+4 CCT 1 PH 2 W+G W/RCCB 63A 30MA | Square D Classic+ consumer unit is a metallic enclosure with transparent dolly cover, with busbar system fully supporting plug-on breakers. It comes with 2 types of enclures of straight type of EL enclosure which can take MCB (2P) or RCBO (2P) as an incomer and 1P MCB/RCBO as outgoers and split type of EL enclosure which can take MCB (2P) or RCBO (2P) as a primary incomer and RCCB as secondary incomer. The secondary incomer is coming with consumer units. These products meet IEC 61439-3 and TIS 1436-2540 standards. | Protection | Miniature- / earth leakage circuit breaker
| 77 | Electrical Distribution (LV) | Distribution Box and Enclosure | Load Centers | SQUARE D CLASSIC SPLIT-BUS 4+4 CCT 1 PH 2 W+G W/RCCB 63A 30M | 2218586 | S9HCL14X4R63 | SCHNEIDER ELECTRIC | 6660 | https://pim-kvc.soneparsea.com:3443/PictureServer/default.aspx/SCHNEIDER-S9HCL14X4R63.JPG?A3889C9397807479A2A1A7889A85757D948AA672A57078779C76889D868966677E8FA48C | https://pim-kvc.soneparsea.com:3443/PictureServer/default.aspx/SCHNEIDER-S9HCL14X4R63.pdf?A3889C9397807479A2A1A7889A85757D948AA672A57078779C76889D868966677EB5B8AB | SQUARE D CLASSIC SPLIT-BUS 4+4 CCT 1 PH 2 W+G W/RCCB 63A 30MA | Square D Classic+ consumer unit is a metallic enclosure with transparent dolly cover, with busbar system fully supporting plug-on breakers. It comes with 2 types of enclures of straight type of EL enclosure which can take MCB (2P) or RCBO (2P) as an incomer and 1P MCB/RCBO as outgoers and split type of EL enclosure which can take MCB (2P) or RCBO (2P) as a primary incomer and RCCB as secondary incomer. The secondary incomer is coming with consumer units. These products meet IEC 61439-3 and TIS 1436-2540 standards. | Main switch rated current | 100A
| 77 | Electrical Distribution (LV) | Distribution Box and Enclosure | Load Centers | SQUARE D CLASSIC SPLIT-BUS 4+4 CCT 1 PH 2 W+G W/RCCB 63A 30M | 2218586 | S9HCL14X4R63 | SCHNEIDER ELECTRIC | 6660 | https://pim-kvc.soneparsea.com:3443/PictureServer/default.aspx/SCHNEIDER-S9HCL14X4R63.JPG?A3889C9397807479A2A1A7889A85757D948AA672A57078779C76889D868966677E8FA48C | https://pim-kvc.soneparsea.com:3443/PictureServer/default.aspx/SCHNEIDER-S9HCL14X4R63.pdf?A3889C9397807479A2A1A7889A85757D948AA672A57078779C76889D868966677EB5B8AB | SQUARE D CLASSIC SPLIT-BUS 4+4 CCT 1 PH 2 W+G W/RCCB 63A 30MA | Square D Classic+ consumer unit is a metallic enclosure with transparent dolly cover, with busbar system fully supporting plug-on breakers. It comes with 2 types of enclures of straight type of EL enclosure which can take MCB (2P) or RCBO (2P) as an incomer and 1P MCB/RCBO as outgoers and split type of EL enclosure which can take MCB (2P) or RCBO (2P) as a primary incomer and RCCB as secondary incomer. The secondary incomer is coming with consumer units. These products meet IEC 61439-3 and TIS 1436-2540 standards. | Material housing | Steel
| 77 | Electrical Distribution (LV) | Distribution Box and Enclosure | Load Centers | SQUARE D CLASSIC SPLIT-BUS 4+4 CCT 1 PH 2 W+G W/RCCB 63A 30M | 2218586 | S9HCL14X4R63 | SCHNEIDER ELECTRIC | 6660 | https://pim-kvc.soneparsea.com:3443/PictureServer/default.aspx/SCHNEIDER-S9HCL14X4R63.JPG?A3889C9397807479A2A1A7889A85757D948AA672A57078779C76889D868966677E8FA48C | https://pim-kvc.soneparsea.com:3443/PictureServer/default.aspx/SCHNEIDER-S9HCL14X4R63.pdf?A3889C9397807479A2A1A7889A85757D948AA672A57078779C76889D868966677EB5B8AB | SQUARE D CLASSIC SPLIT-BUS 4+4 CCT 1 PH 2 W+G W/RCCB 63A 30MA | Square D Classic+ consumer unit is a metallic enclosure with transparent dolly cover, with busbar system fully supporting plug-on breakers. It comes with 2 types of enclures of straight type of EL enclosure which can take MCB (2P) or RCBO (2P) as an incomer and 1P MCB/RCBO as outgoers and split type of EL enclosure which can take MCB (2P) or RCBO (2P) as a primary incomer and RCCB as secondary incomer. The secondary incomer is coming with consumer units. These products meet IEC 61439-3 and TIS 1436-2540 standards. | Height | 206mm
| 77 | Electrical Distribution (LV) | Distribution Box and Enclosure | Load Centers | SQUARE D CLASSIC SPLIT-BUS 4+4 CCT 1 PH 2 W+G W/RCCB 63A 30M | 2218586 | S9HCL14X4R63 | SCHNEIDER ELECTRIC | 6660 | https://pim-kvc.soneparsea.com:3443/PictureServer/default.aspx/SCHNEIDER-S9HCL14X4R63.JPG?A3889C9397807479A2A1A7889A85757D948AA672A57078779C76889D868966677E8FA48C | https://pim-kvc.soneparsea.com:3443/PictureServer/default.aspx/SCHNEIDER-S9HCL14X4R63.pdf?A3889C9397807479A2A1A7889A85757D948AA672A57078779C76889D868966677EB5B8AB | SQUARE D CLASSIC SPLIT-BUS 4+4 CCT 1 PH 2 W+G W/RCCB 63A 30MA | Square D Classic+ consumer unit is a metallic enclosure with transparent dolly cover, with busbar system fully supporting plug-on breakers. It comes with 2 types of enclures of straight type of EL enclosure which can take MCB (2P) or RCBO (2P) as an incomer and 1P MCB/RCBO as outgoers and split type of EL enclosure which can take MCB (2P) or RCBO (2P) as a primary incomer and RCCB as secondary incomer. The secondary incomer is coming with consumer units. These products meet IEC 61439-3 and TIS 1436-2540 standards. | Width | 391mm
| 77 | Electrical Distribution (LV) | Distribution Box and Enclosure | Load Centers | SQUARE D CLASSIC SPLIT-BUS 4+4 CCT 1 PH 2 W+G W/RCCB 63A 30M | 2218586 | S9HCL14X4R63 | SCHNEIDER ELECTRIC | 6660 | https://pim-kvc.soneparsea.com:3443/PictureServer/default.aspx/SCHNEIDER-S9HCL14X4R63.JPG?A3889C9397807479A2A1A7889A85757D948AA672A57078779C76889D868966677E8FA48C | https://pim-kvc.soneparsea.com:3443/PictureServer/default.aspx/SCHNEIDER-S9HCL14X4R63.pdf?A3889C9397807479A2A1A7889A85757D948AA672A57078779C76889D868966677EB5B8AB | SQUARE D CLASSIC SPLIT-BUS 4+4 CCT 1 PH 2 W+G W/RCCB 63A 30MA | Square D Classic+ consumer unit is a metallic enclosure with transparent dolly cover, with busbar system fully supporting plug-on breakers. It comes with 2 types of enclures of straight type of EL enclosure which can take MCB (2P) or RCBO (2P) as an incomer and 1P MCB/RCBO as outgoers and split type of EL enclosure which can take MCB (2P) or RCBO (2P) as a primary incomer and RCCB as secondary incomer. The secondary incomer is coming with consumer units. These products meet IEC 61439-3 and TIS 1436-2540 standards. | Depth | 102mm
| 77 | Electrical Distribution (LV) | Distribution Box and Enclosure | Load Centers | SQUARE D CLASSIC SPLIT-BUS 4+4 CCT 1 PH 2 W+G W/RCCB 63A 30M | 2218586 | S9HCL14X4R63 | SCHNEIDER ELECTRIC | 6660 | https://pim-kvc.soneparsea.com:3443/PictureServer/default.aspx/SCHNEIDER-S9HCL14X4R63.JPG?A3889C9397807479A2A1A7889A85757D948AA672A57078779C76889D868966677E8FA48C | https://pim-kvc.soneparsea.com:3443/PictureServer/default.aspx/SCHNEIDER-S9HCL14X4R63.pdf?A3889C9397807479A2A1A7889A85757D948AA672A57078779C76889D868966677EB5B8AB | SQUARE D CLASSIC SPLIT-BUS 4+4 CCT 1 PH 2 W+G W/RCCB 63A 30MA | Square D Classic+ consumer unit is a metallic enclosure with transparent dolly cover, with busbar system fully supporting plug-on breakers. It comes with 2 types of enclures of straight type of EL enclosure which can take MCB (2P) or RCBO (2P) as an incomer and 1P MCB/RCBO as outgoers and split type of EL enclosure which can take MCB (2P) or RCBO (2P) as a primary incomer and RCCB as secondary incomer. The secondary incomer is coming with consumer units. These products meet IEC 61439-3 and TIS 1436-2540 standards. | With transparent cover | yes
| 78 | Electrical Distribution (LV) | Distribution Box and Enclosure | Load Centers | SQUARE D CLASSIC SPLIT-BUS 8+4 CCT 1 PH 2 W+G W/RCCB 40A 30M | 2218587 | S9HCL18X4R40 | SCHNEIDER ELECTRIC | 7200 | https://pim-kvc.soneparsea.com:3443/PictureServer/default.aspx/SCHNEIDER-S9HCL18X4R40.JPG?A3889C9397807479A2A1A7889A85757D948AA672A57078779C768C9D868964647E8FA48C | https://pim-kvc.soneparsea.com:3443/PictureServer/default.aspx/SchneiderElectric-S9HCL18X4R40_Datasheet1.pdf?A3889C9397807479A2A1A7A8BAA5959DB4AAC68ABE9C93A8C2AEB772A57078779C768C9D86896464AF89B5B9B3AA9899B5B98573C29B96 | SQUARE D CLASSIC SPLIT-BUS 8+4 CCT 1 PH 2 W+G W/RCCB 40A 30MA | Square D Classic+ consumer unit is a metallic enclosure with transparent dolly cover, with busbar system fully supporting plug-on breakers. It comes with 2 types of enclures of straight type of EL enclosure which can take MCB (2P) or RCBO (2P) as an incomer and 1P MCB/RCBO as outgoers and split type of EL enclosure which can take MCB (2P) or RCBO (2P) as a primary incomer and RCCB as secondary incomer. The secondary incomer is coming with consumer units. These products meet IEC 61439-3 and TIS 1436-2540 standards. | Protection | Miniature- / earth leakage circuit breaker
| 78 | Electrical Distribution (LV) | Distribution Box and Enclosure | Load Centers | SQUARE D CLASSIC SPLIT-BUS 8+4 CCT 1 PH 2 W+G W/RCCB 40A 30M | 2218587 | S9HCL18X4R40 | SCHNEIDER ELECTRIC | 7200 | https://pim-kvc.soneparsea.com:3443/PictureServer/default.aspx/SCHNEIDER-S9HCL18X4R40.JPG?A3889C9397807479A2A1A7889A85757D948AA672A57078779C768C9D868964647E8FA48C | https://pim-kvc.soneparsea.com:3443/PictureServer/default.aspx/SchneiderElectric-S9HCL18X4R40_Datasheet1.pdf?A3889C9397807479A2A1A7A8BAA5959DB4AAC68ABE9C93A8C2AEB772A57078779C768C9D86896464AF89B5B9B3AA9899B5B98573C29B96 | SQUARE D CLASSIC SPLIT-BUS 8+4 CCT 1 PH 2 W+G W/RCCB 40A 30MA | Square D Classic+ consumer unit is a metallic enclosure with transparent dolly cover, with busbar system fully supporting plug-on breakers. It comes with 2 types of enclures of straight type of EL enclosure which can take MCB (2P) or RCBO (2P) as an incomer and 1P MCB/RCBO as outgoers and split type of EL enclosure which can take MCB (2P) or RCBO (2P) as a primary incomer and RCCB as secondary incomer. The secondary incomer is coming with consumer units. These products meet IEC 61439-3 and TIS 1436-2540 standards. | Material housing | Steel
| 78 | Electrical Distribution (LV) | Distribution Box and Enclosure | Load Centers | SQUARE D CLASSIC SPLIT-BUS 8+4 CCT 1 PH 2 W+G W/RCCB 40A 30M | 2218587 | S9HCL18X4R40 | SCHNEIDER ELECTRIC | 7200 | https://pim-kvc.soneparsea.com:3443/PictureServer/default.aspx/SCHNEIDER-S9HCL18X4R40.JPG?A3889C9397807479A2A1A7889A85757D948AA672A57078779C768C9D868964647E8FA48C | https://pim-kvc.soneparsea.com:3443/PictureServer/default.aspx/SchneiderElectric-S9HCL18X4R40_Datasheet1.pdf?A3889C9397807479A2A1A7A8BAA5959DB4AAC68ABE9C93A8C2AEB772A57078779C768C9D86896464AF89B5B9B3AA9899B5B98573C29B96 | SQUARE D CLASSIC SPLIT-BUS 8+4 CCT 1 PH 2 W+G W/RCCB 40A 30MA | Square D Classic+ consumer unit is a metallic enclosure with transparent dolly cover, with busbar system fully supporting plug-on breakers. It comes with 2 types of enclures of straight type of EL enclosure which can take MCB (2P) or RCBO (2P) as an incomer and 1P MCB/RCBO as outgoers and split type of EL enclosure which can take MCB (2P) or RCBO (2P) as a primary incomer and RCCB as secondary incomer. The secondary incomer is coming with consumer units. These products meet IEC 61439-3 and TIS 1436-2540 standards. | With transparent cover | yes
| 79 | Electrical Distribution (LV) | Distribution Box and Enclosure | Load Centers | SQUARE D CLASSIC SPLIT-BUS 8+4 CCT 1 PH 2 W+G W/RCCB 63A 30M | 2218588 | S9HCL18X4R63 | SCHNEIDER ELECTRIC | 7200 | https://pim-kvc.soneparsea.com:3443/PictureServer/default.aspx/SCHNEIDER-S9HCL18X4R63.JPG?A3889C9397807479A2A1A7889A85757D948AA672A57078779C768C9D868966677E8FA48C | https://pim-kvc.soneparsea.com:3443/PictureServer/default.aspx/SCHNEIDER-S9HCL18X4R63.pdf?A3889C9397807479A2A1A7889A85757D948AA672A57078779C768C9D868966677EB5B8AB | SQUARE D CLASSIC SPLIT-BUS 8+4 CCT 1 PH 2 W+G W/RCCB 63A 30MA | Square D Classic+ consumer unit is a metallic enclosure with transparent dolly cover, with busbar system fully supporting plug-on breakers. It comes with 2 types of enclures of straight type of EL enclosure which can take MCB (2P) or RCBO (2P) as an incomer and 1P MCB/RCBO as outgoers and split type of EL enclosure which can take MCB (2P) or RCBO (2P) as a primary incomer and RCCB as secondary incomer. The secondary incomer is coming with consumer units. These products meet IEC 61439-3 and TIS 1436-2540 standards. | Protection | Miniature- / earth leakage circuit breaker
| 79 | Electrical Distribution (LV) | Distribution Box and Enclosure | Load Centers | SQUARE D CLASSIC SPLIT-BUS 8+4 CCT 1 PH 2 W+G W/RCCB 63A 30M | 2218588 | S9HCL18X4R63 | SCHNEIDER ELECTRIC | 7200 | https://pim-kvc.soneparsea.com:3443/PictureServer/default.aspx/SCHNEIDER-S9HCL18X4R63.JPG?A3889C9397807479A2A1A7889A85757D948AA672A57078779C768C9D868966677E8FA48C | https://pim-kvc.soneparsea.com:3443/PictureServer/default.aspx/SCHNEIDER-S9HCL18X4R63.pdf?A3889C9397807479A2A1A7889A85757D948AA672A57078779C768C9D868966677EB5B8AB | SQUARE D CLASSIC SPLIT-BUS 8+4 CCT 1 PH 2 W+G W/RCCB 63A 30MA | Square D Classic+ consumer unit is a metallic enclosure with transparent dolly cover, with busbar system fully supporting plug-on breakers. It comes with 2 types of enclures of straight type of EL enclosure which can take MCB (2P) or RCBO (2P) as an incomer and 1P MCB/RCBO as outgoers and split type of EL enclosure which can take MCB (2P) or RCBO (2P) as a primary incomer and RCCB as secondary incomer. The secondary incomer is coming with consumer units. These products meet IEC 61439-3 and TIS 1436-2540 standards. | Main switch rated current | 100A
| 79 | Electrical Distribution (LV) | Distribution Box and Enclosure | Load Centers | SQUARE D CLASSIC SPLIT-BUS 8+4 CCT 1 PH 2 W+G W/RCCB 63A 30M | 2218588 | S9HCL18X4R63 | SCHNEIDER ELECTRIC | 7200 | https://pim-kvc.soneparsea.com:3443/PictureServer/default.aspx/SCHNEIDER-S9HCL18X4R63.JPG?A3889C9397807479A2A1A7889A85757D948AA672A57078779C768C9D868966677E8FA48C | https://pim-kvc.soneparsea.com:3443/PictureServer/default.aspx/SCHNEIDER-S9HCL18X4R63.pdf?A3889C9397807479A2A1A7889A85757D948AA672A57078779C768C9D868966677EB5B8AB | SQUARE D CLASSIC SPLIT-BUS 8+4 CCT 1 PH 2 W+G W/RCCB 63A 30MA | Square D Classic+ consumer unit is a metallic enclosure with transparent dolly cover, with busbar system fully supporting plug-on breakers. It comes with 2 types of enclures of straight type of EL enclosure which can take MCB (2P) or RCBO (2P) as an incomer and 1P MCB/RCBO as outgoers and split type of EL enclosure which can take MCB (2P) or RCBO (2P) as a primary incomer and RCCB as secondary incomer. The secondary incomer is coming with consumer units. These products meet IEC 61439-3 and TIS 1436-2540 standards. | Material housing | Steel
| 79 | Electrical Distribution (LV) | Distribution Box and Enclosure | Load Centers | SQUARE D CLASSIC SPLIT-BUS 8+4 CCT 1 PH 2 W+G W/RCCB 63A 30M | 2218588 | S9HCL18X4R63 | SCHNEIDER ELECTRIC | 7200 | https://pim-kvc.soneparsea.com:3443/PictureServer/default.aspx/SCHNEIDER-S9HCL18X4R63.JPG?A3889C9397807479A2A1A7889A85757D948AA672A57078779C768C9D868966677E8FA48C | https://pim-kvc.soneparsea.com:3443/PictureServer/default.aspx/SCHNEIDER-S9HCL18X4R63.pdf?A3889C9397807479A2A1A7889A85757D948AA672A57078779C768C9D868966677EB5B8AB | SQUARE D CLASSIC SPLIT-BUS 8+4 CCT 1 PH 2 W+G W/RCCB 63A 30MA | Square D Classic+ consumer unit is a metallic enclosure with transparent dolly cover, with busbar system fully supporting plug-on breakers. It comes with 2 types of enclures of straight type of EL enclosure which can take MCB (2P) or RCBO (2P) as an incomer and 1P MCB/RCBO as outgoers and split type of EL enclosure which can take MCB (2P) or RCBO (2P) as a primary incomer and RCCB as secondary incomer. The secondary incomer is coming with consumer units. These products meet IEC 61439-3 and TIS 1436-2540 standards. | Height | 206mm
| 79 | Electrical Distribution (LV) | Distribution Box and Enclosure | Load Centers | SQUARE D CLASSIC SPLIT-BUS 8+4 CCT 1 PH 2 W+G W/RCCB 63A 30M | 2218588 | S9HCL18X4R63 | SCHNEIDER ELECTRIC | 7200 | https://pim-kvc.soneparsea.com:3443/PictureServer/default.aspx/SCHNEIDER-S9HCL18X4R63.JPG?A3889C9397807479A2A1A7889A85757D948AA672A57078779C768C9D868966677E8FA48C | https://pim-kvc.soneparsea.com:3443/PictureServer/default.aspx/SCHNEIDER-S9HCL18X4R63.pdf?A3889C9397807479A2A1A7889A85757D948AA672A57078779C768C9D868966677EB5B8AB | SQUARE D CLASSIC SPLIT-BUS 8+4 CCT 1 PH 2 W+G W/RCCB 63A 30MA | Square D Classic+ consumer unit is a metallic enclosure with transparent dolly cover, with busbar system fully supporting plug-on breakers. It comes with 2 types of enclures of straight type of EL enclosure which can take MCB (2P) or RCBO (2P) as an incomer and 1P MCB/RCBO as outgoers and split type of EL enclosure which can take MCB (2P) or RCBO (2P) as a primary incomer and RCCB as secondary incomer. The secondary incomer is coming with consumer units. These products meet IEC 61439-3 and TIS 1436-2540 standards. | Width | 540mm
| 79 | Electrical Distribution (LV) | Distribution Box and Enclosure | Load Centers | SQUARE D CLASSIC SPLIT-BUS 8+4 CCT 1 PH 2 W+G W/RCCB 63A 30M | 2218588 | S9HCL18X4R63 | SCHNEIDER ELECTRIC | 7200 | https://pim-kvc.soneparsea.com:3443/PictureServer/default.aspx/SCHNEIDER-S9HCL18X4R63.JPG?A3889C9397807479A2A1A7889A85757D948AA672A57078779C768C9D868966677E8FA48C | https://pim-kvc.soneparsea.com:3443/PictureServer/default.aspx/SCHNEIDER-S9HCL18X4R63.pdf?A3889C9397807479A2A1A7889A85757D948AA672A57078779C768C9D868966677EB5B8AB | SQUARE D CLASSIC SPLIT-BUS 8+4 CCT 1 PH 2 W+G W/RCCB 63A 30MA | Square D Classic+ consumer unit is a metallic enclosure with transparent dolly cover, with busbar system fully supporting plug-on breakers. It comes with 2 types of enclures of straight type of EL enclosure which can take MCB (2P) or RCBO (2P) as an incomer and 1P MCB/RCBO as outgoers and split type of EL enclosure which can take MCB (2P) or RCBO (2P) as a primary incomer and RCCB as secondary incomer. The secondary incomer is coming with consumer units. These products meet IEC 61439-3 and TIS 1436-2540 standards. | Depth | 102mm
| 79 | Electrical Distribution (LV) | Distribution Box and Enclosure | Load Centers | SQUARE D CLASSIC SPLIT-BUS 8+4 CCT 1 PH 2 W+G W/RCCB 63A 30M | 2218588 | S9HCL18X4R63 | SCHNEIDER ELECTRIC | 7200 | https://pim-kvc.soneparsea.com:3443/PictureServer/default.aspx/SCHNEIDER-S9HCL18X4R63.JPG?A3889C9397807479A2A1A7889A85757D948AA672A57078779C768C9D868966677E8FA48C | https://pim-kvc.soneparsea.com:3443/PictureServer/default.aspx/SCHNEIDER-S9HCL18X4R63.pdf?A3889C9397807479A2A1A7889A85757D948AA672A57078779C768C9D868966677EB5B8AB | SQUARE D CLASSIC SPLIT-BUS 8+4 CCT 1 PH 2 W+G W/RCCB 63A 30MA | Square D Classic+ consumer unit is a metallic enclosure with transparent dolly cover, with busbar system fully supporting plug-on breakers. It comes with 2 types of enclures of straight type of EL enclosure which can take MCB (2P) or RCBO (2P) as an incomer and 1P MCB/RCBO as outgoers and split type of EL enclosure which can take MCB (2P) or RCBO (2P) as a primary incomer and RCCB as secondary incomer. The secondary incomer is coming with consumer units. These products meet IEC 61439-3 and TIS 1436-2540 standards. | With transparent cover | yes
| 80 | Electrical Distribution (LV) | Distribution Box and Enclosure | Load Centers | SQUARE D CLASSIC SPLIT-BUS 8+8 CCT 1 PH 2 W+G W/RCCB 40A 30M | 2218589 | S9HCL18X8R40 | SCHNEIDER ELECTRIC | 7800 | https://pim-kvc.soneparsea.com:3443/PictureServer/default.aspx/schneider-s9hcl18x8r40_Image1.jpg?A3889C9397807479A2A1C7A8BAA5959DB4AAC672C5709897BC768CBD8AA96464AF8EC1A6B99C6162BAB5BB | https://pim-kvc.soneparsea.com:3443/PictureServer/default.aspx/SCHNEIDER-S9HCL18X8R40.pdf?A3889C9397807479A2A1A7889A85757D948AA672A57078779C768C9D8A8964647EB5B8AB | SQUARE D CLASSIC SPLIT-BUS 8+8 CCT 1 PH 2 W+G W/RCCB 40A 30MA | Square D Classic+ consumer unit is a metallic enclosure with transparent dolly cover, with busbar system fully supporting plug-on breakers. It comes with 2 types of enclures of straight type of EL enclosure which can take MCB (2P) or RCBO (2P) as an incomer and 1P MCB/RCBO as outgoers and split type of EL enclosure which can take MCB (2P) or RCBO (2P) as a primary incomer and RCCB as secondary incomer. The secondary incomer is coming with consumer units. These products meet IEC 61439-3 and TIS 1436-2540 standards. | Protection | Miniature- / earth leakage circuit breaker
| 80 | Electrical Distribution (LV) | Distribution Box and Enclosure | Load Centers | SQUARE D CLASSIC SPLIT-BUS 8+8 CCT 1 PH 2 W+G W/RCCB 40A 30M | 2218589 | S9HCL18X8R40 | SCHNEIDER ELECTRIC | 7800 | https://pim-kvc.soneparsea.com:3443/PictureServer/default.aspx/schneider-s9hcl18x8r40_Image1.jpg?A3889C9397807479A2A1C7A8BAA5959DB4AAC672C5709897BC768CBD8AA96464AF8EC1A6B99C6162BAB5BB | https://pim-kvc.soneparsea.com:3443/PictureServer/default.aspx/SCHNEIDER-S9HCL18X8R40.pdf?A3889C9397807479A2A1A7889A85757D948AA672A57078779C768C9D8A8964647EB5B8AB | SQUARE D CLASSIC SPLIT-BUS 8+8 CCT 1 PH 2 W+G W/RCCB 40A 30MA | Square D Classic+ consumer unit is a metallic enclosure with transparent dolly cover, with busbar system fully supporting plug-on breakers. It comes with 2 types of enclures of straight type of EL enclosure which can take MCB (2P) or RCBO (2P) as an incomer and 1P MCB/RCBO as outgoers and split type of EL enclosure which can take MCB (2P) or RCBO (2P) as a primary incomer and RCCB as secondary incomer. The secondary incomer is coming with consumer units. These products meet IEC 61439-3 and TIS 1436-2540 standards. | Main switch rated current | 100A
| 80 | Electrical Distribution (LV) | Distribution Box and Enclosure | Load Centers | SQUARE D CLASSIC SPLIT-BUS 8+8 CCT 1 PH 2 W+G W/RCCB 40A 30M | 2218589 | S9HCL18X8R40 | SCHNEIDER ELECTRIC | 7800 | https://pim-kvc.soneparsea.com:3443/PictureServer/default.aspx/schneider-s9hcl18x8r40_Image1.jpg?A3889C9397807479A2A1C7A8BAA5959DB4AAC672C5709897BC768CBD8AA96464AF8EC1A6B99C6162BAB5BB | https://pim-kvc.soneparsea.com:3443/PictureServer/default.aspx/SCHNEIDER-S9HCL18X8R40.pdf?A3889C9397807479A2A1A7889A85757D948AA672A57078779C768C9D8A8964647EB5B8AB | SQUARE D CLASSIC SPLIT-BUS 8+8 CCT 1 PH 2 W+G W/RCCB 40A 30MA | Square D Classic+ consumer unit is a metallic enclosure with transparent dolly cover, with busbar system fully supporting plug-on breakers. It comes with 2 types of enclures of straight type of EL enclosure which can take MCB (2P) or RCBO (2P) as an incomer and 1P MCB/RCBO as outgoers and split type of EL enclosure which can take MCB (2P) or RCBO (2P) as a primary incomer and RCCB as secondary incomer. The secondary incomer is coming with consumer units. These products meet IEC 61439-3 and TIS 1436-2540 standards. | Material housing | Steel
| 80 | Electrical Distribution (LV) | Distribution Box and Enclosure | Load Centers | SQUARE D CLASSIC SPLIT-BUS 8+8 CCT 1 PH 2 W+G W/RCCB 40A 30M | 2218589 | S9HCL18X8R40 | SCHNEIDER ELECTRIC | 7800 | https://pim-kvc.soneparsea.com:3443/PictureServer/default.aspx/schneider-s9hcl18x8r40_Image1.jpg?A3889C9397807479A2A1C7A8BAA5959DB4AAC672C5709897BC768CBD8AA96464AF8EC1A6B99C6162BAB5BB | https://pim-kvc.soneparsea.com:3443/PictureServer/default.aspx/SCHNEIDER-S9HCL18X8R40.pdf?A3889C9397807479A2A1A7889A85757D948AA672A57078779C768C9D8A8964647EB5B8AB | SQUARE D CLASSIC SPLIT-BUS 8+8 CCT 1 PH 2 W+G W/RCCB 40A 30MA | Square D Classic+ consumer unit is a metallic enclosure with transparent dolly cover, with busbar system fully supporting plug-on breakers. It comes with 2 types of enclures of straight type of EL enclosure which can take MCB (2P) or RCBO (2P) as an incomer and 1P MCB/RCBO as outgoers and split type of EL enclosure which can take MCB (2P) or RCBO (2P) as a primary incomer and RCCB as secondary incomer. The secondary incomer is coming with consumer units. These products meet IEC 61439-3 and TIS 1436-2540 standards. | Height | 206mm
| 80 | Electrical Distribution (LV) | Distribution Box and Enclosure | Load Centers | SQUARE D CLASSIC SPLIT-BUS 8+8 CCT 1 PH 2 W+G W/RCCB 40A 30M | 2218589 | S9HCL18X8R40 | SCHNEIDER ELECTRIC | 7800 | https://pim-kvc.soneparsea.com:3443/PictureServer/default.aspx/schneider-s9hcl18x8r40_Image1.jpg?A3889C9397807479A2A1C7A8BAA5959DB4AAC672C5709897BC768CBD8AA96464AF8EC1A6B99C6162BAB5BB | https://pim-kvc.soneparsea.com:3443/PictureServer/default.aspx/SCHNEIDER-S9HCL18X8R40.pdf?A3889C9397807479A2A1A7889A85757D948AA672A57078779C768C9D8A8964647EB5B8AB | SQUARE D CLASSIC SPLIT-BUS 8+8 CCT 1 PH 2 W+G W/RCCB 40A 30MA | Square D Classic+ consumer unit is a metallic enclosure with transparent dolly cover, with busbar system fully supporting plug-on breakers. It comes with 2 types of enclures of straight type of EL enclosure which can take MCB (2P) or RCBO (2P) as an incomer and 1P MCB/RCBO as outgoers and split type of EL enclosure which can take MCB (2P) or RCBO (2P) as a primary incomer and RCCB as secondary incomer. The secondary incomer is coming with consumer units. These products meet IEC 61439-3 and TIS 1436-2540 standards. | Width | 540mm
| 80 | Electrical Distribution (LV) | Distribution Box and Enclosure | Load Centers | SQUARE D CLASSIC SPLIT-BUS 8+8 CCT 1 PH 2 W+G W/RCCB 40A 30M | 2218589 | S9HCL18X8R40 | SCHNEIDER ELECTRIC | 7800 | https://pim-kvc.soneparsea.com:3443/PictureServer/default.aspx/schneider-s9hcl18x8r40_Image1.jpg?A3889C9397807479A2A1C7A8BAA5959DB4AAC672C5709897BC768CBD8AA96464AF8EC1A6B99C6162BAB5BB | https://pim-kvc.soneparsea.com:3443/PictureServer/default.aspx/SCHNEIDER-S9HCL18X8R40.pdf?A3889C9397807479A2A1A7889A85757D948AA672A57078779C768C9D8A8964647EB5B8AB | SQUARE D CLASSIC SPLIT-BUS 8+8 CCT 1 PH 2 W+G W/RCCB 40A 30MA | Square D Classic+ consumer unit is a metallic enclosure with transparent dolly cover, with busbar system fully supporting plug-on breakers. It comes with 2 types of enclures of straight type of EL enclosure which can take MCB (2P) or RCBO (2P) as an incomer and 1P MCB/RCBO as outgoers and split type of EL enclosure which can take MCB (2P) or RCBO (2P) as a primary incomer and RCCB as secondary incomer. The secondary incomer is coming with consumer units. These products meet IEC 61439-3 and TIS 1436-2540 standards. | Depth | 102mm
| 80 | Electrical Distribution (LV) | Distribution Box and Enclosure | Load Centers | SQUARE D CLASSIC SPLIT-BUS 8+8 CCT 1 PH 2 W+G W/RCCB 40A 30M | 2218589 | S9HCL18X8R40 | SCHNEIDER ELECTRIC | 7800 | https://pim-kvc.soneparsea.com:3443/PictureServer/default.aspx/schneider-s9hcl18x8r40_Image1.jpg?A3889C9397807479A2A1C7A8BAA5959DB4AAC672C5709897BC768CBD8AA96464AF8EC1A6B99C6162BAB5BB | https://pim-kvc.soneparsea.com:3443/PictureServer/default.aspx/SCHNEIDER-S9HCL18X8R40.pdf?A3889C9397807479A2A1A7889A85757D948AA672A57078779C768C9D8A8964647EB5B8AB | SQUARE D CLASSIC SPLIT-BUS 8+8 CCT 1 PH 2 W+G W/RCCB 40A 30MA | Square D Classic+ consumer unit is a metallic enclosure with transparent dolly cover, with busbar system fully supporting plug-on breakers. It comes with 2 types of enclures of straight type of EL enclosure which can take MCB (2P) or RCBO (2P) as an incomer and 1P MCB/RCBO as outgoers and split type of EL enclosure which can take MCB (2P) or RCBO (2P) as a primary incomer and RCCB as secondary incomer. The secondary incomer is coming with consumer units. These products meet IEC 61439-3 and TIS 1436-2540 standards. | With transparent cover | yes
| 81 | Electrical Distribution (LV) | Distribution Box and Enclosure | Load Centers | SQUARE D CLASSIC SPLIT-BUS 8+8 CCT 1 PH 2 W+G W/RCCB 63A 30M | 2218590 | S9HCL18X8R63 | SCHNEIDER ELECTRIC | 7800 | https://pim-kvc.soneparsea.com:3443/PictureServer/default.aspx/schneider-s9hcl18x8r63_Image1.jpg?A3889C9397807479A2A1C7A8BAA5959DB4AAC672C5709897BC768CBD8AA96667AF8EC1A6B99C6162BAB5BB | https://pim-kvc.soneparsea.com:3443/PictureServer/default.aspx/SCHNEIDER-S9HCL18X8R63.pdf?A3889C9397807479A2A1A7889A85757D948AA672A57078779C768C9D8A8966677EB5B8AB | SQUARE D CLASSIC SPLIT-BUS 8+8 CCT 1 PH 2 W+G W/RCCB 63A 30MA | Square D Classic+ consumer unit is a metallic enclosure with transparent dolly cover, with busbar system fully supporting plug-on breakers. It comes with 2 types of enclures of straight type of EL enclosure which can take MCB (2P) or RCBO (2P) as an incomer and 1P MCB/RCBO as outgoers and split type of EL enclosure which can take MCB (2P) or RCBO (2P) as a primary incomer and RCCB as secondary incomer. The secondary incomer is coming with consumer units. These products meet IEC 61439-3 and TIS 1436-2540 standards. | Protection | Miniature- / earth leakage circuit breaker
| 81 | Electrical Distribution (LV) | Distribution Box and Enclosure | Load Centers | SQUARE D CLASSIC SPLIT-BUS 8+8 CCT 1 PH 2 W+G W/RCCB 63A 30M | 2218590 | S9HCL18X8R63 | SCHNEIDER ELECTRIC | 7800 | https://pim-kvc.soneparsea.com:3443/PictureServer/default.aspx/schneider-s9hcl18x8r63_Image1.jpg?A3889C9397807479A2A1C7A8BAA5959DB4AAC672C5709897BC768CBD8AA96667AF8EC1A6B99C6162BAB5BB | https://pim-kvc.soneparsea.com:3443/PictureServer/default.aspx/SCHNEIDER-S9HCL18X8R63.pdf?A3889C9397807479A2A1A7889A85757D948AA672A57078779C768C9D8A8966677EB5B8AB | SQUARE D CLASSIC SPLIT-BUS 8+8 CCT 1 PH 2 W+G W/RCCB 63A 30MA | Square D Classic+ consumer unit is a metallic enclosure with transparent dolly cover, with busbar system fully supporting plug-on breakers. It comes with 2 types of enclures of straight type of EL enclosure which can take MCB (2P) or RCBO (2P) as an incomer and 1P MCB/RCBO as outgoers and split type of EL enclosure which can take MCB (2P) or RCBO (2P) as a primary incomer and RCCB as secondary incomer. The secondary incomer is coming with consumer units. These products meet IEC 61439-3 and TIS 1436-2540 standards. | Main switch rated current | 100A
| 81 | Electrical Distribution (LV) | Distribution Box and Enclosure | Load Centers | SQUARE D CLASSIC SPLIT-BUS 8+8 CCT 1 PH 2 W+G W/RCCB 63A 30M | 2218590 | S9HCL18X8R63 | SCHNEIDER ELECTRIC | 7800 | https://pim-kvc.soneparsea.com:3443/PictureServer/default.aspx/schneider-s9hcl18x8r63_Image1.jpg?A3889C9397807479A2A1C7A8BAA5959DB4AAC672C5709897BC768CBD8AA96667AF8EC1A6B99C6162BAB5BB | https://pim-kvc.soneparsea.com:3443/PictureServer/default.aspx/SCHNEIDER-S9HCL18X8R63.pdf?A3889C9397807479A2A1A7889A85757D948AA672A57078779C768C9D8A8966677EB5B8AB | SQUARE D CLASSIC SPLIT-BUS 8+8 CCT 1 PH 2 W+G W/RCCB 63A 30MA | Square D Classic+ consumer unit is a metallic enclosure with transparent dolly cover, with busbar system fully supporting plug-on breakers. It comes with 2 types of enclures of straight type of EL enclosure which can take MCB (2P) or RCBO (2P) as an incomer and 1P MCB/RCBO as outgoers and split type of EL enclosure which can take MCB (2P) or RCBO (2P) as a primary incomer and RCCB as secondary incomer. The secondary incomer is coming with consumer units. These products meet IEC 61439-3 and TIS 1436-2540 standards. | Material housing | Steel
| 81 | Electrical Distribution (LV) | Distribution Box and Enclosure | Load Centers | SQUARE D CLASSIC SPLIT-BUS 8+8 CCT 1 PH 2 W+G W/RCCB 63A 30M | 2218590 | S9HCL18X8R63 | SCHNEIDER ELECTRIC | 7800 | https://pim-kvc.soneparsea.com:3443/PictureServer/default.aspx/schneider-s9hcl18x8r63_Image1.jpg?A3889C9397807479A2A1C7A8BAA5959DB4AAC672C5709897BC768CBD8AA96667AF8EC1A6B99C6162BAB5BB | https://pim-kvc.soneparsea.com:3443/PictureServer/default.aspx/SCHNEIDER-S9HCL18X8R63.pdf?A3889C9397807479A2A1A7889A85757D948AA672A57078779C768C9D8A8966677EB5B8AB | SQUARE D CLASSIC SPLIT-BUS 8+8 CCT 1 PH 2 W+G W/RCCB 63A 30MA | Square D Classic+ consumer unit is a metallic enclosure with transparent dolly cover, with busbar system fully supporting plug-on breakers. It comes with 2 types of enclures of straight type of EL enclosure which can take MCB (2P) or RCBO (2P) as an incomer and 1P MCB/RCBO as outgoers and split type of EL enclosure which can take MCB (2P) or RCBO (2P) as a primary incomer and RCCB as secondary incomer. The secondary incomer is coming with consumer units. These products meet IEC 61439-3 and TIS 1436-2540 standards. | Height | 206mm
| 81 | Electrical Distribution (LV) | Distribution Box and Enclosure | Load Centers | SQUARE D CLASSIC SPLIT-BUS 8+8 CCT 1 PH 2 W+G W/RCCB 63A 30M | 2218590 | S9HCL18X8R63 | SCHNEIDER ELECTRIC | 7800 | https://pim-kvc.soneparsea.com:3443/PictureServer/default.aspx/schneider-s9hcl18x8r63_Image1.jpg?A3889C9397807479A2A1C7A8BAA5959DB4AAC672C5709897BC768CBD8AA96667AF8EC1A6B99C6162BAB5BB | https://pim-kvc.soneparsea.com:3443/PictureServer/default.aspx/SCHNEIDER-S9HCL18X8R63.pdf?A3889C9397807479A2A1A7889A85757D948AA672A57078779C768C9D8A8966677EB5B8AB | SQUARE D CLASSIC SPLIT-BUS 8+8 CCT 1 PH 2 W+G W/RCCB 63A 30MA | Square D Classic+ consumer unit is a metallic enclosure with transparent dolly cover, with busbar system fully supporting plug-on breakers. It comes with 2 types of enclures of straight type of EL enclosure which can take MCB (2P) or RCBO (2P) as an incomer and 1P MCB/RCBO as outgoers and split type of EL enclosure which can take MCB (2P) or RCBO (2P) as a primary incomer and RCCB as secondary incomer. The secondary incomer is coming with consumer units. These products meet IEC 61439-3 and TIS 1436-2540 standards. | Width | 540mm
| 81 | Electrical Distribution (LV) | Distribution Box and Enclosure | Load Centers | SQUARE D CLASSIC SPLIT-BUS 8+8 CCT 1 PH 2 W+G W/RCCB 63A 30M | 2218590 | S9HCL18X8R63 | SCHNEIDER ELECTRIC | 7800 | https://pim-kvc.soneparsea.com:3443/PictureServer/default.aspx/schneider-s9hcl18x8r63_Image1.jpg?A3889C9397807479A2A1C7A8BAA5959DB4AAC672C5709897BC768CBD8AA96667AF8EC1A6B99C6162BAB5BB | https://pim-kvc.soneparsea.com:3443/PictureServer/default.aspx/SCHNEIDER-S9HCL18X8R63.pdf?A3889C9397807479A2A1A7889A85757D948AA672A57078779C768C9D8A8966677EB5B8AB | SQUARE D CLASSIC SPLIT-BUS 8+8 CCT 1 PH 2 W+G W/RCCB 63A 30MA | Square D Classic+ consumer unit is a metallic enclosure with transparent dolly cover, with busbar system fully supporting plug-on breakers. It comes with 2 types of enclures of straight type of EL enclosure which can take MCB (2P) or RCBO (2P) as an incomer and 1P MCB/RCBO as outgoers and split type of EL enclosure which can take MCB (2P) or RCBO (2P) as a primary incomer and RCCB as secondary incomer. The secondary incomer is coming with consumer units. These products meet IEC 61439-3 and TIS 1436-2540 standards. | Depth | 102mm
| 81 | Electrical Distribution (LV) | Distribution Box and Enclosure | Load Centers | SQUARE D CLASSIC SPLIT-BUS 8+8 CCT 1 PH 2 W+G W/RCCB 63A 30M | 2218590 | S9HCL18X8R63 | SCHNEIDER ELECTRIC | 7800 | https://pim-kvc.soneparsea.com:3443/PictureServer/default.aspx/schneider-s9hcl18x8r63_Image1.jpg?A3889C9397807479A2A1C7A8BAA5959DB4AAC672C5709897BC768CBD8AA96667AF8EC1A6B99C6162BAB5BB | https://pim-kvc.soneparsea.com:3443/PictureServer/default.aspx/SCHNEIDER-S9HCL18X8R63.pdf?A3889C9397807479A2A1A7889A85757D948AA672A57078779C768C9D8A8966677EB5B8AB | SQUARE D CLASSIC SPLIT-BUS 8+8 CCT 1 PH 2 W+G W/RCCB 63A 30MA | Square D Classic+ consumer unit is a metallic enclosure with transparent dolly cover, with busbar system fully supporting plug-on breakers. It comes with 2 types of enclures of straight type of EL enclosure which can take MCB (2P) or RCBO (2P) as an incomer and 1P MCB/RCBO as outgoers and split type of EL enclosure which can take MCB (2P) or RCBO (2P) as a primary incomer and RCCB as secondary incomer. The secondary incomer is coming with consumer units. These products meet IEC 61439-3 and TIS 1436-2540 standards. | With transparent cover | yes
| 82 | Electrical Distribution (LV) | Power Meter | Energy Meter | COMX510 ENERGY SERVER | 2218624 | EBX510 | SCHNEIDER ELECTRIC | 59500 | https://pim-kvc.soneparsea.com:3443/PictureServer/default.aspx/schneider-EBX510_Image1.jpg?A3889C9397807479A2A1C7A8BAA5959DB4AAC672977988698175B38EBF9897998173BEB5B9 | https://pim-kvc.soneparsea.com:3443/PictureServer/default.aspx/SchneiderElectric-EBX510_Datasheet1.pdf?A3889C9397807479A2A1A7A8BAA5959DB4AAC68ABE9C93A8C2AEB772977988698175B389B3AB91A7B8AAB9B98365A098B6 | COMX510 ENERGY SERVER | Com’X devices collect energy data throughout the building, from: electrical distribution devices (meters, switchgear) and Smart Panels, gas, steam, air or water metering devices, and temperature and environmental sensors. | Model | Direct measurement
| 82 | Electrical Distribution (LV) | Power Meter | Energy Meter | COMX510 ENERGY SERVER | 2218624 | EBX510 | SCHNEIDER ELECTRIC | 59500 | https://pim-kvc.soneparsea.com:3443/PictureServer/default.aspx/schneider-EBX510_Image1.jpg?A3889C9397807479A2A1C7A8BAA5959DB4AAC672977988698175B38EBF9897998173BEB5B9 | https://pim-kvc.soneparsea.com:3443/PictureServer/default.aspx/SchneiderElectric-EBX510_Datasheet1.pdf?A3889C9397807479A2A1A7A8BAA5959DB4AAC68ABE9C93A8C2AEB772977988698175B389B3AB91A7B8AAB9B98365A098B6 | COMX510 ENERGY SERVER | Com’X devices collect energy data throughout the building, from: electrical distribution devices (meters, switchgear) and Smart Panels, gas, steam, air or water metering devices, and temperature and environmental sensors. | Type of indication | None
| 82 | Electrical Distribution (LV) | Power Meter | Energy Meter | COMX510 ENERGY SERVER | 2218624 | EBX510 | SCHNEIDER ELECTRIC | 59500 | https://pim-kvc.soneparsea.com:3443/PictureServer/default.aspx/schneider-EBX510_Image1.jpg?A3889C9397807479A2A1C7A8BAA5959DB4AAC672977988698175B38EBF9897998173BEB5B9 | https://pim-kvc.soneparsea.com:3443/PictureServer/default.aspx/SchneiderElectric-EBX510_Datasheet1.pdf?A3889C9397807479A2A1A7A8BAA5959DB4AAC68ABE9C93A8C2AEB772977988698175B389B3AB91A7B8AAB9B98365A098B6 | COMX510 ENERGY SERVER | Com’X devices collect energy data throughout the building, from: electrical distribution devices (meters, switchgear) and Smart Panels, gas, steam, air or water metering devices, and temperature and environmental sensors. | Type of interface | RS-485
| 83 | Electrical Distribution (LV) | Power Meter | Energy Meter | DIN RAIL MODBUS 45-65 HZ 100-277 VAC | 2218819 | METSEPM3250 | SCHNEIDER ELECTRIC | 18000 | https://pim-kvc.soneparsea.com:3443/PictureServer/default.aspx/schneider-METSEPM3250_Image1.jpg?A3889C9397807479A2A1C7A8BAA5959DB4AAC6729F7C84879595A178846C609399B2B5ACB7685E9EC0AC | https://pim-kvc.soneparsea.com:3443/PictureServer/default.aspx/SCHNEIDER-METSEPM3250.pdf?A3889C9397807479A2A1A7889A85757D948AA6729F7C84879595A178846C6062C0A9BA | DIN RAIL MODBUS 45-65 HZ 100-277 VAC | The PowerLogic PM3000 series power meters are a cost-attractive, feature-rich range of DIN rail-mounted power meters that offers all the measurement capabilities required to monitor an electrical installation. Ideal for power metering and network monitoring applications that seek to improve the availability and reliability of your electrical distribution system, the meters are also fully capable of supporting sub billing and cost allocation applications. | Type of meter | Electronic
| 83 | Electrical Distribution (LV) | Power Meter | Energy Meter | DIN RAIL MODBUS 45-65 HZ 100-277 VAC | 2218819 | METSEPM3250 | SCHNEIDER ELECTRIC | 18000 | https://pim-kvc.soneparsea.com:3443/PictureServer/default.aspx/schneider-METSEPM3250_Image1.jpg?A3889C9397807479A2A1C7A8BAA5959DB4AAC6729F7C84879595A178846C609399B2B5ACB7685E9EC0AC | https://pim-kvc.soneparsea.com:3443/PictureServer/default.aspx/SCHNEIDER-METSEPM3250.pdf?A3889C9397807479A2A1A7889A85757D948AA6729F7C84879595A178846C6062C0A9BA | DIN RAIL MODBUS 45-65 HZ 100-277 VAC | The PowerLogic PM3000 series power meters are a cost-attractive, feature-rich range of DIN rail-mounted power meters that offers all the measurement capabilities required to monitor an electrical installation. Ideal for power metering and network monitoring applications that seek to improve the availability and reliability of your electrical distribution system, the meters are also fully capable of supporting sub billing and cost allocation applications. | Nominal current (In) | 5A
| 83 | Electrical Distribution (LV) | Power Meter | Energy Meter | DIN RAIL MODBUS 45-65 HZ 100-277 VAC | 2218819 | METSEPM3250 | SCHNEIDER ELECTRIC | 18000 | https://pim-kvc.soneparsea.com:3443/PictureServer/default.aspx/schneider-METSEPM3250_Image1.jpg?A3889C9397807479A2A1C7A8BAA5959DB4AAC6729F7C84879595A178846C609399B2B5ACB7685E9EC0AC | https://pim-kvc.soneparsea.com:3443/PictureServer/default.aspx/SCHNEIDER-METSEPM3250.pdf?A3889C9397807479A2A1A7889A85757D948AA6729F7C84879595A178846C6062C0A9BA | DIN RAIL MODBUS 45-65 HZ 100-277 VAC | The PowerLogic PM3000 series power meters are a cost-attractive, feature-rich range of DIN rail-mounted power meters that offers all the measurement capabilities required to monitor an electrical installation. Ideal for power metering and network monitoring applications that seek to improve the availability and reliability of your electrical distribution system, the meters are also fully capable of supporting sub billing and cost allocation applications. | Max. current (Imax) | 6A
| 83 | Electrical Distribution (LV) | Power Meter | Energy Meter | DIN RAIL MODBUS 45-65 HZ 100-277 VAC | 2218819 | METSEPM3250 | SCHNEIDER ELECTRIC | 18000 | https://pim-kvc.soneparsea.com:3443/PictureServer/default.aspx/schneider-METSEPM3250_Image1.jpg?A3889C9397807479A2A1C7A8BAA5959DB4AAC6729F7C84879595A178846C609399B2B5ACB7685E9EC0AC | https://pim-kvc.soneparsea.com:3443/PictureServer/default.aspx/SCHNEIDER-METSEPM3250.pdf?A3889C9397807479A2A1A7889A85757D948AA6729F7C84879595A178846C6062C0A9BA | DIN RAIL MODBUS 45-65 HZ 100-277 VAC | The PowerLogic PM3000 series power meters are a cost-attractive, feature-rich range of DIN rail-mounted power meters that offers all the measurement capabilities required to monitor an electrical installation. Ideal for power metering and network monitoring applications that seek to improve the availability and reliability of your electrical distribution system, the meters are also fully capable of supporting sub billing and cost allocation applications. | Nominal voltage (Un) N-L | 50...330V
| 83 | Electrical Distribution (LV) | Power Meter | Energy Meter | DIN RAIL MODBUS 45-65 HZ 100-277 VAC | 2218819 | METSEPM3250 | SCHNEIDER ELECTRIC | 18000 | https://pim-kvc.soneparsea.com:3443/PictureServer/default.aspx/schneider-METSEPM3250_Image1.jpg?A3889C9397807479A2A1C7A8BAA5959DB4AAC6729F7C84879595A178846C609399B2B5ACB7685E9EC0AC | https://pim-kvc.soneparsea.com:3443/PictureServer/default.aspx/SCHNEIDER-METSEPM3250.pdf?A3889C9397807479A2A1A7889A85757D948AA6729F7C84879595A178846C6062C0A9BA | DIN RAIL MODBUS 45-65 HZ 100-277 VAC | The PowerLogic PM3000 series power meters are a cost-attractive, feature-rich range of DIN rail-mounted power meters that offers all the measurement capabilities required to monitor an electrical installation. Ideal for power metering and network monitoring applications that seek to improve the availability and reliability of your electrical distribution system, the meters are also fully capable of supporting sub billing and cost allocation applications. | Nominal voltage (Un) L-L | 80...570V
| 83 | Electrical Distribution (LV) | Power Meter | Energy Meter | DIN RAIL MODBUS 45-65 HZ 100-277 VAC | 2218819 | METSEPM3250 | SCHNEIDER ELECTRIC | 18000 | https://pim-kvc.soneparsea.com:3443/PictureServer/default.aspx/schneider-METSEPM3250_Image1.jpg?A3889C9397807479A2A1C7A8BAA5959DB4AAC6729F7C84879595A178846C609399B2B5ACB7685E9EC0AC | https://pim-kvc.soneparsea.com:3443/PictureServer/default.aspx/SCHNEIDER-METSEPM3250.pdf?A3889C9397807479A2A1A7889A85757D948AA6729F7C84879595A178846C6062C0A9BA | DIN RAIL MODBUS 45-65 HZ 100-277 VAC | The PowerLogic PM3000 series power meters are a cost-attractive, feature-rich range of DIN rail-mounted power meters that offers all the measurement capabilities required to monitor an electrical installation. Ideal for power metering and network monitoring applications that seek to improve the availability and reliability of your electrical distribution system, the meters are also fully capable of supporting sub billing and cost allocation applications. | Frequency | 45...65Hz
| 83 | Electrical Distribution (LV) | Power Meter | Energy Meter | DIN RAIL MODBUS 45-65 HZ 100-277 VAC | 2218819 | METSEPM3250 | SCHNEIDER ELECTRIC | 18000 | https://pim-kvc.soneparsea.com:3443/PictureServer/default.aspx/schneider-METSEPM3250_Image1.jpg?A3889C9397807479A2A1C7A8BAA5959DB4AAC6729F7C84879595A178846C609399B2B5ACB7685E9EC0AC | https://pim-kvc.soneparsea.com:3443/PictureServer/default.aspx/SCHNEIDER-METSEPM3250.pdf?A3889C9397807479A2A1A7889A85757D948AA6729F7C84879595A178846C6062C0A9BA | DIN RAIL MODBUS 45-65 HZ 100-277 VAC | The PowerLogic PM3000 series power meters are a cost-attractive, feature-rich range of DIN rail-mounted power meters that offers all the measurement capabilities required to monitor an electrical installation. Ideal for power metering and network monitoring applications that seek to improve the availability and reliability of your electrical distribution system, the meters are also fully capable of supporting sub billing and cost allocation applications. | Accuracy class | C
| 83 | Electrical Distribution (LV) | Power Meter | Energy Meter | DIN RAIL MODBUS 45-65 HZ 100-277 VAC | 2218819 | METSEPM3250 | SCHNEIDER ELECTRIC | 18000 | https://pim-kvc.soneparsea.com:3443/PictureServer/default.aspx/schneider-METSEPM3250_Image1.jpg?A3889C9397807479A2A1C7A8BAA5959DB4AAC6729F7C84879595A178846C609399B2B5ACB7685E9EC0AC | https://pim-kvc.soneparsea.com:3443/PictureServer/default.aspx/SCHNEIDER-METSEPM3250.pdf?A3889C9397807479A2A1A7889A85757D948AA6729F7C84879595A178846C6062C0A9BA | DIN RAIL MODBUS 45-65 HZ 100-277 VAC | The PowerLogic PM3000 series power meters are a cost-attractive, feature-rich range of DIN rail-mounted power meters that offers all the measurement capabilities required to monitor an electrical installation. Ideal for power metering and network monitoring applications that seek to improve the availability and reliability of your electrical distribution system, the meters are also fully capable of supporting sub billing and cost allocation applications. | Pole type | Three conductor/four conductor
| 83 | Electrical Distribution (LV) | Power Meter | Energy Meter | DIN RAIL MODBUS 45-65 HZ 100-277 VAC | 2218819 | METSEPM3250 | SCHNEIDER ELECTRIC | 18000 | https://pim-kvc.soneparsea.com:3443/PictureServer/default.aspx/schneider-METSEPM3250_Image1.jpg?A3889C9397807479A2A1C7A8BAA5959DB4AAC6729F7C84879595A178846C609399B2B5ACB7685E9EC0AC | https://pim-kvc.soneparsea.com:3443/PictureServer/default.aspx/SCHNEIDER-METSEPM3250.pdf?A3889C9397807479A2A1A7889A85757D948AA6729F7C84879595A178846C6062C0A9BA | DIN RAIL MODBUS 45-65 HZ 100-277 VAC | The PowerLogic PM3000 series power meters are a cost-attractive, feature-rich range of DIN rail-mounted power meters that offers all the measurement capabilities required to monitor an electrical installation. Ideal for power metering and network monitoring applications that seek to improve the availability and reliability of your electrical distribution system, the meters are also fully capable of supporting sub billing and cost allocation applications. | Model | Measurement transformer
| 83 | Electrical Distribution (LV) | Power Meter | Energy Meter | DIN RAIL MODBUS 45-65 HZ 100-277 VAC | 2218819 | METSEPM3250 | SCHNEIDER ELECTRIC | 18000 | https://pim-kvc.soneparsea.com:3443/PictureServer/default.aspx/schneider-METSEPM3250_Image1.jpg?A3889C9397807479A2A1C7A8BAA5959DB4AAC6729F7C84879595A178846C609399B2B5ACB7685E9EC0AC | https://pim-kvc.soneparsea.com:3443/PictureServer/default.aspx/SCHNEIDER-METSEPM3250.pdf?A3889C9397807479A2A1A7889A85757D948AA6729F7C84879595A178846C6062C0A9BA | DIN RAIL MODBUS 45-65 HZ 100-277 VAC | The PowerLogic PM3000 series power meters are a cost-attractive, feature-rich range of DIN rail-mounted power meters that offers all the measurement capabilities required to monitor an electrical installation. Ideal for power metering and network monitoring applications that seek to improve the availability and reliability of your electrical distribution system, the meters are also fully capable of supporting sub billing and cost allocation applications. | Energy type | Effective power and blind power
| 83 | Electrical Distribution (LV) | Power Meter | Energy Meter | DIN RAIL MODBUS 45-65 HZ 100-277 VAC | 2218819 | METSEPM3250 | SCHNEIDER ELECTRIC | 18000 | https://pim-kvc.soneparsea.com:3443/PictureServer/default.aspx/schneider-METSEPM3250_Image1.jpg?A3889C9397807479A2A1C7A8BAA5959DB4AAC6729F7C84879595A178846C609399B2B5ACB7685E9EC0AC | https://pim-kvc.soneparsea.com:3443/PictureServer/default.aspx/SCHNEIDER-METSEPM3250.pdf?A3889C9397807479A2A1A7889A85757D948AA6729F7C84879595A178846C6062C0A9BA | DIN RAIL MODBUS 45-65 HZ 100-277 VAC | The PowerLogic PM3000 series power meters are a cost-attractive, feature-rich range of DIN rail-mounted power meters that offers all the measurement capabilities required to monitor an electrical installation. Ideal for power metering and network monitoring applications that seek to improve the availability and reliability of your electrical distribution system, the meters are also fully capable of supporting sub billing and cost allocation applications. | Suitable for | Purchase
| 83 | Electrical Distribution (LV) | Power Meter | Energy Meter | DIN RAIL MODBUS 45-65 HZ 100-277 VAC | 2218819 | METSEPM3250 | SCHNEIDER ELECTRIC | 18000 | https://pim-kvc.soneparsea.com:3443/PictureServer/default.aspx/schneider-METSEPM3250_Image1.jpg?A3889C9397807479A2A1C7A8BAA5959DB4AAC6729F7C84879595A178846C609399B2B5ACB7685E9EC0AC | https://pim-kvc.soneparsea.com:3443/PictureServer/default.aspx/SCHNEIDER-METSEPM3250.pdf?A3889C9397807479A2A1A7889A85757D948AA6729F7C84879595A178846C6062C0A9BA | DIN RAIL MODBUS 45-65 HZ 100-277 VAC | The PowerLogic PM3000 series power meters are a cost-attractive, feature-rich range of DIN rail-mounted power meters that offers all the measurement capabilities required to monitor an electrical installation. Ideal for power metering and network monitoring applications that seek to improve the availability and reliability of your electrical distribution system, the meters are also fully capable of supporting sub billing and cost allocation applications. | Tariff type | Multi-tariff
| 83 | Electrical Distribution (LV) | Power Meter | Energy Meter | DIN RAIL MODBUS 45-65 HZ 100-277 VAC | 2218819 | METSEPM3250 | SCHNEIDER ELECTRIC | 18000 | https://pim-kvc.soneparsea.com:3443/PictureServer/default.aspx/schneider-METSEPM3250_Image1.jpg?A3889C9397807479A2A1C7A8BAA5959DB4AAC6729F7C84879595A178846C609399B2B5ACB7685E9EC0AC | https://pim-kvc.soneparsea.com:3443/PictureServer/default.aspx/SCHNEIDER-METSEPM3250.pdf?A3889C9397807479A2A1A7889A85757D948AA6729F7C84879595A178846C6062C0A9BA | DIN RAIL MODBUS 45-65 HZ 100-277 VAC | The PowerLogic PM3000 series power meters are a cost-attractive, feature-rich range of DIN rail-mounted power meters that offers all the measurement capabilities required to monitor an electrical installation. Ideal for power metering and network monitoring applications that seek to improve the availability and reliability of your electrical distribution system, the meters are also fully capable of supporting sub billing and cost allocation applications. | Tariff control | Internal
| 83 | Electrical Distribution (LV) | Power Meter | Energy Meter | DIN RAIL MODBUS 45-65 HZ 100-277 VAC | 2218819 | METSEPM3250 | SCHNEIDER ELECTRIC | 18000 | https://pim-kvc.soneparsea.com:3443/PictureServer/default.aspx/schneider-METSEPM3250_Image1.jpg?A3889C9397807479A2A1C7A8BAA5959DB4AAC6729F7C84879595A178846C609399B2B5ACB7685E9EC0AC | https://pim-kvc.soneparsea.com:3443/PictureServer/default.aspx/SCHNEIDER-METSEPM3250.pdf?A3889C9397807479A2A1A7889A85757D948AA6729F7C84879595A178846C6062C0A9BA | DIN RAIL MODBUS 45-65 HZ 100-277 VAC | The PowerLogic PM3000 series power meters are a cost-attractive, feature-rich range of DIN rail-mounted power meters that offers all the measurement capabilities required to monitor an electrical installation. Ideal for power metering and network monitoring applications that seek to improve the availability and reliability of your electrical distribution system, the meters are also fully capable of supporting sub billing and cost allocation applications. | Measurement type load profile | no
| 83 | Electrical Distribution (LV) | Power Meter | Energy Meter | DIN RAIL MODBUS 45-65 HZ 100-277 VAC | 2218819 | METSEPM3250 | SCHNEIDER ELECTRIC | 18000 | https://pim-kvc.soneparsea.com:3443/PictureServer/default.aspx/schneider-METSEPM3250_Image1.jpg?A3889C9397807479A2A1C7A8BAA5959DB4AAC6729F7C84879595A178846C609399B2B5ACB7685E9EC0AC | https://pim-kvc.soneparsea.com:3443/PictureServer/default.aspx/SCHNEIDER-METSEPM3250.pdf?A3889C9397807479A2A1A7889A85757D948AA6729F7C84879595A178846C6062C0A9BA | DIN RAIL MODBUS 45-65 HZ 100-277 VAC | The PowerLogic PM3000 series power meters are a cost-attractive, feature-rich range of DIN rail-mounted power meters that offers all the measurement capabilities required to monitor an electrical installation. Ideal for power metering and network monitoring applications that seek to improve the availability and reliability of your electrical distribution system, the meters are also fully capable of supporting sub billing and cost allocation applications. | Escapement mechanism | no
| 83 | Electrical Distribution (LV) | Power Meter | Energy Meter | DIN RAIL MODBUS 45-65 HZ 100-277 VAC | 2218819 | METSEPM3250 | SCHNEIDER ELECTRIC | 18000 | https://pim-kvc.soneparsea.com:3443/PictureServer/default.aspx/schneider-METSEPM3250_Image1.jpg?A3889C9397807479A2A1C7A8BAA5959DB4AAC6729F7C84879595A178846C609399B2B5ACB7685E9EC0AC | https://pim-kvc.soneparsea.com:3443/PictureServer/default.aspx/SCHNEIDER-METSEPM3250.pdf?A3889C9397807479A2A1A7889A85757D948AA6729F7C84879595A178846C6062C0A9BA | DIN RAIL MODBUS 45-65 HZ 100-277 VAC | The PowerLogic PM3000 series power meters are a cost-attractive, feature-rich range of DIN rail-mounted power meters that offers all the measurement capabilities required to monitor an electrical installation. Ideal for power metering and network monitoring applications that seek to improve the availability and reliability of your electrical distribution system, the meters are also fully capable of supporting sub billing and cost allocation applications. | Calibrated | no
| 83 | Electrical Distribution (LV) | Power Meter | Energy Meter | DIN RAIL MODBUS 45-65 HZ 100-277 VAC | 2218819 | METSEPM3250 | SCHNEIDER ELECTRIC | 18000 | https://pim-kvc.soneparsea.com:3443/PictureServer/default.aspx/schneider-METSEPM3250_Image1.jpg?A3889C9397807479A2A1C7A8BAA5959DB4AAC6729F7C84879595A178846C609399B2B5ACB7685E9EC0AC | https://pim-kvc.soneparsea.com:3443/PictureServer/default.aspx/SCHNEIDER-METSEPM3250.pdf?A3889C9397807479A2A1A7889A85757D948AA6729F7C84879595A178846C6062C0A9BA | DIN RAIL MODBUS 45-65 HZ 100-277 VAC | The PowerLogic PM3000 series power meters are a cost-attractive, feature-rich range of DIN rail-mounted power meters that offers all the measurement capabilities required to monitor an electrical installation. Ideal for power metering and network monitoring applications that seek to improve the availability and reliability of your electrical distribution system, the meters are also fully capable of supporting sub billing and cost allocation applications. | Approval | Domestic
| 83 | Electrical Distribution (LV) | Power Meter | Energy Meter | DIN RAIL MODBUS 45-65 HZ 100-277 VAC | 2218819 | METSEPM3250 | SCHNEIDER ELECTRIC | 18000 | https://pim-kvc.soneparsea.com:3443/PictureServer/default.aspx/schneider-METSEPM3250_Image1.jpg?A3889C9397807479A2A1C7A8BAA5959DB4AAC6729F7C84879595A178846C609399B2B5ACB7685E9EC0AC | https://pim-kvc.soneparsea.com:3443/PictureServer/default.aspx/SCHNEIDER-METSEPM3250.pdf?A3889C9397807479A2A1A7889A85757D948AA6729F7C84879595A178846C6062C0A9BA | DIN RAIL MODBUS 45-65 HZ 100-277 VAC | The PowerLogic PM3000 series power meters are a cost-attractive, feature-rich range of DIN rail-mounted power meters that offers all the measurement capabilities required to monitor an electrical installation. Ideal for power metering and network monitoring applications that seek to improve the availability and reliability of your electrical distribution system, the meters are also fully capable of supporting sub billing and cost allocation applications. | Pulse output | Optic
| 83 | Electrical Distribution (LV) | Power Meter | Energy Meter | DIN RAIL MODBUS 45-65 HZ 100-277 VAC | 2218819 | METSEPM3250 | SCHNEIDER ELECTRIC | 18000 | https://pim-kvc.soneparsea.com:3443/PictureServer/default.aspx/schneider-METSEPM3250_Image1.jpg?A3889C9397807479A2A1C7A8BAA5959DB4AAC6729F7C84879595A178846C609399B2B5ACB7685E9EC0AC | https://pim-kvc.soneparsea.com:3443/PictureServer/default.aspx/SCHNEIDER-METSEPM3250.pdf?A3889C9397807479A2A1A7889A85757D948AA6729F7C84879595A178846C6062C0A9BA | DIN RAIL MODBUS 45-65 HZ 100-277 VAC | The PowerLogic PM3000 series power meters are a cost-attractive, feature-rich range of DIN rail-mounted power meters that offers all the measurement capabilities required to monitor an electrical installation. Ideal for power metering and network monitoring applications that seek to improve the availability and reliability of your electrical distribution system, the meters are also fully capable of supporting sub billing and cost allocation applications. | Pulse type | S0
| 83 | Electrical Distribution (LV) | Power Meter | Energy Meter | DIN RAIL MODBUS 45-65 HZ 100-277 VAC | 2218819 | METSEPM3250 | SCHNEIDER ELECTRIC | 18000 | https://pim-kvc.soneparsea.com:3443/PictureServer/default.aspx/schneider-METSEPM3250_Image1.jpg?A3889C9397807479A2A1C7A8BAA5959DB4AAC6729F7C84879595A178846C609399B2B5ACB7685E9EC0AC | https://pim-kvc.soneparsea.com:3443/PictureServer/default.aspx/SCHNEIDER-METSEPM3250.pdf?A3889C9397807479A2A1A7889A85757D948AA6729F7C84879595A178846C6062C0A9BA | DIN RAIL MODBUS 45-65 HZ 100-277 VAC | The PowerLogic PM3000 series power meters are a cost-attractive, feature-rich range of DIN rail-mounted power meters that offers all the measurement capabilities required to monitor an electrical installation. Ideal for power metering and network monitoring applications that seek to improve the availability and reliability of your electrical distribution system, the meters are also fully capable of supporting sub billing and cost allocation applications. | Type of indication | Digital
| 84 | Electrical Distribution (LV) | Power Meter | Energy Meter | EASYLOGIC VAF P & E METER THD POP CL 1 | 2218844 | METSEPM2110 | SCHNEIDER ELECTRIC | 9570 | https://pim-kvc.soneparsea.com:3443/PictureServer/default.aspx/schneiderelectric-metsepm2110_Image1.jpg?A3889C9397807479A2A1C7A8BAA5959DB4AAC6AABE9C93A8C2AEB772BF9CA4A7B5B5C1778368609399B2B5ACB7685E9EC0AC | https://pim-kvc.soneparsea.com:3443/PictureServer/default.aspx/SCHNEIDER-METSEPM2110.pdf?A3889C9397807479A2A1A7889A85757D948AA6729F7C84879595A17783686062C0A9BA | EASYLOGIC VAF P & E METER THD POP CL 1 | EasyLogic PM2000 series energy and power meters provide all the measurement capabilities required to monitor an electrical installation in a single 96 x 96 mm unit. Two variants are available with LED and LCD display options. | Type of meter | Electronic
| 84 | Electrical Distribution (LV) | Power Meter | Energy Meter | EASYLOGIC VAF P & E METER THD POP CL 1 | 2218844 | METSEPM2110 | SCHNEIDER ELECTRIC | 9570 | https://pim-kvc.soneparsea.com:3443/PictureServer/default.aspx/schneiderelectric-metsepm2110_Image1.jpg?A3889C9397807479A2A1C7A8BAA5959DB4AAC6AABE9C93A8C2AEB772BF9CA4A7B5B5C1778368609399B2B5ACB7685E9EC0AC | https://pim-kvc.soneparsea.com:3443/PictureServer/default.aspx/SCHNEIDER-METSEPM2110.pdf?A3889C9397807479A2A1A7889A85757D948AA6729F7C84879595A17783686062C0A9BA | EASYLOGIC VAF P & E METER THD POP CL 1 | EasyLogic PM2000 series energy and power meters provide all the measurement capabilities required to monitor an electrical installation in a single 96 x 96 mm unit. Two variants are available with LED and LCD display options. | Nominal current (In) | 5A
| 84 | Electrical Distribution (LV) | Power Meter | Energy Meter | EASYLOGIC VAF P & E METER THD POP CL 1 | 2218844 | METSEPM2110 | SCHNEIDER ELECTRIC | 9570 | https://pim-kvc.soneparsea.com:3443/PictureServer/default.aspx/schneiderelectric-metsepm2110_Image1.jpg?A3889C9397807479A2A1C7A8BAA5959DB4AAC6AABE9C93A8C2AEB772BF9CA4A7B5B5C1778368609399B2B5ACB7685E9EC0AC | https://pim-kvc.soneparsea.com:3443/PictureServer/default.aspx/SCHNEIDER-METSEPM2110.pdf?A3889C9397807479A2A1A7889A85757D948AA6729F7C84879595A17783686062C0A9BA | EASYLOGIC VAF P & E METER THD POP CL 1 | EasyLogic PM2000 series energy and power meters provide all the measurement capabilities required to monitor an electrical installation in a single 96 x 96 mm unit. Two variants are available with LED and LCD display options. | Max. current (Imax) | 6A
| 84 | Electrical Distribution (LV) | Power Meter | Energy Meter | EASYLOGIC VAF P & E METER THD POP CL 1 | 2218844 | METSEPM2110 | SCHNEIDER ELECTRIC | 9570 | https://pim-kvc.soneparsea.com:3443/PictureServer/default.aspx/schneiderelectric-metsepm2110_Image1.jpg?A3889C9397807479A2A1C7A8BAA5959DB4AAC6AABE9C93A8C2AEB772BF9CA4A7B5B5C1778368609399B2B5ACB7685E9EC0AC | https://pim-kvc.soneparsea.com:3443/PictureServer/default.aspx/SCHNEIDER-METSEPM2110.pdf?A3889C9397807479A2A1A7889A85757D948AA6729F7C84879595A17783686062C0A9BA | EASYLOGIC VAF P & E METER THD POP CL 1 | EasyLogic PM2000 series energy and power meters provide all the measurement capabilities required to monitor an electrical installation in a single 96 x 96 mm unit. Two variants are available with LED and LCD display options. | Nominal voltage (Un) N-L | 20...277V
| 84 | Electrical Distribution (LV) | Power Meter | Energy Meter | EASYLOGIC VAF P & E METER THD POP CL 1 | 2218844 | METSEPM2110 | SCHNEIDER ELECTRIC | 9570 | https://pim-kvc.soneparsea.com:3443/PictureServer/default.aspx/schneiderelectric-metsepm2110_Image1.jpg?A3889C9397807479A2A1C7A8BAA5959DB4AAC6AABE9C93A8C2AEB772BF9CA4A7B5B5C1778368609399B2B5ACB7685E9EC0AC | https://pim-kvc.soneparsea.com:3443/PictureServer/default.aspx/SCHNEIDER-METSEPM2110.pdf?A3889C9397807479A2A1A7889A85757D948AA6729F7C84879595A17783686062C0A9BA | EASYLOGIC VAF P & E METER THD POP CL 1 | EasyLogic PM2000 series energy and power meters provide all the measurement capabilities required to monitor an electrical installation in a single 96 x 96 mm unit. Two variants are available with LED and LCD display options. | Nominal voltage (Un) L-L | 35...480V
| 84 | Electrical Distribution (LV) | Power Meter | Energy Meter | EASYLOGIC VAF P & E METER THD POP CL 1 | 2218844 | METSEPM2110 | SCHNEIDER ELECTRIC | 9570 | https://pim-kvc.soneparsea.com:3443/PictureServer/default.aspx/schneiderelectric-metsepm2110_Image1.jpg?A3889C9397807479A2A1C7A8BAA5959DB4AAC6AABE9C93A8C2AEB772BF9CA4A7B5B5C1778368609399B2B5ACB7685E9EC0AC | https://pim-kvc.soneparsea.com:3443/PictureServer/default.aspx/SCHNEIDER-METSEPM2110.pdf?A3889C9397807479A2A1A7889A85757D948AA6729F7C84879595A17783686062C0A9BA | EASYLOGIC VAF P & E METER THD POP CL 1 | EasyLogic PM2000 series energy and power meters provide all the measurement capabilities required to monitor an electrical installation in a single 96 x 96 mm unit. Two variants are available with LED and LCD display options. | Frequency | 50...60Hz
| 84 | Electrical Distribution (LV) | Power Meter | Energy Meter | EASYLOGIC VAF P & E METER THD POP CL 1 | 2218844 | METSEPM2110 | SCHNEIDER ELECTRIC | 9570 | https://pim-kvc.soneparsea.com:3443/PictureServer/default.aspx/schneiderelectric-metsepm2110_Image1.jpg?A3889C9397807479A2A1C7A8BAA5959DB4AAC6AABE9C93A8C2AEB772BF9CA4A7B5B5C1778368609399B2B5ACB7685E9EC0AC | https://pim-kvc.soneparsea.com:3443/PictureServer/default.aspx/SCHNEIDER-METSEPM2110.pdf?A3889C9397807479A2A1A7889A85757D948AA6729F7C84879595A17783686062C0A9BA | EASYLOGIC VAF P & E METER THD POP CL 1 | EasyLogic PM2000 series energy and power meters provide all the measurement capabilities required to monitor an electrical installation in a single 96 x 96 mm unit. Two variants are available with LED and LCD display options. | Accuracy class | B
| 84 | Electrical Distribution (LV) | Power Meter | Energy Meter | EASYLOGIC VAF P & E METER THD POP CL 1 | 2218844 | METSEPM2110 | SCHNEIDER ELECTRIC | 9570 | https://pim-kvc.soneparsea.com:3443/PictureServer/default.aspx/schneiderelectric-metsepm2110_Image1.jpg?A3889C9397807479A2A1C7A8BAA5959DB4AAC6AABE9C93A8C2AEB772BF9CA4A7B5B5C1778368609399B2B5ACB7685E9EC0AC | https://pim-kvc.soneparsea.com:3443/PictureServer/default.aspx/SCHNEIDER-METSEPM2110.pdf?A3889C9397807479A2A1A7889A85757D948AA6729F7C84879595A17783686062C0A9BA | EASYLOGIC VAF P & E METER THD POP CL 1 | EasyLogic PM2000 series energy and power meters provide all the measurement capabilities required to monitor an electrical installation in a single 96 x 96 mm unit. Two variants are available with LED and LCD display options. | Pole type | Three conductor/four conductor
| 84 | Electrical Distribution (LV) | Power Meter | Energy Meter | EASYLOGIC VAF P & E METER THD POP CL 1 | 2218844 | METSEPM2110 | SCHNEIDER ELECTRIC | 9570 | https://pim-kvc.soneparsea.com:3443/PictureServer/default.aspx/schneiderelectric-metsepm2110_Image1.jpg?A3889C9397807479A2A1C7A8BAA5959DB4AAC6AABE9C93A8C2AEB772BF9CA4A7B5B5C1778368609399B2B5ACB7685E9EC0AC | https://pim-kvc.soneparsea.com:3443/PictureServer/default.aspx/SCHNEIDER-METSEPM2110.pdf?A3889C9397807479A2A1A7889A85757D948AA6729F7C84879595A17783686062C0A9BA | EASYLOGIC VAF P & E METER THD POP CL 1 | EasyLogic PM2000 series energy and power meters provide all the measurement capabilities required to monitor an electrical installation in a single 96 x 96 mm unit. Two variants are available with LED and LCD display options. | Model | Measurement transformer
| 84 | Electrical Distribution (LV) | Power Meter | Energy Meter | EASYLOGIC VAF P & E METER THD POP CL 1 | 2218844 | METSEPM2110 | SCHNEIDER ELECTRIC | 9570 | https://pim-kvc.soneparsea.com:3443/PictureServer/default.aspx/schneiderelectric-metsepm2110_Image1.jpg?A3889C9397807479A2A1C7A8BAA5959DB4AAC6AABE9C93A8C2AEB772BF9CA4A7B5B5C1778368609399B2B5ACB7685E9EC0AC | https://pim-kvc.soneparsea.com:3443/PictureServer/default.aspx/SCHNEIDER-METSEPM2110.pdf?A3889C9397807479A2A1A7889A85757D948AA6729F7C84879595A17783686062C0A9BA | EASYLOGIC VAF P & E METER THD POP CL 1 | EasyLogic PM2000 series energy and power meters provide all the measurement capabilities required to monitor an electrical installation in a single 96 x 96 mm unit. Two variants are available with LED and LCD display options. | Energy type | Effective power and blind power
| 84 | Electrical Distribution (LV) | Power Meter | Energy Meter | EASYLOGIC VAF P & E METER THD POP CL 1 | 2218844 | METSEPM2110 | SCHNEIDER ELECTRIC | 9570 | https://pim-kvc.soneparsea.com:3443/PictureServer/default.aspx/schneiderelectric-metsepm2110_Image1.jpg?A3889C9397807479A2A1C7A8BAA5959DB4AAC6AABE9C93A8C2AEB772BF9CA4A7B5B5C1778368609399B2B5ACB7685E9EC0AC | https://pim-kvc.soneparsea.com:3443/PictureServer/default.aspx/SCHNEIDER-METSEPM2110.pdf?A3889C9397807479A2A1A7889A85757D948AA6729F7C84879595A17783686062C0A9BA | EASYLOGIC VAF P & E METER THD POP CL 1 | EasyLogic PM2000 series energy and power meters provide all the measurement capabilities required to monitor an electrical installation in a single 96 x 96 mm unit. Two variants are available with LED and LCD display options. | Measurement type load profile | yes
| 84 | Electrical Distribution (LV) | Power Meter | Energy Meter | EASYLOGIC VAF P & E METER THD POP CL 1 | 2218844 | METSEPM2110 | SCHNEIDER ELECTRIC | 9570 | https://pim-kvc.soneparsea.com:3443/PictureServer/default.aspx/schneiderelectric-metsepm2110_Image1.jpg?A3889C9397807479A2A1C7A8BAA5959DB4AAC6AABE9C93A8C2AEB772BF9CA4A7B5B5C1778368609399B2B5ACB7685E9EC0AC | https://pim-kvc.soneparsea.com:3443/PictureServer/default.aspx/SCHNEIDER-METSEPM2110.pdf?A3889C9397807479A2A1A7889A85757D948AA6729F7C84879595A17783686062C0A9BA | EASYLOGIC VAF P & E METER THD POP CL 1 | EasyLogic PM2000 series energy and power meters provide all the measurement capabilities required to monitor an electrical installation in a single 96 x 96 mm unit. Two variants are available with LED and LCD display options. | Approval | Domestic
| 84 | Electrical Distribution (LV) | Power Meter | Energy Meter | EASYLOGIC VAF P & E METER THD POP CL 1 | 2218844 | METSEPM2110 | SCHNEIDER ELECTRIC | 9570 | https://pim-kvc.soneparsea.com:3443/PictureServer/default.aspx/schneiderelectric-metsepm2110_Image1.jpg?A3889C9397807479A2A1C7A8BAA5959DB4AAC6AABE9C93A8C2AEB772BF9CA4A7B5B5C1778368609399B2B5ACB7685E9EC0AC | https://pim-kvc.soneparsea.com:3443/PictureServer/default.aspx/SCHNEIDER-METSEPM2110.pdf?A3889C9397807479A2A1A7889A85757D948AA6729F7C84879595A17783686062C0A9BA | EASYLOGIC VAF P & E METER THD POP CL 1 | EasyLogic PM2000 series energy and power meters provide all the measurement capabilities required to monitor an electrical installation in a single 96 x 96 mm unit. Two variants are available with LED and LCD display options. | Pulse output | Electrical
| 84 | Electrical Distribution (LV) | Power Meter | Energy Meter | EASYLOGIC VAF P & E METER THD POP CL 1 | 2218844 | METSEPM2110 | SCHNEIDER ELECTRIC | 9570 | https://pim-kvc.soneparsea.com:3443/PictureServer/default.aspx/schneiderelectric-metsepm2110_Image1.jpg?A3889C9397807479A2A1C7A8BAA5959DB4AAC6AABE9C93A8C2AEB772BF9CA4A7B5B5C1778368609399B2B5ACB7685E9EC0AC | https://pim-kvc.soneparsea.com:3443/PictureServer/default.aspx/SCHNEIDER-METSEPM2110.pdf?A3889C9397807479A2A1A7889A85757D948AA6729F7C84879595A17783686062C0A9BA | EASYLOGIC VAF P & E METER THD POP CL 1 | EasyLogic PM2000 series energy and power meters provide all the measurement capabilities required to monitor an electrical installation in a single 96 x 96 mm unit. Two variants are available with LED and LCD display options. | Pulse type | S0
| 84 | Electrical Distribution (LV) | Power Meter | Energy Meter | EASYLOGIC VAF P & E METER THD POP CL 1 | 2218844 | METSEPM2110 | SCHNEIDER ELECTRIC | 9570 | https://pim-kvc.soneparsea.com:3443/PictureServer/default.aspx/schneiderelectric-metsepm2110_Image1.jpg?A3889C9397807479A2A1C7A8BAA5959DB4AAC6AABE9C93A8C2AEB772BF9CA4A7B5B5C1778368609399B2B5ACB7685E9EC0AC | https://pim-kvc.soneparsea.com:3443/PictureServer/default.aspx/SCHNEIDER-METSEPM2110.pdf?A3889C9397807479A2A1A7889A85757D948AA6729F7C84879595A17783686062C0A9BA | EASYLOGIC VAF P & E METER THD POP CL 1 | EasyLogic PM2000 series energy and power meters provide all the measurement capabilities required to monitor an electrical installation in a single 96 x 96 mm unit. Two variants are available with LED and LCD display options. | Pulse rate | 1...9999000Imp/kWh (kvarh)
| 84 | Electrical Distribution (LV) | Power Meter | Energy Meter | EASYLOGIC VAF P & E METER THD POP CL 1 | 2218844 | METSEPM2110 | SCHNEIDER ELECTRIC | 9570 | https://pim-kvc.soneparsea.com:3443/PictureServer/default.aspx/schneiderelectric-metsepm2110_Image1.jpg?A3889C9397807479A2A1C7A8BAA5959DB4AAC6AABE9C93A8C2AEB772BF9CA4A7B5B5C1778368609399B2B5ACB7685E9EC0AC | https://pim-kvc.soneparsea.com:3443/PictureServer/default.aspx/SCHNEIDER-METSEPM2110.pdf?A3889C9397807479A2A1A7889A85757D948AA6729F7C84879595A17783686062C0A9BA | EASYLOGIC VAF P & E METER THD POP CL 1 | EasyLogic PM2000 series energy and power meters provide all the measurement capabilities required to monitor an electrical installation in a single 96 x 96 mm unit. Two variants are available with LED and LCD display options. | Type of indication | Digital
| 84 | Electrical Distribution (LV) | Power Meter | Energy Meter | EASYLOGIC VAF P & E METER THD POP CL 1 | 2218844 | METSEPM2110 | SCHNEIDER ELECTRIC | 9570 | https://pim-kvc.soneparsea.com:3443/PictureServer/default.aspx/schneiderelectric-metsepm2110_Image1.jpg?A3889C9397807479A2A1C7A8BAA5959DB4AAC6AABE9C93A8C2AEB772BF9CA4A7B5B5C1778368609399B2B5ACB7685E9EC0AC | https://pim-kvc.soneparsea.com:3443/PictureServer/default.aspx/SCHNEIDER-METSEPM2110.pdf?A3889C9397807479A2A1A7889A85757D948AA6729F7C84879595A17783686062C0A9BA | EASYLOGIC VAF P & E METER THD POP CL 1 | EasyLogic PM2000 series energy and power meters provide all the measurement capabilities required to monitor an electrical installation in a single 96 x 96 mm unit. Two variants are available with LED and LCD display options. | Mounting method | Front mounting
| 84 | Electrical Distribution (LV) | Power Meter | Energy Meter | EASYLOGIC VAF P & E METER THD POP CL 1 | 2218844 | METSEPM2110 | SCHNEIDER ELECTRIC | 9570 | https://pim-kvc.soneparsea.com:3443/PictureServer/default.aspx/schneiderelectric-metsepm2110_Image1.jpg?A3889C9397807479A2A1C7A8BAA5959DB4AAC6AABE9C93A8C2AEB772BF9CA4A7B5B5C1778368609399B2B5ACB7685E9EC0AC | https://pim-kvc.soneparsea.com:3443/PictureServer/default.aspx/SCHNEIDER-METSEPM2110.pdf?A3889C9397807479A2A1A7889A85757D948AA6729F7C84879595A17783686062C0A9BA | EASYLOGIC VAF P & E METER THD POP CL 1 | EasyLogic PM2000 series energy and power meters provide all the measurement capabilities required to monitor an electrical installation in a single 96 x 96 mm unit. Two variants are available with LED and LCD display options. | Width in number of modular spacings | 0
| 84 | Electrical Distribution (LV) | Power Meter | Energy Meter | EASYLOGIC VAF P & E METER THD POP CL 1 | 2218844 | METSEPM2110 | SCHNEIDER ELECTRIC | 9570 | https://pim-kvc.soneparsea.com:3443/PictureServer/default.aspx/schneiderelectric-metsepm2110_Image1.jpg?A3889C9397807479A2A1C7A8BAA5959DB4AAC6AABE9C93A8C2AEB772BF9CA4A7B5B5C1778368609399B2B5ACB7685E9EC0AC | https://pim-kvc.soneparsea.com:3443/PictureServer/default.aspx/SCHNEIDER-METSEPM2110.pdf?A3889C9397807479A2A1A7889A85757D948AA6729F7C84879595A17783686062C0A9BA | EASYLOGIC VAF P & E METER THD POP CL 1 | EasyLogic PM2000 series energy and power meters provide all the measurement capabilities required to monitor an electrical installation in a single 96 x 96 mm unit. Two variants are available with LED and LCD display options. | Type of interface | None
| 84 | Electrical Distribution (LV) | Power Meter | Energy Meter | EASYLOGIC VAF P & E METER THD POP CL 1 | 2218844 | METSEPM2110 | SCHNEIDER ELECTRIC | 9570 | https://pim-kvc.soneparsea.com:3443/PictureServer/default.aspx/schneiderelectric-metsepm2110_Image1.jpg?A3889C9397807479A2A1C7A8BAA5959DB4AAC6AABE9C93A8C2AEB772BF9CA4A7B5B5C1778368609399B2B5ACB7685E9EC0AC | https://pim-kvc.soneparsea.com:3443/PictureServer/default.aspx/SCHNEIDER-METSEPM2110.pdf?A3889C9397807479A2A1A7889A85757D948AA6729F7C84879595A17783686062C0A9BA | EASYLOGIC VAF P & E METER THD POP CL 1 | EasyLogic PM2000 series energy and power meters provide all the measurement capabilities required to monitor an electrical installation in a single 96 x 96 mm unit. Two variants are available with LED and LCD display options. | EEC40 signature | no
| 85 | Electrical Distribution (LV) | Distribution Box and Enclosure | Enclosures | EMPTY 2 HOLES | 2218907 | XALE2 | SCHNEIDER ELECTRIC | 675 | https://pim-kvc.soneparsea.com:3443/PictureServer/default.aspx/schneider-XALE2_Image1.jpg?A3889C9397807479A2A1C7A8BAA5959DB4AAC672AA787C7982A49DB2B39E95657EAFC4AC | https://pim-kvc.soneparsea.com:3443/PictureServer/default.aspx/SCHNEIDER-XALE2_datasheet1.pdf?A3889C9397807479A2A1A7889A85757D948AA672AA787C7982A4B8A6C698A39CB5AAC87680A7949A | EMPTY 2 HOLES | This is Harmony XALE empty control station for XB7 Ø 22 mm control and signalling units with 2 cut-outs. It meets IP54 conforming to IEC 60529 protection. | Number of command positions | 2
| 85 | Electrical Distribution (LV) | Distribution Box and Enclosure | Enclosures | EMPTY 2 HOLES | 2218907 | XALE2 | SCHNEIDER ELECTRIC | 675 | https://pim-kvc.soneparsea.com:3443/PictureServer/default.aspx/schneider-XALE2_Image1.jpg?A3889C9397807479A2A1C7A8BAA5959DB4AAC672AA787C7982A49DB2B39E95657EAFC4AC | https://pim-kvc.soneparsea.com:3443/PictureServer/default.aspx/SCHNEIDER-XALE2_datasheet1.pdf?A3889C9397807479A2A1A7889A85757D948AA672AA787C7982A4B8A6C698A39CB5AAC87680A7949A | EMPTY 2 HOLES | This is Harmony XALE empty control station for XB7 Ø 22 mm control and signalling units with 2 cut-outs. It meets IP54 conforming to IEC 60529 protection. | Construction type housing | Surface mounting housing
| 85 | Electrical Distribution (LV) | Distribution Box and Enclosure | Enclosures | EMPTY 2 HOLES | 2218907 | XALE2 | SCHNEIDER ELECTRIC | 675 | https://pim-kvc.soneparsea.com:3443/PictureServer/default.aspx/schneider-XALE2_Image1.jpg?A3889C9397807479A2A1C7A8BAA5959DB4AAC672AA787C7982A49DB2B39E95657EAFC4AC | https://pim-kvc.soneparsea.com:3443/PictureServer/default.aspx/SCHNEIDER-XALE2_datasheet1.pdf?A3889C9397807479A2A1A7889A85757D948AA672AA787C7982A4B8A6C698A39CB5AAC87680A7949A | EMPTY 2 HOLES | This is Harmony XALE empty control station for XB7 Ø 22 mm control and signalling units with 2 cut-outs. It meets IP54 conforming to IEC 60529 protection. | Material housing | Plastic
| 85 | Electrical Distribution (LV) | Distribution Box and Enclosure | Enclosures | EMPTY 2 HOLES | 2218907 | XALE2 | SCHNEIDER ELECTRIC | 675 | https://pim-kvc.soneparsea.com:3443/PictureServer/default.aspx/schneider-XALE2_Image1.jpg?A3889C9397807479A2A1C7A8BAA5959DB4AAC672AA787C7982A49DB2B39E95657EAFC4AC | https://pim-kvc.soneparsea.com:3443/PictureServer/default.aspx/SCHNEIDER-XALE2_datasheet1.pdf?A3889C9397807479A2A1A7889A85757D948AA672AA787C7982A4B8A6C698A39CB5AAC87680A7949A | EMPTY 2 HOLES | This is Harmony XALE empty control station for XB7 Ø 22 mm control and signalling units with 2 cut-outs. It meets IP54 conforming to IEC 60529 protection. | Housing material quality | ABS
| 85 | Electrical Distribution (LV) | Distribution Box and Enclosure | Enclosures | EMPTY 2 HOLES | 2218907 | XALE2 | SCHNEIDER ELECTRIC | 675 | https://pim-kvc.soneparsea.com:3443/PictureServer/default.aspx/schneider-XALE2_Image1.jpg?A3889C9397807479A2A1C7A8BAA5959DB4AAC672AA787C7982A49DB2B39E95657EAFC4AC | https://pim-kvc.soneparsea.com:3443/PictureServer/default.aspx/SCHNEIDER-XALE2_datasheet1.pdf?A3889C9397807479A2A1A7889A85757D948AA672AA787C7982A4B8A6C698A39CB5AAC87680A7949A | EMPTY 2 HOLES | This is Harmony XALE empty control station for XB7 Ø 22 mm control and signalling units with 2 cut-outs. It meets IP54 conforming to IEC 60529 protection. | Diameter openings | 22.5mm
| 85 | Electrical Distribution (LV) | Distribution Box and Enclosure | Enclosures | EMPTY 2 HOLES | 2218907 | XALE2 | SCHNEIDER ELECTRIC | 675 | https://pim-kvc.soneparsea.com:3443/PictureServer/default.aspx/schneider-XALE2_Image1.jpg?A3889C9397807479A2A1C7A8BAA5959DB4AAC672AA787C7982A49DB2B39E95657EAFC4AC | https://pim-kvc.soneparsea.com:3443/PictureServer/default.aspx/SCHNEIDER-XALE2_datasheet1.pdf?A3889C9397807479A2A1A7889A85757D948AA672AA787C7982A4B8A6C698A39CB5AAC87680A7949A | EMPTY 2 HOLES | This is Harmony XALE empty control station for XB7 Ø 22 mm control and signalling units with 2 cut-outs. It meets IP54 conforming to IEC 60529 protection. | Colour housing cover | Black
| 85 | Electrical Distribution (LV) | Distribution Box and Enclosure | Enclosures | EMPTY 2 HOLES | 2218907 | XALE2 | SCHNEIDER ELECTRIC | 675 | https://pim-kvc.soneparsea.com:3443/PictureServer/default.aspx/schneider-XALE2_Image1.jpg?A3889C9397807479A2A1C7A8BAA5959DB4AAC672AA787C7982A49DB2B39E95657EAFC4AC | https://pim-kvc.soneparsea.com:3443/PictureServer/default.aspx/SCHNEIDER-XALE2_datasheet1.pdf?A3889C9397807479A2A1A7889A85757D948AA672AA787C7982A4B8A6C698A39CB5AAC87680A7949A | EMPTY 2 HOLES | This is Harmony XALE empty control station for XB7 Ø 22 mm control and signalling units with 2 cut-outs. It meets IP54 conforming to IEC 60529 protection. | Degree of protection (IP) | IP54
| 85 | Electrical Distribution (LV) | Distribution Box and Enclosure | Enclosures | EMPTY 2 HOLES | 2218907 | XALE2 | SCHNEIDER ELECTRIC | 675 | https://pim-kvc.soneparsea.com:3443/PictureServer/default.aspx/schneider-XALE2_Image1.jpg?A3889C9397807479A2A1C7A8BAA5959DB4AAC672AA787C7982A49DB2B39E95657EAFC4AC | https://pim-kvc.soneparsea.com:3443/PictureServer/default.aspx/SCHNEIDER-XALE2_datasheet1.pdf?A3889C9397807479A2A1A7889A85757D948AA672AA787C7982A4B8A6C698A39CB5AAC87680A7949A | EMPTY 2 HOLES | This is Harmony XALE empty control station for XB7 Ø 22 mm control and signalling units with 2 cut-outs. It meets IP54 conforming to IEC 60529 protection. | Degree of protection (NEMA) | Other
| 85 | Electrical Distribution (LV) | Distribution Box and Enclosure | Enclosures | EMPTY 2 HOLES | 2218907 | XALE2 | SCHNEIDER ELECTRIC | 675 | https://pim-kvc.soneparsea.com:3443/PictureServer/default.aspx/schneider-XALE2_Image1.jpg?A3889C9397807479A2A1C7A8BAA5959DB4AAC672AA787C7982A49DB2B39E95657EAFC4AC | https://pim-kvc.soneparsea.com:3443/PictureServer/default.aspx/SCHNEIDER-XALE2_datasheet1.pdf?A3889C9397807479A2A1A7889A85757D948AA672AA787C7982A4B8A6C698A39CB5AAC87680A7949A | EMPTY 2 HOLES | This is Harmony XALE empty control station for XB7 Ø 22 mm control and signalling units with 2 cut-outs. It meets IP54 conforming to IEC 60529 protection. | Width | 73mm
| 85 | Electrical Distribution (LV) | Distribution Box and Enclosure | Enclosures | EMPTY 2 HOLES | 2218907 | XALE2 | SCHNEIDER ELECTRIC | 675 | https://pim-kvc.soneparsea.com:3443/PictureServer/default.aspx/schneider-XALE2_Image1.jpg?A3889C9397807479A2A1C7A8BAA5959DB4AAC672AA787C7982A49DB2B39E95657EAFC4AC | https://pim-kvc.soneparsea.com:3443/PictureServer/default.aspx/SCHNEIDER-XALE2_datasheet1.pdf?A3889C9397807479A2A1A7889A85757D948AA672AA787C7982A4B8A6C698A39CB5AAC87680A7949A | EMPTY 2 HOLES | This is Harmony XALE empty control station for XB7 Ø 22 mm control and signalling units with 2 cut-outs. It meets IP54 conforming to IEC 60529 protection. | Height | 115mm
| 85 | Electrical Distribution (LV) | Distribution Box and Enclosure | Enclosures | EMPTY 2 HOLES | 2218907 | XALE2 | SCHNEIDER ELECTRIC | 675 | https://pim-kvc.soneparsea.com:3443/PictureServer/default.aspx/schneider-XALE2_Image1.jpg?A3889C9397807479A2A1C7A8BAA5959DB4AAC672AA787C7982A49DB2B39E95657EAFC4AC | https://pim-kvc.soneparsea.com:3443/PictureServer/default.aspx/SCHNEIDER-XALE2_datasheet1.pdf?A3889C9397807479A2A1A7889A85757D948AA672AA787C7982A4B8A6C698A39CB5AAC87680A7949A | EMPTY 2 HOLES | This is Harmony XALE empty control station for XB7 Ø 22 mm control and signalling units with 2 cut-outs. It meets IP54 conforming to IEC 60529 protection. | Depth | 52mm
| 86 | Electrical Distribution (LV) | Distribution Box and Enclosure | Enclosures Accessories | GROUND BAR KIT 30&60A | 2219210 | PK3GTA1 | SCHNEIDER ELECTRIC | 1510 | https://pim-kvc.soneparsea.com:3443/PictureServer/default.aspx/schneider-PK3GTA1_Image1.JPG?A3889C9397807479A2A1C7A8BAA5959DB4AAC672A282637BA48685A49BA4919BB576828FA27E | https://pim-kvc.soneparsea.com:3443/PictureServer/default.aspx/SchneiderElectric-PK3GTA1_Datasheet1.pdf?A3889C9397807479A2A1A7A8BAA5959DB4AAC68ABE9C93A8C2AEB772A282637BA48685A49698A495C3ADB9AAC6685EA4B4AB | GROUND BAR KIT 30&60A | An industry leading offer since 1955, QO Load Centers feature compatibility with QO ¾” circuit breakers with Visi-Trip, shielded tin-plated copper bus bars, backed-out neutral terminal screws, Plug-on Neutral solution for all the Load Centers of 12 spaces and above, fully convertible mains and top or bottom feed. | Type of accessory/spare part | Other
| 86 | Electrical Distribution (LV) | Distribution Box and Enclosure | Enclosures Accessories | GROUND BAR KIT 30&60A | 2219210 | PK3GTA1 | SCHNEIDER ELECTRIC | 1510 | https://pim-kvc.soneparsea.com:3443/PictureServer/default.aspx/schneider-PK3GTA1_Image1.JPG?A3889C9397807479A2A1C7A8BAA5959DB4AAC672A282637BA48685A49BA4919BB576828FA27E | https://pim-kvc.soneparsea.com:3443/PictureServer/default.aspx/SchneiderElectric-PK3GTA1_Datasheet1.pdf?A3889C9397807479A2A1A7A8BAA5959DB4AAC68ABE9C93A8C2AEB772A282637BA48685A49698A495C3ADB9AAC6685EA4B4AB | GROUND BAR KIT 30&60A | An industry leading offer since 1955, QO Load Centers feature compatibility with QO ¾” circuit breakers with Visi-Trip, shielded tin-plated copper bus bars, backed-out neutral terminal screws, Plug-on Neutral solution for all the Load Centers of 12 spaces and above, fully convertible mains and top or bottom feed. | Accessory | yes