## CableAndWires (2)
ImportTicket-xlsx-zsx22ii8k1q&Tx | ลำดับ | รายละเอียดสินค้า
|  | ชื่อหมวดหมู่ชั้นที่ 1 | ชื่อหมวดหมู่ชั้นที่ 2 | ชื่อหมวดหมู่ชั้นที่ 3 | ชื่อสินค้า | รหัสสินค้า | MPN | Brand | ราคาสินค้า | Picture | Datasheet | รายละเอียดย่อ | รายละเอียดเต็ม | หัวข้อฟีเจอร์ | รายละเอียดฟีเจอร์
Example > | 0 | Product Category 1 | Product Sub 1 | Product Sub-sec 1 | Example Product | P0001 | N/A | Brand 1 | 100000 | https://soneparthailand.com/th/_content_images/product/A4BF5596-06F7-632A-0C7B-5BEB6E7DB749.jpg | https://www.quotewerks.com/download/printlayouts/Samples/QuotationSample_A.pdf | เอ๋เวิลด์ เปราะบางโลโก้มอนสเตอร์รากหญ้าพูล เชอร์รี่ไฮเปอร์ตรวจสอบรันเวย์ฟลอร์ เซรามิก | สเปกแอ็กชั่น มหภาคเทรดคอร์ปมหาอุปราชาเฉิ่ม แป๋วมาร์เก็ตเดบิตแมนชั่น โกลด์วีซ่าเซอร์วิส เฟิร์มสไปเดอร์ ออร์เดอร์เช็ก ฮันนีมูนแชมป์กระดี๊กระด๊ารีวิวดยุค ฟินิกซ์ตื้บสมาพันธ์ซัพพลายเออร์โรแมนติก หลวงปู่บู๊ฮาลาลแซ็กโซโฟน ป๋าแอสเตอร์แดรี่ภคันทลาพาธ บอกซ์เยนโหลนเมคอัพ รูบิก จูเนียร์ไอติมเคลียร์ฟลุทมอคคา ทอม แฟกซ์รวมมิตรฟอยล์ แซนด์วิชลอร์ดสคริปต์ยากูซ่า สแล็กผ้าห่มรีสอร์ตแดรี่ สเตย์ธรรมา เที่ยงคืนแอปเปิ้ล คำสาปแคมปัสท็อปบูต สัมนาศิลปากรพาร์บ๊วยอมาตยาธิปไตย แจ๊สไงจัมโบ้ดั๊มพ์ วิว เกจิเคลียร์ ว้อดก้ามั้งคอมพ์ แหม็บโยเกิร์ตซัมเมอร์ ป่าไม้นิวละติน เทคโนแครตเวิร์กช็อปฮาราคีรี แคนยอนแกรนด์ โปรเจ็กต์ เต๊ะแบคโฮเหี่ยวย่นละอ่อนคาปูชิโน วันเวย์ ครูเสดแตงโมฟีเวอร์เจ๊คอลเล็กชั่น ดั๊มพ์วิลเลจกับดัก ชัตเตอร์โบว์ ออเดอร์แชมป์ อุปทานมาร์จินฮิบรูโทรโข่ง จูน แดรี่โยโย่ บุ๋น เอ็นเตอร์เทนดีพาร์ทเมนต์ลีเมอร์ สต็อกเซาท์ มายาคติโกเต็กซ์ไวอากร้าลิมูซีน ออร์เดอร์โมเดิร์นวอล์กร็อคไฮไลต์ ซีเนียร์ริกเตอร์สมาพันธ์ เจ๊วาฟเฟิลฟลุกฮิตคัตเอาต์ คูลเลอร์ยากูซ่า ราสเบอร์รีไฟแนนซ์แคนู ยาวี แม่ค้าชีสเซี้ยว อิกัวนาแมมโบ้ ซีเรียสกุมภาพันธ์ ซัพพลายเออร์ฟลุท เป่ายิ้งฉุบโลโก้หลวงพี่ กีวีตุ๊กตุ๊กเซ็กส์อาร์ติสต์ อริยสงฆ์บาบูนไฮไลท์ซาร์ดีน เมเปิลปาสกาลแรงใจ ปาร์ตี้มาร์กเซนเซอร์แคมเปญ เบอร์รีแพทยสภาวาฟเฟิลแบคโฮแมกกาซีน ชีสสังโฆวิน เซ่นไหว้จิ๊กโก๋กฤษณ์บูติคจอหงวน โคโยตีจังโก้บัลลาสต์คอลเล็กชั่น โปรเจ็ครีเสิร์ช แชมเปญ โปรโมเตอร์แกรนด์สตรอว์เบอร์รีแพกเกจ จีดีพีคลาสสิกแทคติค ฮัมซามูไรเคอร์ฟิวแมชชีน เทเลกราฟแอปเปิ้ลวิลล์ แฟรนไชส์ต่อยอดรีสอร์ต ออร์เดอร์ฟอยล์อ่อนด้อยช็อป รันเวย์ชีสแจ็กพอตอาว์มาราธอน ไตรมาสจอหงวน รอยัลตี้เมจิคชัตเตอร์ ชาร์จแมชีนก๋ากั่นเซฟตี้ ง่าวแมคเคอเรล หม่านโถวโยเกิร์ต แช่แข็งอันตรกิริยา แจ็กพ็อตมะกันล็อบบี้ซิมแผดเผา คาร์ดีพาร์ตเมนต์บลูเบอร์รีโคโยตี้เครป ฮันนีมูนเจลรวมมิตรเซี้ยว | Feature Name 1 | This is feature detail.
| 61 | Cables and Wires | Low Voltage Cables | Single Core | H07V-K PVC-SINGLE CORE CABLE 1.5MM² YELLOW | 2143973 | 29137 | HELUKABEL | 14.89 | https://pim-kvc.soneparsea.com:3443/PictureServer/default.aspx/helukabel-29137.jpg?867587A1BA9C9CA9BBA6B6AABE64626D81788B73BCA797 | https://pim-kvc.soneparsea.com:3443/PictureServer/default.aspx/helukabel-29137.pdf?867587A1BA9C9CA9BBA6B6AABE64626D81788B73C29B96 | H07V-K PVC-SINGLE CORE CABLE 1.5MM² YELLOW | These insulated wires are determined for the installation to the inside of apparatus as well as for the protective laying to the lightings, in dry rooms, in production facilities, switch and distributor boards, in tubes, under and surface mounting of plasters. | Conductor category | Class 5 = flexible
| 61 | Cables and Wires | Low Voltage Cables | Single Core | H07V-K PVC-SINGLE CORE CABLE 1.5MM² YELLOW | 2143973 | 29137 | HELUKABEL | 14.89 | https://pim-kvc.soneparsea.com:3443/PictureServer/default.aspx/helukabel-29137.jpg?867587A1BA9C9CA9BBA6B6AABE64626D81788B73BCA797 | https://pim-kvc.soneparsea.com:3443/PictureServer/default.aspx/helukabel-29137.pdf?867587A1BA9C9CA9BBA6B6AABE64626D81788B73C29B96 | H07V-K PVC-SINGLE CORE CABLE 1.5MM² YELLOW | These insulated wires are determined for the installation to the inside of apparatus as well as for the protective laying to the lightings, in dry rooms, in production facilities, switch and distributor boards, in tubes, under and surface mounting of plasters. | Material core insulation | Polyvinyl chloride (PVC)
| 61 | Cables and Wires | Low Voltage Cables | Single Core | H07V-K PVC-SINGLE CORE CABLE 1.5MM² YELLOW | 2143973 | 29137 | HELUKABEL | 14.89 | https://pim-kvc.soneparsea.com:3443/PictureServer/default.aspx/helukabel-29137.jpg?867587A1BA9C9CA9BBA6B6AABE64626D81788B73BCA797 | https://pim-kvc.soneparsea.com:3443/PictureServer/default.aspx/helukabel-29137.pdf?867587A1BA9C9CA9BBA6B6AABE64626D81788B73C29B96 | H07V-K PVC-SINGLE CORE CABLE 1.5MM² YELLOW | These insulated wires are determined for the installation to the inside of apparatus as well as for the protective laying to the lightings, in dry rooms, in production facilities, switch and distributor boards, in tubes, under and surface mounting of plasters. | Core colour | Yellow
| 61 | Cables and Wires | Low Voltage Cables | Single Core | H07V-K PVC-SINGLE CORE CABLE 1.5MM² YELLOW | 2143973 | 29137 | HELUKABEL | 14.89 | https://pim-kvc.soneparsea.com:3443/PictureServer/default.aspx/helukabel-29137.jpg?867587A1BA9C9CA9BBA6B6AABE64626D81788B73BCA797 | https://pim-kvc.soneparsea.com:3443/PictureServer/default.aspx/helukabel-29137.pdf?867587A1BA9C9CA9BBA6B6AABE64626D81788B73C29B96 | H07V-K PVC-SINGLE CORE CABLE 1.5MM² YELLOW | These insulated wires are determined for the installation to the inside of apparatus as well as for the protective laying to the lightings, in dry rooms, in production facilities, switch and distributor boards, in tubes, under and surface mounting of plasters. | Screen | no
| 61 | Cables and Wires | Low Voltage Cables | Single Core | H07V-K PVC-SINGLE CORE CABLE 1.5MM² YELLOW | 2143973 | 29137 | HELUKABEL | 14.89 | https://pim-kvc.soneparsea.com:3443/PictureServer/default.aspx/helukabel-29137.jpg?867587A1BA9C9CA9BBA6B6AABE64626D81788B73BCA797 | https://pim-kvc.soneparsea.com:3443/PictureServer/default.aspx/helukabel-29137.pdf?867587A1BA9C9CA9BBA6B6AABE64626D81788B73C29B96 | H07V-K PVC-SINGLE CORE CABLE 1.5MM² YELLOW | These insulated wires are determined for the installation to the inside of apparatus as well as for the protective laying to the lightings, in dry rooms, in production facilities, switch and distributor boards, in tubes, under and surface mounting of plasters. | Halogen free (according to EN 60754-1/2) | no
| 61 | Cables and Wires | Low Voltage Cables | Single Core | H07V-K PVC-SINGLE CORE CABLE 1.5MM² YELLOW | 2143973 | 29137 | HELUKABEL | 14.89 | https://pim-kvc.soneparsea.com:3443/PictureServer/default.aspx/helukabel-29137.jpg?867587A1BA9C9CA9BBA6B6AABE64626D81788B73BCA797 | https://pim-kvc.soneparsea.com:3443/PictureServer/default.aspx/helukabel-29137.pdf?867587A1BA9C9CA9BBA6B6AABE64626D81788B73C29B96 | H07V-K PVC-SINGLE CORE CABLE 1.5MM² YELLOW | These insulated wires are determined for the installation to the inside of apparatus as well as for the protective laying to the lightings, in dry rooms, in production facilities, switch and distributor boards, in tubes, under and surface mounting of plasters. | Outer diameter approx. | 3.4mm
| 61 | Cables and Wires | Low Voltage Cables | Single Core | H07V-K PVC-SINGLE CORE CABLE 1.5MM² YELLOW | 2143973 | 29137 | HELUKABEL | 14.89 | https://pim-kvc.soneparsea.com:3443/PictureServer/default.aspx/helukabel-29137.jpg?867587A1BA9C9CA9BBA6B6AABE64626D81788B73BCA797 | https://pim-kvc.soneparsea.com:3443/PictureServer/default.aspx/helukabel-29137.pdf?867587A1BA9C9CA9BBA6B6AABE64626D81788B73C29B96 | H07V-K PVC-SINGLE CORE CABLE 1.5MM² YELLOW | These insulated wires are determined for the installation to the inside of apparatus as well as for the protective laying to the lightings, in dry rooms, in production facilities, switch and distributor boards, in tubes, under and surface mounting of plasters. | Permitted cable outer temperature during assembling/handling | -5...70°C
| 61 | Cables and Wires | Low Voltage Cables | Single Core | H07V-K PVC-SINGLE CORE CABLE 1.5MM² YELLOW | 2143973 | 29137 | HELUKABEL | 14.89 | https://pim-kvc.soneparsea.com:3443/PictureServer/default.aspx/helukabel-29137.jpg?867587A1BA9C9CA9BBA6B6AABE64626D81788B73BCA797 | https://pim-kvc.soneparsea.com:3443/PictureServer/default.aspx/helukabel-29137.pdf?867587A1BA9C9CA9BBA6B6AABE64626D81788B73C29B96 | H07V-K PVC-SINGLE CORE CABLE 1.5MM² YELLOW | These insulated wires are determined for the installation to the inside of apparatus as well as for the protective laying to the lightings, in dry rooms, in production facilities, switch and distributor boards, in tubes, under and surface mounting of plasters. | Permitted cable outer temperature after assembling without vibration | -30...80°C
| 61 | Cables and Wires | Low Voltage Cables | Single Core | H07V-K PVC-SINGLE CORE CABLE 1.5MM² YELLOW | 2143973 | 29137 | HELUKABEL | 14.89 | https://pim-kvc.soneparsea.com:3443/PictureServer/default.aspx/helukabel-29137.jpg?867587A1BA9C9CA9BBA6B6AABE64626D81788B73BCA797 | https://pim-kvc.soneparsea.com:3443/PictureServer/default.aspx/helukabel-29137.pdf?867587A1BA9C9CA9BBA6B6AABE64626D81788B73C29B96 | H07V-K PVC-SINGLE CORE CABLE 1.5MM² YELLOW | These insulated wires are determined for the installation to the inside of apparatus as well as for the protective laying to the lightings, in dry rooms, in production facilities, switch and distributor boards, in tubes, under and surface mounting of plasters. | Nominal voltage U0 | 450V
| 61 | Cables and Wires | Low Voltage Cables | Single Core | H07V-K PVC-SINGLE CORE CABLE 1.5MM² YELLOW | 2143973 | 29137 | HELUKABEL | 14.89 | https://pim-kvc.soneparsea.com:3443/PictureServer/default.aspx/helukabel-29137.jpg?867587A1BA9C9CA9BBA6B6AABE64626D81788B73BCA797 | https://pim-kvc.soneparsea.com:3443/PictureServer/default.aspx/helukabel-29137.pdf?867587A1BA9C9CA9BBA6B6AABE64626D81788B73C29B96 | H07V-K PVC-SINGLE CORE CABLE 1.5MM² YELLOW | These insulated wires are determined for the installation to the inside of apparatus as well as for the protective laying to the lightings, in dry rooms, in production facilities, switch and distributor boards, in tubes, under and surface mounting of plasters. | Nominal voltage U | 750V
| 62 | Cables and Wires | Low Voltage Cables | Single Core | H07V-K PVC-SINGLE CORE CABLE 1.5MM² DARK BLUE | 2143974 | 29141 | HELUKABEL | 14.89 | https://pim-kvc.soneparsea.com:3443/PictureServer/default.aspx/helukabel-29141.jpg?867587A1BA9C9CA9BBA6B6AABE64626D81798573BCA797 | https://pim-kvc.soneparsea.com:3443/PictureServer/default.aspx/helukabel-29141.pdf?867587A1BA9C9CA9BBA6B6AABE64626D81798573C29B96 | H07V-K PVC-SINGLE CORE CABLE 1.5MM² DARK BLUE | These insulated wires are determined for the installation to the inside of apparatus as well as for the protective laying to the lightings, in dry rooms, in production facilities, switch and distributor boards, in tubes, under and surface mounting of plasters. | Nominal cross section conductor | 1.5mm²
| 62 | Cables and Wires | Low Voltage Cables | Single Core | H07V-K PVC-SINGLE CORE CABLE 1.5MM² DARK BLUE | 2143974 | 29141 | HELUKABEL | 14.89 | https://pim-kvc.soneparsea.com:3443/PictureServer/default.aspx/helukabel-29141.jpg?867587A1BA9C9CA9BBA6B6AABE64626D81798573BCA797 | https://pim-kvc.soneparsea.com:3443/PictureServer/default.aspx/helukabel-29141.pdf?867587A1BA9C9CA9BBA6B6AABE64626D81798573C29B96 | H07V-K PVC-SINGLE CORE CABLE 1.5MM² DARK BLUE | These insulated wires are determined for the installation to the inside of apparatus as well as for the protective laying to the lightings, in dry rooms, in production facilities, switch and distributor boards, in tubes, under and surface mounting of plasters. | Conductor category | Class 5 = flexible
| 62 | Cables and Wires | Low Voltage Cables | Single Core | H07V-K PVC-SINGLE CORE CABLE 1.5MM² DARK BLUE | 2143974 | 29141 | HELUKABEL | 14.89 | https://pim-kvc.soneparsea.com:3443/PictureServer/default.aspx/helukabel-29141.jpg?867587A1BA9C9CA9BBA6B6AABE64626D81798573BCA797 | https://pim-kvc.soneparsea.com:3443/PictureServer/default.aspx/helukabel-29141.pdf?867587A1BA9C9CA9BBA6B6AABE64626D81798573C29B96 | H07V-K PVC-SINGLE CORE CABLE 1.5MM² DARK BLUE | These insulated wires are determined for the installation to the inside of apparatus as well as for the protective laying to the lightings, in dry rooms, in production facilities, switch and distributor boards, in tubes, under and surface mounting of plasters. | Material core insulation | Polyvinyl chloride (PVC)
| 62 | Cables and Wires | Low Voltage Cables | Single Core | H07V-K PVC-SINGLE CORE CABLE 1.5MM² DARK BLUE | 2143974 | 29141 | HELUKABEL | 14.89 | https://pim-kvc.soneparsea.com:3443/PictureServer/default.aspx/helukabel-29141.jpg?867587A1BA9C9CA9BBA6B6AABE64626D81798573BCA797 | https://pim-kvc.soneparsea.com:3443/PictureServer/default.aspx/helukabel-29141.pdf?867587A1BA9C9CA9BBA6B6AABE64626D81798573C29B96 | H07V-K PVC-SINGLE CORE CABLE 1.5MM² DARK BLUE | These insulated wires are determined for the installation to the inside of apparatus as well as for the protective laying to the lightings, in dry rooms, in production facilities, switch and distributor boards, in tubes, under and surface mounting of plasters. | Screen | no
| 62 | Cables and Wires | Low Voltage Cables | Single Core | H07V-K PVC-SINGLE CORE CABLE 1.5MM² DARK BLUE | 2143974 | 29141 | HELUKABEL | 14.89 | https://pim-kvc.soneparsea.com:3443/PictureServer/default.aspx/helukabel-29141.jpg?867587A1BA9C9CA9BBA6B6AABE64626D81798573BCA797 | https://pim-kvc.soneparsea.com:3443/PictureServer/default.aspx/helukabel-29141.pdf?867587A1BA9C9CA9BBA6B6AABE64626D81798573C29B96 | H07V-K PVC-SINGLE CORE CABLE 1.5MM² DARK BLUE | These insulated wires are determined for the installation to the inside of apparatus as well as for the protective laying to the lightings, in dry rooms, in production facilities, switch and distributor boards, in tubes, under and surface mounting of plasters. | Halogen free (according to EN 60754-1/2) | no
| 62 | Cables and Wires | Low Voltage Cables | Single Core | H07V-K PVC-SINGLE CORE CABLE 1.5MM² DARK BLUE | 2143974 | 29141 | HELUKABEL | 14.89 | https://pim-kvc.soneparsea.com:3443/PictureServer/default.aspx/helukabel-29141.jpg?867587A1BA9C9CA9BBA6B6AABE64626D81798573BCA797 | https://pim-kvc.soneparsea.com:3443/PictureServer/default.aspx/helukabel-29141.pdf?867587A1BA9C9CA9BBA6B6AABE64626D81798573C29B96 | H07V-K PVC-SINGLE CORE CABLE 1.5MM² DARK BLUE | These insulated wires are determined for the installation to the inside of apparatus as well as for the protective laying to the lightings, in dry rooms, in production facilities, switch and distributor boards, in tubes, under and surface mounting of plasters. | Outer diameter approx. | 3.4mm
| 62 | Cables and Wires | Low Voltage Cables | Single Core | H07V-K PVC-SINGLE CORE CABLE 1.5MM² DARK BLUE | 2143974 | 29141 | HELUKABEL | 14.89 | https://pim-kvc.soneparsea.com:3443/PictureServer/default.aspx/helukabel-29141.jpg?867587A1BA9C9CA9BBA6B6AABE64626D81798573BCA797 | https://pim-kvc.soneparsea.com:3443/PictureServer/default.aspx/helukabel-29141.pdf?867587A1BA9C9CA9BBA6B6AABE64626D81798573C29B96 | H07V-K PVC-SINGLE CORE CABLE 1.5MM² DARK BLUE | These insulated wires are determined for the installation to the inside of apparatus as well as for the protective laying to the lightings, in dry rooms, in production facilities, switch and distributor boards, in tubes, under and surface mounting of plasters. | Permitted cable outer temperature during assembling/handling | -5...70°C
| 62 | Cables and Wires | Low Voltage Cables | Single Core | H07V-K PVC-SINGLE CORE CABLE 1.5MM² DARK BLUE | 2143974 | 29141 | HELUKABEL | 14.89 | https://pim-kvc.soneparsea.com:3443/PictureServer/default.aspx/helukabel-29141.jpg?867587A1BA9C9CA9BBA6B6AABE64626D81798573BCA797 | https://pim-kvc.soneparsea.com:3443/PictureServer/default.aspx/helukabel-29141.pdf?867587A1BA9C9CA9BBA6B6AABE64626D81798573C29B96 | H07V-K PVC-SINGLE CORE CABLE 1.5MM² DARK BLUE | These insulated wires are determined for the installation to the inside of apparatus as well as for the protective laying to the lightings, in dry rooms, in production facilities, switch and distributor boards, in tubes, under and surface mounting of plasters. | Permitted cable outer temperature after assembling without vibration | -30...80°C
| 62 | Cables and Wires | Low Voltage Cables | Single Core | H07V-K PVC-SINGLE CORE CABLE 1.5MM² DARK BLUE | 2143974 | 29141 | HELUKABEL | 14.89 | https://pim-kvc.soneparsea.com:3443/PictureServer/default.aspx/helukabel-29141.jpg?867587A1BA9C9CA9BBA6B6AABE64626D81798573BCA797 | https://pim-kvc.soneparsea.com:3443/PictureServer/default.aspx/helukabel-29141.pdf?867587A1BA9C9CA9BBA6B6AABE64626D81798573C29B96 | H07V-K PVC-SINGLE CORE CABLE 1.5MM² DARK BLUE | These insulated wires are determined for the installation to the inside of apparatus as well as for the protective laying to the lightings, in dry rooms, in production facilities, switch and distributor boards, in tubes, under and surface mounting of plasters. | Nominal voltage U0 | 450V
| 62 | Cables and Wires | Low Voltage Cables | Single Core | H07V-K PVC-SINGLE CORE CABLE 1.5MM² DARK BLUE | 2143974 | 29141 | HELUKABEL | 14.89 | https://pim-kvc.soneparsea.com:3443/PictureServer/default.aspx/helukabel-29141.jpg?867587A1BA9C9CA9BBA6B6AABE64626D81798573BCA797 | https://pim-kvc.soneparsea.com:3443/PictureServer/default.aspx/helukabel-29141.pdf?867587A1BA9C9CA9BBA6B6AABE64626D81798573C29B96 | H07V-K PVC-SINGLE CORE CABLE 1.5MM² DARK BLUE | These insulated wires are determined for the installation to the inside of apparatus as well as for the protective laying to the lightings, in dry rooms, in production facilities, switch and distributor boards, in tubes, under and surface mounting of plasters. | Nominal voltage U | 750V
| 63 | Cables and Wires | Low Voltage Cables | Single Core | H07V-K PVC-SINGLE CORE CABLE 2.5MM² BLACK | 2143975 | 29145 | HELUKABEL | 25.03 | https://pim-kvc.soneparsea.com:3443/PictureServer/default.aspx/helukabel-29145.jpg?867587A1BA9C9CA9BBA6B6AABE64626D81798973BCA797 | https://pim-kvc.soneparsea.com:3443/PictureServer/default.aspx/helukabel-29145.pdf?867587A1BA9C9CA9BBA6B6AABE64626D81798973C29B96 | H07V-K PVC-SINGLE CORE CABLE 2.5MM² BLACK | These insulated wires are determined for the installation to the inside of apparatus as well as for the protective laying to the lightings, in dry rooms, in production facilities, switch and distributor boards, in tubes, under and surface mounting of plasters. | Nominal cross section conductor | 2.5mm²
| 63 | Cables and Wires | Low Voltage Cables | Single Core | H07V-K PVC-SINGLE CORE CABLE 2.5MM² BLACK | 2143975 | 29145 | HELUKABEL | 25.03 | https://pim-kvc.soneparsea.com:3443/PictureServer/default.aspx/helukabel-29145.jpg?867587A1BA9C9CA9BBA6B6AABE64626D81798973BCA797 | https://pim-kvc.soneparsea.com:3443/PictureServer/default.aspx/helukabel-29145.pdf?867587A1BA9C9CA9BBA6B6AABE64626D81798973C29B96 | H07V-K PVC-SINGLE CORE CABLE 2.5MM² BLACK | These insulated wires are determined for the installation to the inside of apparatus as well as for the protective laying to the lightings, in dry rooms, in production facilities, switch and distributor boards, in tubes, under and surface mounting of plasters. | Conductor category | Class 5 = flexible
| 63 | Cables and Wires | Low Voltage Cables | Single Core | H07V-K PVC-SINGLE CORE CABLE 2.5MM² BLACK | 2143975 | 29145 | HELUKABEL | 25.03 | https://pim-kvc.soneparsea.com:3443/PictureServer/default.aspx/helukabel-29145.jpg?867587A1BA9C9CA9BBA6B6AABE64626D81798973BCA797 | https://pim-kvc.soneparsea.com:3443/PictureServer/default.aspx/helukabel-29145.pdf?867587A1BA9C9CA9BBA6B6AABE64626D81798973C29B96 | H07V-K PVC-SINGLE CORE CABLE 2.5MM² BLACK | These insulated wires are determined for the installation to the inside of apparatus as well as for the protective laying to the lightings, in dry rooms, in production facilities, switch and distributor boards, in tubes, under and surface mounting of plasters. | Material core insulation | Polyvinyl chloride (PVC)
| 63 | Cables and Wires | Low Voltage Cables | Single Core | H07V-K PVC-SINGLE CORE CABLE 2.5MM² BLACK | 2143975 | 29145 | HELUKABEL | 25.03 | https://pim-kvc.soneparsea.com:3443/PictureServer/default.aspx/helukabel-29145.jpg?867587A1BA9C9CA9BBA6B6AABE64626D81798973BCA797 | https://pim-kvc.soneparsea.com:3443/PictureServer/default.aspx/helukabel-29145.pdf?867587A1BA9C9CA9BBA6B6AABE64626D81798973C29B96 | H07V-K PVC-SINGLE CORE CABLE 2.5MM² BLACK | These insulated wires are determined for the installation to the inside of apparatus as well as for the protective laying to the lightings, in dry rooms, in production facilities, switch and distributor boards, in tubes, under and surface mounting of plasters. | Core colour | Black
| 63 | Cables and Wires | Low Voltage Cables | Single Core | H07V-K PVC-SINGLE CORE CABLE 2.5MM² BLACK | 2143975 | 29145 | HELUKABEL | 25.03 | https://pim-kvc.soneparsea.com:3443/PictureServer/default.aspx/helukabel-29145.jpg?867587A1BA9C9CA9BBA6B6AABE64626D81798973BCA797 | https://pim-kvc.soneparsea.com:3443/PictureServer/default.aspx/helukabel-29145.pdf?867587A1BA9C9CA9BBA6B6AABE64626D81798973C29B96 | H07V-K PVC-SINGLE CORE CABLE 2.5MM² BLACK | These insulated wires are determined for the installation to the inside of apparatus as well as for the protective laying to the lightings, in dry rooms, in production facilities, switch and distributor boards, in tubes, under and surface mounting of plasters. | Screen | no
| 63 | Cables and Wires | Low Voltage Cables | Single Core | H07V-K PVC-SINGLE CORE CABLE 2.5MM² BLACK | 2143975 | 29145 | HELUKABEL | 25.03 | https://pim-kvc.soneparsea.com:3443/PictureServer/default.aspx/helukabel-29145.jpg?867587A1BA9C9CA9BBA6B6AABE64626D81798973BCA797 | https://pim-kvc.soneparsea.com:3443/PictureServer/default.aspx/helukabel-29145.pdf?867587A1BA9C9CA9BBA6B6AABE64626D81798973C29B96 | H07V-K PVC-SINGLE CORE CABLE 2.5MM² BLACK | These insulated wires are determined for the installation to the inside of apparatus as well as for the protective laying to the lightings, in dry rooms, in production facilities, switch and distributor boards, in tubes, under and surface mounting of plasters. | Halogen free (according to EN 60754-1/2) | no
| 63 | Cables and Wires | Low Voltage Cables | Single Core | H07V-K PVC-SINGLE CORE CABLE 2.5MM² BLACK | 2143975 | 29145 | HELUKABEL | 25.03 | https://pim-kvc.soneparsea.com:3443/PictureServer/default.aspx/helukabel-29145.jpg?867587A1BA9C9CA9BBA6B6AABE64626D81798973BCA797 | https://pim-kvc.soneparsea.com:3443/PictureServer/default.aspx/helukabel-29145.pdf?867587A1BA9C9CA9BBA6B6AABE64626D81798973C29B96 | H07V-K PVC-SINGLE CORE CABLE 2.5MM² BLACK | These insulated wires are determined for the installation to the inside of apparatus as well as for the protective laying to the lightings, in dry rooms, in production facilities, switch and distributor boards, in tubes, under and surface mounting of plasters. | Outer diameter approx. | 4.1mm
| 63 | Cables and Wires | Low Voltage Cables | Single Core | H07V-K PVC-SINGLE CORE CABLE 2.5MM² BLACK | 2143975 | 29145 | HELUKABEL | 25.03 | https://pim-kvc.soneparsea.com:3443/PictureServer/default.aspx/helukabel-29145.jpg?867587A1BA9C9CA9BBA6B6AABE64626D81798973BCA797 | https://pim-kvc.soneparsea.com:3443/PictureServer/default.aspx/helukabel-29145.pdf?867587A1BA9C9CA9BBA6B6AABE64626D81798973C29B96 | H07V-K PVC-SINGLE CORE CABLE 2.5MM² BLACK | These insulated wires are determined for the installation to the inside of apparatus as well as for the protective laying to the lightings, in dry rooms, in production facilities, switch and distributor boards, in tubes, under and surface mounting of plasters. | Permitted cable outer temperature during assembling/handling | -5...70°C
| 63 | Cables and Wires | Low Voltage Cables | Single Core | H07V-K PVC-SINGLE CORE CABLE 2.5MM² BLACK | 2143975 | 29145 | HELUKABEL | 25.03 | https://pim-kvc.soneparsea.com:3443/PictureServer/default.aspx/helukabel-29145.jpg?867587A1BA9C9CA9BBA6B6AABE64626D81798973BCA797 | https://pim-kvc.soneparsea.com:3443/PictureServer/default.aspx/helukabel-29145.pdf?867587A1BA9C9CA9BBA6B6AABE64626D81798973C29B96 | H07V-K PVC-SINGLE CORE CABLE 2.5MM² BLACK | These insulated wires are determined for the installation to the inside of apparatus as well as for the protective laying to the lightings, in dry rooms, in production facilities, switch and distributor boards, in tubes, under and surface mounting of plasters. | Permitted cable outer temperature after assembling without vibration | -30...80°C
| 63 | Cables and Wires | Low Voltage Cables | Single Core | H07V-K PVC-SINGLE CORE CABLE 2.5MM² BLACK | 2143975 | 29145 | HELUKABEL | 25.03 | https://pim-kvc.soneparsea.com:3443/PictureServer/default.aspx/helukabel-29145.jpg?867587A1BA9C9CA9BBA6B6AABE64626D81798973BCA797 | https://pim-kvc.soneparsea.com:3443/PictureServer/default.aspx/helukabel-29145.pdf?867587A1BA9C9CA9BBA6B6AABE64626D81798973C29B96 | H07V-K PVC-SINGLE CORE CABLE 2.5MM² BLACK | These insulated wires are determined for the installation to the inside of apparatus as well as for the protective laying to the lightings, in dry rooms, in production facilities, switch and distributor boards, in tubes, under and surface mounting of plasters. | Nominal voltage U0 | 450V
| 63 | Cables and Wires | Low Voltage Cables | Single Core | H07V-K PVC-SINGLE CORE CABLE 2.5MM² BLACK | 2143975 | 29145 | HELUKABEL | 25.03 | https://pim-kvc.soneparsea.com:3443/PictureServer/default.aspx/helukabel-29145.jpg?867587A1BA9C9CA9BBA6B6AABE64626D81798973BCA797 | https://pim-kvc.soneparsea.com:3443/PictureServer/default.aspx/helukabel-29145.pdf?867587A1BA9C9CA9BBA6B6AABE64626D81798973C29B96 | H07V-K PVC-SINGLE CORE CABLE 2.5MM² BLACK | These insulated wires are determined for the installation to the inside of apparatus as well as for the protective laying to the lightings, in dry rooms, in production facilities, switch and distributor boards, in tubes, under and surface mounting of plasters. | Nominal voltage U | 750V
| 64 | Cables and Wires | Low Voltage Cables | Single Core | H07V-K PVC-SINGLE CORE CABLE 2.5MM² GREEN-YELLOW | 2143976 | 29146 | HELUKABEL | 25.03 | https://pim-kvc.soneparsea.com:3443/PictureServer/default.aspx/helukabel-29146.jpg?867587A1BA9C9CA9BBA6B6AABE64626D81798A73BCA797 | https://pim-kvc.soneparsea.com:3443/PictureServer/default.aspx/helukabel-29146.pdf?867587A1BA9C9CA9BBA6B6AABE64626D81798A73C29B96 | H07V-K PVC-SINGLE CORE CABLE 2.5MM² GREEN-YELLOW | These insulated wires are determined for the installation to the inside of apparatus as well as for the protective laying to the lightings, in dry rooms, in production facilities, switch and distributor boards, in tubes, under and surface mounting of plasters. | Nominal cross section conductor | 2.5mm²
| 64 | Cables and Wires | Low Voltage Cables | Single Core | H07V-K PVC-SINGLE CORE CABLE 2.5MM² GREEN-YELLOW | 2143976 | 29146 | HELUKABEL | 25.03 | https://pim-kvc.soneparsea.com:3443/PictureServer/default.aspx/helukabel-29146.jpg?867587A1BA9C9CA9BBA6B6AABE64626D81798A73BCA797 | https://pim-kvc.soneparsea.com:3443/PictureServer/default.aspx/helukabel-29146.pdf?867587A1BA9C9CA9BBA6B6AABE64626D81798A73C29B96 | H07V-K PVC-SINGLE CORE CABLE 2.5MM² GREEN-YELLOW | These insulated wires are determined for the installation to the inside of apparatus as well as for the protective laying to the lightings, in dry rooms, in production facilities, switch and distributor boards, in tubes, under and surface mounting of plasters. | Conductor category | Class 5 = flexible
| 64 | Cables and Wires | Low Voltage Cables | Single Core | H07V-K PVC-SINGLE CORE CABLE 2.5MM² GREEN-YELLOW | 2143976 | 29146 | HELUKABEL | 25.03 | https://pim-kvc.soneparsea.com:3443/PictureServer/default.aspx/helukabel-29146.jpg?867587A1BA9C9CA9BBA6B6AABE64626D81798A73BCA797 | https://pim-kvc.soneparsea.com:3443/PictureServer/default.aspx/helukabel-29146.pdf?867587A1BA9C9CA9BBA6B6AABE64626D81798A73C29B96 | H07V-K PVC-SINGLE CORE CABLE 2.5MM² GREEN-YELLOW | These insulated wires are determined for the installation to the inside of apparatus as well as for the protective laying to the lightings, in dry rooms, in production facilities, switch and distributor boards, in tubes, under and surface mounting of plasters. | Material core insulation | Polyvinyl chloride (PVC)
| 64 | Cables and Wires | Low Voltage Cables | Single Core | H07V-K PVC-SINGLE CORE CABLE 2.5MM² GREEN-YELLOW | 2143976 | 29146 | HELUKABEL | 25.03 | https://pim-kvc.soneparsea.com:3443/PictureServer/default.aspx/helukabel-29146.jpg?867587A1BA9C9CA9BBA6B6AABE64626D81798A73BCA797 | https://pim-kvc.soneparsea.com:3443/PictureServer/default.aspx/helukabel-29146.pdf?867587A1BA9C9CA9BBA6B6AABE64626D81798A73C29B96 | H07V-K PVC-SINGLE CORE CABLE 2.5MM² GREEN-YELLOW | These insulated wires are determined for the installation to the inside of apparatus as well as for the protective laying to the lightings, in dry rooms, in production facilities, switch and distributor boards, in tubes, under and surface mounting of plasters. | Core colour | Green/yellow
| 64 | Cables and Wires | Low Voltage Cables | Single Core | H07V-K PVC-SINGLE CORE CABLE 2.5MM² GREEN-YELLOW | 2143976 | 29146 | HELUKABEL | 25.03 | https://pim-kvc.soneparsea.com:3443/PictureServer/default.aspx/helukabel-29146.jpg?867587A1BA9C9CA9BBA6B6AABE64626D81798A73BCA797 | https://pim-kvc.soneparsea.com:3443/PictureServer/default.aspx/helukabel-29146.pdf?867587A1BA9C9CA9BBA6B6AABE64626D81798A73C29B96 | H07V-K PVC-SINGLE CORE CABLE 2.5MM² GREEN-YELLOW | These insulated wires are determined for the installation to the inside of apparatus as well as for the protective laying to the lightings, in dry rooms, in production facilities, switch and distributor boards, in tubes, under and surface mounting of plasters. | Screen | no
| 64 | Cables and Wires | Low Voltage Cables | Single Core | H07V-K PVC-SINGLE CORE CABLE 2.5MM² GREEN-YELLOW | 2143976 | 29146 | HELUKABEL | 25.03 | https://pim-kvc.soneparsea.com:3443/PictureServer/default.aspx/helukabel-29146.jpg?867587A1BA9C9CA9BBA6B6AABE64626D81798A73BCA797 | https://pim-kvc.soneparsea.com:3443/PictureServer/default.aspx/helukabel-29146.pdf?867587A1BA9C9CA9BBA6B6AABE64626D81798A73C29B96 | H07V-K PVC-SINGLE CORE CABLE 2.5MM² GREEN-YELLOW | These insulated wires are determined for the installation to the inside of apparatus as well as for the protective laying to the lightings, in dry rooms, in production facilities, switch and distributor boards, in tubes, under and surface mounting of plasters. | Halogen free (according to EN 60754-1/2) | no
| 64 | Cables and Wires | Low Voltage Cables | Single Core | H07V-K PVC-SINGLE CORE CABLE 2.5MM² GREEN-YELLOW | 2143976 | 29146 | HELUKABEL | 25.03 | https://pim-kvc.soneparsea.com:3443/PictureServer/default.aspx/helukabel-29146.jpg?867587A1BA9C9CA9BBA6B6AABE64626D81798A73BCA797 | https://pim-kvc.soneparsea.com:3443/PictureServer/default.aspx/helukabel-29146.pdf?867587A1BA9C9CA9BBA6B6AABE64626D81798A73C29B96 | H07V-K PVC-SINGLE CORE CABLE 2.5MM² GREEN-YELLOW | These insulated wires are determined for the installation to the inside of apparatus as well as for the protective laying to the lightings, in dry rooms, in production facilities, switch and distributor boards, in tubes, under and surface mounting of plasters. | Outer diameter approx. | 4.1mm
| 64 | Cables and Wires | Low Voltage Cables | Single Core | H07V-K PVC-SINGLE CORE CABLE 2.5MM² GREEN-YELLOW | 2143976 | 29146 | HELUKABEL | 25.03 | https://pim-kvc.soneparsea.com:3443/PictureServer/default.aspx/helukabel-29146.jpg?867587A1BA9C9CA9BBA6B6AABE64626D81798A73BCA797 | https://pim-kvc.soneparsea.com:3443/PictureServer/default.aspx/helukabel-29146.pdf?867587A1BA9C9CA9BBA6B6AABE64626D81798A73C29B96 | H07V-K PVC-SINGLE CORE CABLE 2.5MM² GREEN-YELLOW | These insulated wires are determined for the installation to the inside of apparatus as well as for the protective laying to the lightings, in dry rooms, in production facilities, switch and distributor boards, in tubes, under and surface mounting of plasters. | Permitted cable outer temperature during assembling/handling | -5...70°C
| 64 | Cables and Wires | Low Voltage Cables | Single Core | H07V-K PVC-SINGLE CORE CABLE 2.5MM² GREEN-YELLOW | 2143976 | 29146 | HELUKABEL | 25.03 | https://pim-kvc.soneparsea.com:3443/PictureServer/default.aspx/helukabel-29146.jpg?867587A1BA9C9CA9BBA6B6AABE64626D81798A73BCA797 | https://pim-kvc.soneparsea.com:3443/PictureServer/default.aspx/helukabel-29146.pdf?867587A1BA9C9CA9BBA6B6AABE64626D81798A73C29B96 | H07V-K PVC-SINGLE CORE CABLE 2.5MM² GREEN-YELLOW | These insulated wires are determined for the installation to the inside of apparatus as well as for the protective laying to the lightings, in dry rooms, in production facilities, switch and distributor boards, in tubes, under and surface mounting of plasters. | Permitted cable outer temperature after assembling without vibration | -30...80°C
| 64 | Cables and Wires | Low Voltage Cables | Single Core | H07V-K PVC-SINGLE CORE CABLE 2.5MM² GREEN-YELLOW | 2143976 | 29146 | HELUKABEL | 25.03 | https://pim-kvc.soneparsea.com:3443/PictureServer/default.aspx/helukabel-29146.jpg?867587A1BA9C9CA9BBA6B6AABE64626D81798A73BCA797 | https://pim-kvc.soneparsea.com:3443/PictureServer/default.aspx/helukabel-29146.pdf?867587A1BA9C9CA9BBA6B6AABE64626D81798A73C29B96 | H07V-K PVC-SINGLE CORE CABLE 2.5MM² GREEN-YELLOW | These insulated wires are determined for the installation to the inside of apparatus as well as for the protective laying to the lightings, in dry rooms, in production facilities, switch and distributor boards, in tubes, under and surface mounting of plasters. | Nominal voltage U0 | 450V
| 64 | Cables and Wires | Low Voltage Cables | Single Core | H07V-K PVC-SINGLE CORE CABLE 2.5MM² GREEN-YELLOW | 2143976 | 29146 | HELUKABEL | 25.03 | https://pim-kvc.soneparsea.com:3443/PictureServer/default.aspx/helukabel-29146.jpg?867587A1BA9C9CA9BBA6B6AABE64626D81798A73BCA797 | https://pim-kvc.soneparsea.com:3443/PictureServer/default.aspx/helukabel-29146.pdf?867587A1BA9C9CA9BBA6B6AABE64626D81798A73C29B96 | H07V-K PVC-SINGLE CORE CABLE 2.5MM² GREEN-YELLOW | These insulated wires are determined for the installation to the inside of apparatus as well as for the protective laying to the lightings, in dry rooms, in production facilities, switch and distributor boards, in tubes, under and surface mounting of plasters. | Nominal voltage U | 750V
| 65 | Cables and Wires | Low Voltage Cables | Single Core | H07V-K PVC-SINGLE CORE CABLE 2.5MM² YELLOW | 2143978 | 29153 | HELUKABEL | 25.03 | https://pim-kvc.soneparsea.com:3443/PictureServer/default.aspx/helukabel-29153.jpg?867587A1BA9C9CA9BBA6B6AABE64626D817A8773BCA797 | https://pim-kvc.soneparsea.com:3443/PictureServer/default.aspx/helukabel-29153.pdf?867587A1BA9C9CA9BBA6B6AABE64626D817A8773C29B96 | H07V-K PVC-SINGLE CORE CABLE 2.5MM² YELLOW | These insulated wires are determined for the installation to the inside of apparatus as well as for the protective laying to the lightings, in dry rooms, in production facilities, switch and distributor boards, in tubes, under and surface mounting of plasters. | Nominal cross section conductor | 2.5mm²
| 65 | Cables and Wires | Low Voltage Cables | Single Core | H07V-K PVC-SINGLE CORE CABLE 2.5MM² YELLOW | 2143978 | 29153 | HELUKABEL | 25.03 | https://pim-kvc.soneparsea.com:3443/PictureServer/default.aspx/helukabel-29153.jpg?867587A1BA9C9CA9BBA6B6AABE64626D817A8773BCA797 | https://pim-kvc.soneparsea.com:3443/PictureServer/default.aspx/helukabel-29153.pdf?867587A1BA9C9CA9BBA6B6AABE64626D817A8773C29B96 | H07V-K PVC-SINGLE CORE CABLE 2.5MM² YELLOW | These insulated wires are determined for the installation to the inside of apparatus as well as for the protective laying to the lightings, in dry rooms, in production facilities, switch and distributor boards, in tubes, under and surface mounting of plasters. | Conductor category | Class 5 = flexible
| 65 | Cables and Wires | Low Voltage Cables | Single Core | H07V-K PVC-SINGLE CORE CABLE 2.5MM² YELLOW | 2143978 | 29153 | HELUKABEL | 25.03 | https://pim-kvc.soneparsea.com:3443/PictureServer/default.aspx/helukabel-29153.jpg?867587A1BA9C9CA9BBA6B6AABE64626D817A8773BCA797 | https://pim-kvc.soneparsea.com:3443/PictureServer/default.aspx/helukabel-29153.pdf?867587A1BA9C9CA9BBA6B6AABE64626D817A8773C29B96 | H07V-K PVC-SINGLE CORE CABLE 2.5MM² YELLOW | These insulated wires are determined for the installation to the inside of apparatus as well as for the protective laying to the lightings, in dry rooms, in production facilities, switch and distributor boards, in tubes, under and surface mounting of plasters. | Material core insulation | Polyvinyl chloride (PVC)
| 65 | Cables and Wires | Low Voltage Cables | Single Core | H07V-K PVC-SINGLE CORE CABLE 2.5MM² YELLOW | 2143978 | 29153 | HELUKABEL | 25.03 | https://pim-kvc.soneparsea.com:3443/PictureServer/default.aspx/helukabel-29153.jpg?867587A1BA9C9CA9BBA6B6AABE64626D817A8773BCA797 | https://pim-kvc.soneparsea.com:3443/PictureServer/default.aspx/helukabel-29153.pdf?867587A1BA9C9CA9BBA6B6AABE64626D817A8773C29B96 | H07V-K PVC-SINGLE CORE CABLE 2.5MM² YELLOW | These insulated wires are determined for the installation to the inside of apparatus as well as for the protective laying to the lightings, in dry rooms, in production facilities, switch and distributor boards, in tubes, under and surface mounting of plasters. | Core colour | Yellow
| 65 | Cables and Wires | Low Voltage Cables | Single Core | H07V-K PVC-SINGLE CORE CABLE 2.5MM² YELLOW | 2143978 | 29153 | HELUKABEL | 25.03 | https://pim-kvc.soneparsea.com:3443/PictureServer/default.aspx/helukabel-29153.jpg?867587A1BA9C9CA9BBA6B6AABE64626D817A8773BCA797 | https://pim-kvc.soneparsea.com:3443/PictureServer/default.aspx/helukabel-29153.pdf?867587A1BA9C9CA9BBA6B6AABE64626D817A8773C29B96 | H07V-K PVC-SINGLE CORE CABLE 2.5MM² YELLOW | These insulated wires are determined for the installation to the inside of apparatus as well as for the protective laying to the lightings, in dry rooms, in production facilities, switch and distributor boards, in tubes, under and surface mounting of plasters. | Screen | no
| 65 | Cables and Wires | Low Voltage Cables | Single Core | H07V-K PVC-SINGLE CORE CABLE 2.5MM² YELLOW | 2143978 | 29153 | HELUKABEL | 25.03 | https://pim-kvc.soneparsea.com:3443/PictureServer/default.aspx/helukabel-29153.jpg?867587A1BA9C9CA9BBA6B6AABE64626D817A8773BCA797 | https://pim-kvc.soneparsea.com:3443/PictureServer/default.aspx/helukabel-29153.pdf?867587A1BA9C9CA9BBA6B6AABE64626D817A8773C29B96 | H07V-K PVC-SINGLE CORE CABLE 2.5MM² YELLOW | These insulated wires are determined for the installation to the inside of apparatus as well as for the protective laying to the lightings, in dry rooms, in production facilities, switch and distributor boards, in tubes, under and surface mounting of plasters. | Halogen free (according to EN 60754-1/2) | no
| 65 | Cables and Wires | Low Voltage Cables | Single Core | H07V-K PVC-SINGLE CORE CABLE 2.5MM² YELLOW | 2143978 | 29153 | HELUKABEL | 25.03 | https://pim-kvc.soneparsea.com:3443/PictureServer/default.aspx/helukabel-29153.jpg?867587A1BA9C9CA9BBA6B6AABE64626D817A8773BCA797 | https://pim-kvc.soneparsea.com:3443/PictureServer/default.aspx/helukabel-29153.pdf?867587A1BA9C9CA9BBA6B6AABE64626D817A8773C29B96 | H07V-K PVC-SINGLE CORE CABLE 2.5MM² YELLOW | These insulated wires are determined for the installation to the inside of apparatus as well as for the protective laying to the lightings, in dry rooms, in production facilities, switch and distributor boards, in tubes, under and surface mounting of plasters. | Outer diameter approx. | 4.1mm
| 65 | Cables and Wires | Low Voltage Cables | Single Core | H07V-K PVC-SINGLE CORE CABLE 2.5MM² YELLOW | 2143978 | 29153 | HELUKABEL | 25.03 | https://pim-kvc.soneparsea.com:3443/PictureServer/default.aspx/helukabel-29153.jpg?867587A1BA9C9CA9BBA6B6AABE64626D817A8773BCA797 | https://pim-kvc.soneparsea.com:3443/PictureServer/default.aspx/helukabel-29153.pdf?867587A1BA9C9CA9BBA6B6AABE64626D817A8773C29B96 | H07V-K PVC-SINGLE CORE CABLE 2.5MM² YELLOW | These insulated wires are determined for the installation to the inside of apparatus as well as for the protective laying to the lightings, in dry rooms, in production facilities, switch and distributor boards, in tubes, under and surface mounting of plasters. | Permitted cable outer temperature during assembling/handling | -5...70°C
| 65 | Cables and Wires | Low Voltage Cables | Single Core | H07V-K PVC-SINGLE CORE CABLE 2.5MM² YELLOW | 2143978 | 29153 | HELUKABEL | 25.03 | https://pim-kvc.soneparsea.com:3443/PictureServer/default.aspx/helukabel-29153.jpg?867587A1BA9C9CA9BBA6B6AABE64626D817A8773BCA797 | https://pim-kvc.soneparsea.com:3443/PictureServer/default.aspx/helukabel-29153.pdf?867587A1BA9C9CA9BBA6B6AABE64626D817A8773C29B96 | H07V-K PVC-SINGLE CORE CABLE 2.5MM² YELLOW | These insulated wires are determined for the installation to the inside of apparatus as well as for the protective laying to the lightings, in dry rooms, in production facilities, switch and distributor boards, in tubes, under and surface mounting of plasters. | Permitted cable outer temperature after assembling without vibration | -30...80°C
| 65 | Cables and Wires | Low Voltage Cables | Single Core | H07V-K PVC-SINGLE CORE CABLE 2.5MM² YELLOW | 2143978 | 29153 | HELUKABEL | 25.03 | https://pim-kvc.soneparsea.com:3443/PictureServer/default.aspx/helukabel-29153.jpg?867587A1BA9C9CA9BBA6B6AABE64626D817A8773BCA797 | https://pim-kvc.soneparsea.com:3443/PictureServer/default.aspx/helukabel-29153.pdf?867587A1BA9C9CA9BBA6B6AABE64626D817A8773C29B96 | H07V-K PVC-SINGLE CORE CABLE 2.5MM² YELLOW | These insulated wires are determined for the installation to the inside of apparatus as well as for the protective laying to the lightings, in dry rooms, in production facilities, switch and distributor boards, in tubes, under and surface mounting of plasters. | Nominal voltage U0 | 450V
| 65 | Cables and Wires | Low Voltage Cables | Single Core | H07V-K PVC-SINGLE CORE CABLE 2.5MM² YELLOW | 2143978 | 29153 | HELUKABEL | 25.03 | https://pim-kvc.soneparsea.com:3443/PictureServer/default.aspx/helukabel-29153.jpg?867587A1BA9C9CA9BBA6B6AABE64626D817A8773BCA797 | https://pim-kvc.soneparsea.com:3443/PictureServer/default.aspx/helukabel-29153.pdf?867587A1BA9C9CA9BBA6B6AABE64626D817A8773C29B96 | H07V-K PVC-SINGLE CORE CABLE 2.5MM² YELLOW | These insulated wires are determined for the installation to the inside of apparatus as well as for the protective laying to the lightings, in dry rooms, in production facilities, switch and distributor boards, in tubes, under and surface mounting of plasters. | Nominal voltage U | 750V
| 66 | Cables and Wires | Low Voltage Cables | Single Core | H07V-K PVC-SINGLE CORE CABLE 2.5MM² DARK BLUE | 2143980 | 29157 | HELUKABEL | 25.03 | https://pim-kvc.soneparsea.com:3443/PictureServer/default.aspx/helukabel-29157.jpg?867587A1BA9C9CA9BBA6B6AABE64626D817A8B73BCA797 | https://pim-kvc.soneparsea.com:3443/PictureServer/default.aspx/helukabel-29157.pdf?867587A1BA9C9CA9BBA6B6AABE64626D817A8B73C29B96 | H07V-K PVC-SINGLE CORE CABLE 2.5MM² DARK BLUE | These insulated wires are determined for the installation to the inside of apparatus as well as for the protective laying to the lightings, in dry rooms, in production facilities, switch and distributor boards, in tubes, under and surface mounting of plasters. | Nominal cross section conductor | 2.5mm²
| 66 | Cables and Wires | Low Voltage Cables | Single Core | H07V-K PVC-SINGLE CORE CABLE 2.5MM² DARK BLUE | 2143980 | 29157 | HELUKABEL | 25.03 | https://pim-kvc.soneparsea.com:3443/PictureServer/default.aspx/helukabel-29157.jpg?867587A1BA9C9CA9BBA6B6AABE64626D817A8B73BCA797 | https://pim-kvc.soneparsea.com:3443/PictureServer/default.aspx/helukabel-29157.pdf?867587A1BA9C9CA9BBA6B6AABE64626D817A8B73C29B96 | H07V-K PVC-SINGLE CORE CABLE 2.5MM² DARK BLUE | These insulated wires are determined for the installation to the inside of apparatus as well as for the protective laying to the lightings, in dry rooms, in production facilities, switch and distributor boards, in tubes, under and surface mounting of plasters. | Conductor category | Class 5 = flexible
| 66 | Cables and Wires | Low Voltage Cables | Single Core | H07V-K PVC-SINGLE CORE CABLE 2.5MM² DARK BLUE | 2143980 | 29157 | HELUKABEL | 25.03 | https://pim-kvc.soneparsea.com:3443/PictureServer/default.aspx/helukabel-29157.jpg?867587A1BA9C9CA9BBA6B6AABE64626D817A8B73BCA797 | https://pim-kvc.soneparsea.com:3443/PictureServer/default.aspx/helukabel-29157.pdf?867587A1BA9C9CA9BBA6B6AABE64626D817A8B73C29B96 | H07V-K PVC-SINGLE CORE CABLE 2.5MM² DARK BLUE | These insulated wires are determined for the installation to the inside of apparatus as well as for the protective laying to the lightings, in dry rooms, in production facilities, switch and distributor boards, in tubes, under and surface mounting of plasters. | Material core insulation | Polyvinyl chloride (PVC)
| 66 | Cables and Wires | Low Voltage Cables | Single Core | H07V-K PVC-SINGLE CORE CABLE 2.5MM² DARK BLUE | 2143980 | 29157 | HELUKABEL | 25.03 | https://pim-kvc.soneparsea.com:3443/PictureServer/default.aspx/helukabel-29157.jpg?867587A1BA9C9CA9BBA6B6AABE64626D817A8B73BCA797 | https://pim-kvc.soneparsea.com:3443/PictureServer/default.aspx/helukabel-29157.pdf?867587A1BA9C9CA9BBA6B6AABE64626D817A8B73C29B96 | H07V-K PVC-SINGLE CORE CABLE 2.5MM² DARK BLUE | These insulated wires are determined for the installation to the inside of apparatus as well as for the protective laying to the lightings, in dry rooms, in production facilities, switch and distributor boards, in tubes, under and surface mounting of plasters. | Screen | no
| 66 | Cables and Wires | Low Voltage Cables | Single Core | H07V-K PVC-SINGLE CORE CABLE 2.5MM² DARK BLUE | 2143980 | 29157 | HELUKABEL | 25.03 | https://pim-kvc.soneparsea.com:3443/PictureServer/default.aspx/helukabel-29157.jpg?867587A1BA9C9CA9BBA6B6AABE64626D817A8B73BCA797 | https://pim-kvc.soneparsea.com:3443/PictureServer/default.aspx/helukabel-29157.pdf?867587A1BA9C9CA9BBA6B6AABE64626D817A8B73C29B96 | H07V-K PVC-SINGLE CORE CABLE 2.5MM² DARK BLUE | These insulated wires are determined for the installation to the inside of apparatus as well as for the protective laying to the lightings, in dry rooms, in production facilities, switch and distributor boards, in tubes, under and surface mounting of plasters. | Halogen free (according to EN 60754-1/2) | no
| 66 | Cables and Wires | Low Voltage Cables | Single Core | H07V-K PVC-SINGLE CORE CABLE 2.5MM² DARK BLUE | 2143980 | 29157 | HELUKABEL | 25.03 | https://pim-kvc.soneparsea.com:3443/PictureServer/default.aspx/helukabel-29157.jpg?867587A1BA9C9CA9BBA6B6AABE64626D817A8B73BCA797 | https://pim-kvc.soneparsea.com:3443/PictureServer/default.aspx/helukabel-29157.pdf?867587A1BA9C9CA9BBA6B6AABE64626D817A8B73C29B96 | H07V-K PVC-SINGLE CORE CABLE 2.5MM² DARK BLUE | These insulated wires are determined for the installation to the inside of apparatus as well as for the protective laying to the lightings, in dry rooms, in production facilities, switch and distributor boards, in tubes, under and surface mounting of plasters. | Outer diameter approx. | 4.1mm
| 66 | Cables and Wires | Low Voltage Cables | Single Core | H07V-K PVC-SINGLE CORE CABLE 2.5MM² DARK BLUE | 2143980 | 29157 | HELUKABEL | 25.03 | https://pim-kvc.soneparsea.com:3443/PictureServer/default.aspx/helukabel-29157.jpg?867587A1BA9C9CA9BBA6B6AABE64626D817A8B73BCA797 | https://pim-kvc.soneparsea.com:3443/PictureServer/default.aspx/helukabel-29157.pdf?867587A1BA9C9CA9BBA6B6AABE64626D817A8B73C29B96 | H07V-K PVC-SINGLE CORE CABLE 2.5MM² DARK BLUE | These insulated wires are determined for the installation to the inside of apparatus as well as for the protective laying to the lightings, in dry rooms, in production facilities, switch and distributor boards, in tubes, under and surface mounting of plasters. | Permitted cable outer temperature during assembling/handling | -5...70°C
| 66 | Cables and Wires | Low Voltage Cables | Single Core | H07V-K PVC-SINGLE CORE CABLE 2.5MM² DARK BLUE | 2143980 | 29157 | HELUKABEL | 25.03 | https://pim-kvc.soneparsea.com:3443/PictureServer/default.aspx/helukabel-29157.jpg?867587A1BA9C9CA9BBA6B6AABE64626D817A8B73BCA797 | https://pim-kvc.soneparsea.com:3443/PictureServer/default.aspx/helukabel-29157.pdf?867587A1BA9C9CA9BBA6B6AABE64626D817A8B73C29B96 | H07V-K PVC-SINGLE CORE CABLE 2.5MM² DARK BLUE | These insulated wires are determined for the installation to the inside of apparatus as well as for the protective laying to the lightings, in dry rooms, in production facilities, switch and distributor boards, in tubes, under and surface mounting of plasters. | Permitted cable outer temperature after assembling without vibration | -30...80°C
| 66 | Cables and Wires | Low Voltage Cables | Single Core | H07V-K PVC-SINGLE CORE CABLE 2.5MM² DARK BLUE | 2143980 | 29157 | HELUKABEL | 25.03 | https://pim-kvc.soneparsea.com:3443/PictureServer/default.aspx/helukabel-29157.jpg?867587A1BA9C9CA9BBA6B6AABE64626D817A8B73BCA797 | https://pim-kvc.soneparsea.com:3443/PictureServer/default.aspx/helukabel-29157.pdf?867587A1BA9C9CA9BBA6B6AABE64626D817A8B73C29B96 | H07V-K PVC-SINGLE CORE CABLE 2.5MM² DARK BLUE | These insulated wires are determined for the installation to the inside of apparatus as well as for the protective laying to the lightings, in dry rooms, in production facilities, switch and distributor boards, in tubes, under and surface mounting of plasters. | Nominal voltage U0 | 450V
| 66 | Cables and Wires | Low Voltage Cables | Single Core | H07V-K PVC-SINGLE CORE CABLE 2.5MM² DARK BLUE | 2143980 | 29157 | HELUKABEL | 25.03 | https://pim-kvc.soneparsea.com:3443/PictureServer/default.aspx/helukabel-29157.jpg?867587A1BA9C9CA9BBA6B6AABE64626D817A8B73BCA797 | https://pim-kvc.soneparsea.com:3443/PictureServer/default.aspx/helukabel-29157.pdf?867587A1BA9C9CA9BBA6B6AABE64626D817A8B73C29B96 | H07V-K PVC-SINGLE CORE CABLE 2.5MM² DARK BLUE | These insulated wires are determined for the installation to the inside of apparatus as well as for the protective laying to the lightings, in dry rooms, in production facilities, switch and distributor boards, in tubes, under and surface mounting of plasters. | Nominal voltage U | 750V
| 67 | Cables and Wires | Low Voltage Cables | Single Core | H07V-K PVC-SINGLE CORE CABLE 4.0MM² BLACK | 2143981 | 29161 | HELUKABEL | 38.67 | https://pim-kvc.soneparsea.com:3443/PictureServer/default.aspx/helukabel-29161.jpg?867587A1BA9C9CA9BBA6B6AABE64626D817B8573BCA797 | https://pim-kvc.soneparsea.com:3443/PictureServer/default.aspx/helukabel-29161.pdf?867587A1BA9C9CA9BBA6B6AABE64626D817B8573C29B96 | H07V-K PVC-SINGLE CORE CABLE 4.0MM² BLACK | These insulated wires are determined for the installation to the inside of apparatus as well as for the protective laying to the lightings, in dry rooms, in production facilities, switch and distributor boards, in tubes, under and surface mounting of plasters. | Nominal cross section conductor | 4mm²
| 67 | Cables and Wires | Low Voltage Cables | Single Core | H07V-K PVC-SINGLE CORE CABLE 4.0MM² BLACK | 2143981 | 29161 | HELUKABEL | 38.67 | https://pim-kvc.soneparsea.com:3443/PictureServer/default.aspx/helukabel-29161.jpg?867587A1BA9C9CA9BBA6B6AABE64626D817B8573BCA797 | https://pim-kvc.soneparsea.com:3443/PictureServer/default.aspx/helukabel-29161.pdf?867587A1BA9C9CA9BBA6B6AABE64626D817B8573C29B96 | H07V-K PVC-SINGLE CORE CABLE 4.0MM² BLACK | These insulated wires are determined for the installation to the inside of apparatus as well as for the protective laying to the lightings, in dry rooms, in production facilities, switch and distributor boards, in tubes, under and surface mounting of plasters. | Conductor category | Class 5 = flexible
| 67 | Cables and Wires | Low Voltage Cables | Single Core | H07V-K PVC-SINGLE CORE CABLE 4.0MM² BLACK | 2143981 | 29161 | HELUKABEL | 38.67 | https://pim-kvc.soneparsea.com:3443/PictureServer/default.aspx/helukabel-29161.jpg?867587A1BA9C9CA9BBA6B6AABE64626D817B8573BCA797 | https://pim-kvc.soneparsea.com:3443/PictureServer/default.aspx/helukabel-29161.pdf?867587A1BA9C9CA9BBA6B6AABE64626D817B8573C29B96 | H07V-K PVC-SINGLE CORE CABLE 4.0MM² BLACK | These insulated wires are determined for the installation to the inside of apparatus as well as for the protective laying to the lightings, in dry rooms, in production facilities, switch and distributor boards, in tubes, under and surface mounting of plasters. | Material core insulation | Polyvinyl chloride (PVC)
| 67 | Cables and Wires | Low Voltage Cables | Single Core | H07V-K PVC-SINGLE CORE CABLE 4.0MM² BLACK | 2143981 | 29161 | HELUKABEL | 38.67 | https://pim-kvc.soneparsea.com:3443/PictureServer/default.aspx/helukabel-29161.jpg?867587A1BA9C9CA9BBA6B6AABE64626D817B8573BCA797 | https://pim-kvc.soneparsea.com:3443/PictureServer/default.aspx/helukabel-29161.pdf?867587A1BA9C9CA9BBA6B6AABE64626D817B8573C29B96 | H07V-K PVC-SINGLE CORE CABLE 4.0MM² BLACK | These insulated wires are determined for the installation to the inside of apparatus as well as for the protective laying to the lightings, in dry rooms, in production facilities, switch and distributor boards, in tubes, under and surface mounting of plasters. | Core colour | Black
| 67 | Cables and Wires | Low Voltage Cables | Single Core | H07V-K PVC-SINGLE CORE CABLE 4.0MM² BLACK | 2143981 | 29161 | HELUKABEL | 38.67 | https://pim-kvc.soneparsea.com:3443/PictureServer/default.aspx/helukabel-29161.jpg?867587A1BA9C9CA9BBA6B6AABE64626D817B8573BCA797 | https://pim-kvc.soneparsea.com:3443/PictureServer/default.aspx/helukabel-29161.pdf?867587A1BA9C9CA9BBA6B6AABE64626D817B8573C29B96 | H07V-K PVC-SINGLE CORE CABLE 4.0MM² BLACK | These insulated wires are determined for the installation to the inside of apparatus as well as for the protective laying to the lightings, in dry rooms, in production facilities, switch and distributor boards, in tubes, under and surface mounting of plasters. | Screen | no
| 67 | Cables and Wires | Low Voltage Cables | Single Core | H07V-K PVC-SINGLE CORE CABLE 4.0MM² BLACK | 2143981 | 29161 | HELUKABEL | 38.67 | https://pim-kvc.soneparsea.com:3443/PictureServer/default.aspx/helukabel-29161.jpg?867587A1BA9C9CA9BBA6B6AABE64626D817B8573BCA797 | https://pim-kvc.soneparsea.com:3443/PictureServer/default.aspx/helukabel-29161.pdf?867587A1BA9C9CA9BBA6B6AABE64626D817B8573C29B96 | H07V-K PVC-SINGLE CORE CABLE 4.0MM² BLACK | These insulated wires are determined for the installation to the inside of apparatus as well as for the protective laying to the lightings, in dry rooms, in production facilities, switch and distributor boards, in tubes, under and surface mounting of plasters. | Halogen free (according to EN 60754-1/2) | no
| 67 | Cables and Wires | Low Voltage Cables | Single Core | H07V-K PVC-SINGLE CORE CABLE 4.0MM² BLACK | 2143981 | 29161 | HELUKABEL | 38.67 | https://pim-kvc.soneparsea.com:3443/PictureServer/default.aspx/helukabel-29161.jpg?867587A1BA9C9CA9BBA6B6AABE64626D817B8573BCA797 | https://pim-kvc.soneparsea.com:3443/PictureServer/default.aspx/helukabel-29161.pdf?867587A1BA9C9CA9BBA6B6AABE64626D817B8573C29B96 | H07V-K PVC-SINGLE CORE CABLE 4.0MM² BLACK | These insulated wires are determined for the installation to the inside of apparatus as well as for the protective laying to the lightings, in dry rooms, in production facilities, switch and distributor boards, in tubes, under and surface mounting of plasters. | Outer diameter approx. | 4.8mm
| 67 | Cables and Wires | Low Voltage Cables | Single Core | H07V-K PVC-SINGLE CORE CABLE 4.0MM² BLACK | 2143981 | 29161 | HELUKABEL | 38.67 | https://pim-kvc.soneparsea.com:3443/PictureServer/default.aspx/helukabel-29161.jpg?867587A1BA9C9CA9BBA6B6AABE64626D817B8573BCA797 | https://pim-kvc.soneparsea.com:3443/PictureServer/default.aspx/helukabel-29161.pdf?867587A1BA9C9CA9BBA6B6AABE64626D817B8573C29B96 | H07V-K PVC-SINGLE CORE CABLE 4.0MM² BLACK | These insulated wires are determined for the installation to the inside of apparatus as well as for the protective laying to the lightings, in dry rooms, in production facilities, switch and distributor boards, in tubes, under and surface mounting of plasters. | Permitted cable outer temperature during assembling/handling | -5...70°C
| 67 | Cables and Wires | Low Voltage Cables | Single Core | H07V-K PVC-SINGLE CORE CABLE 4.0MM² BLACK | 2143981 | 29161 | HELUKABEL | 38.67 | https://pim-kvc.soneparsea.com:3443/PictureServer/default.aspx/helukabel-29161.jpg?867587A1BA9C9CA9BBA6B6AABE64626D817B8573BCA797 | https://pim-kvc.soneparsea.com:3443/PictureServer/default.aspx/helukabel-29161.pdf?867587A1BA9C9CA9BBA6B6AABE64626D817B8573C29B96 | H07V-K PVC-SINGLE CORE CABLE 4.0MM² BLACK | These insulated wires are determined for the installation to the inside of apparatus as well as for the protective laying to the lightings, in dry rooms, in production facilities, switch and distributor boards, in tubes, under and surface mounting of plasters. | Permitted cable outer temperature after assembling without vibration | -30...80°C
| 67 | Cables and Wires | Low Voltage Cables | Single Core | H07V-K PVC-SINGLE CORE CABLE 4.0MM² BLACK | 2143981 | 29161 | HELUKABEL | 38.67 | https://pim-kvc.soneparsea.com:3443/PictureServer/default.aspx/helukabel-29161.jpg?867587A1BA9C9CA9BBA6B6AABE64626D817B8573BCA797 | https://pim-kvc.soneparsea.com:3443/PictureServer/default.aspx/helukabel-29161.pdf?867587A1BA9C9CA9BBA6B6AABE64626D817B8573C29B96 | H07V-K PVC-SINGLE CORE CABLE 4.0MM² BLACK | These insulated wires are determined for the installation to the inside of apparatus as well as for the protective laying to the lightings, in dry rooms, in production facilities, switch and distributor boards, in tubes, under and surface mounting of plasters. | Nominal voltage U0 | 450V
| 67 | Cables and Wires | Low Voltage Cables | Single Core | H07V-K PVC-SINGLE CORE CABLE 4.0MM² BLACK | 2143981 | 29161 | HELUKABEL | 38.67 | https://pim-kvc.soneparsea.com:3443/PictureServer/default.aspx/helukabel-29161.jpg?867587A1BA9C9CA9BBA6B6AABE64626D817B8573BCA797 | https://pim-kvc.soneparsea.com:3443/PictureServer/default.aspx/helukabel-29161.pdf?867587A1BA9C9CA9BBA6B6AABE64626D817B8573C29B96 | H07V-K PVC-SINGLE CORE CABLE 4.0MM² BLACK | These insulated wires are determined for the installation to the inside of apparatus as well as for the protective laying to the lightings, in dry rooms, in production facilities, switch and distributor boards, in tubes, under and surface mounting of plasters. | Nominal voltage U | 750V
| 68 | Cables and Wires | Low Voltage Cables | Single Core | H07V-K PVC-SINGLE CORE CABLE 4.0MM² GREEN & YELLOW | 2143982 | 29162 | HELUKABEL | 38.67 | https://pim-kvc.soneparsea.com:3443/PictureServer/default.aspx/helukabel-29162.jpg?867587A1BA9C9CA9BBA6B6AABE64626D817B8673BCA797 | https://pim-kvc.soneparsea.com:3443/PictureServer/default.aspx/helukabel-29162.pdf?867587A1BA9C9CA9BBA6B6AABE64626D817B8673C29B96 | H07V-K PVC-SINGLE CORE CABLE 4.0MM² GREEN & YELLOW | These insulated wires are determined for the installation to the inside of apparatus as well as for the protective laying to the lightings, in dry rooms, in production facilities, switch and distributor boards, in tubes, under and surface mounting of plasters. | Nominal cross section conductor | 4mm²
| 68 | Cables and Wires | Low Voltage Cables | Single Core | H07V-K PVC-SINGLE CORE CABLE 4.0MM² GREEN & YELLOW | 2143982 | 29162 | HELUKABEL | 38.67 | https://pim-kvc.soneparsea.com:3443/PictureServer/default.aspx/helukabel-29162.jpg?867587A1BA9C9CA9BBA6B6AABE64626D817B8673BCA797 | https://pim-kvc.soneparsea.com:3443/PictureServer/default.aspx/helukabel-29162.pdf?867587A1BA9C9CA9BBA6B6AABE64626D817B8673C29B96 | H07V-K PVC-SINGLE CORE CABLE 4.0MM² GREEN & YELLOW | These insulated wires are determined for the installation to the inside of apparatus as well as for the protective laying to the lightings, in dry rooms, in production facilities, switch and distributor boards, in tubes, under and surface mounting of plasters. | Conductor category | Class 5 = flexible
| 68 | Cables and Wires | Low Voltage Cables | Single Core | H07V-K PVC-SINGLE CORE CABLE 4.0MM² GREEN & YELLOW | 2143982 | 29162 | HELUKABEL | 38.67 | https://pim-kvc.soneparsea.com:3443/PictureServer/default.aspx/helukabel-29162.jpg?867587A1BA9C9CA9BBA6B6AABE64626D817B8673BCA797 | https://pim-kvc.soneparsea.com:3443/PictureServer/default.aspx/helukabel-29162.pdf?867587A1BA9C9CA9BBA6B6AABE64626D817B8673C29B96 | H07V-K PVC-SINGLE CORE CABLE 4.0MM² GREEN & YELLOW | These insulated wires are determined for the installation to the inside of apparatus as well as for the protective laying to the lightings, in dry rooms, in production facilities, switch and distributor boards, in tubes, under and surface mounting of plasters. | Number of cores | 1
| 68 | Cables and Wires | Low Voltage Cables | Single Core | H07V-K PVC-SINGLE CORE CABLE 4.0MM² GREEN & YELLOW | 2143982 | 29162 | HELUKABEL | 38.67 | https://pim-kvc.soneparsea.com:3443/PictureServer/default.aspx/helukabel-29162.jpg?867587A1BA9C9CA9BBA6B6AABE64626D817B8673BCA797 | https://pim-kvc.soneparsea.com:3443/PictureServer/default.aspx/helukabel-29162.pdf?867587A1BA9C9CA9BBA6B6AABE64626D817B8673C29B96 | H07V-K PVC-SINGLE CORE CABLE 4.0MM² GREEN & YELLOW | These insulated wires are determined for the installation to the inside of apparatus as well as for the protective laying to the lightings, in dry rooms, in production facilities, switch and distributor boards, in tubes, under and surface mounting of plasters. | Material core insulation | Polyvinyl chloride (PVC)
| 68 | Cables and Wires | Low Voltage Cables | Single Core | H07V-K PVC-SINGLE CORE CABLE 4.0MM² GREEN & YELLOW | 2143982 | 29162 | HELUKABEL | 38.67 | https://pim-kvc.soneparsea.com:3443/PictureServer/default.aspx/helukabel-29162.jpg?867587A1BA9C9CA9BBA6B6AABE64626D817B8673BCA797 | https://pim-kvc.soneparsea.com:3443/PictureServer/default.aspx/helukabel-29162.pdf?867587A1BA9C9CA9BBA6B6AABE64626D817B8673C29B96 | H07V-K PVC-SINGLE CORE CABLE 4.0MM² GREEN & YELLOW | These insulated wires are determined for the installation to the inside of apparatus as well as for the protective laying to the lightings, in dry rooms, in production facilities, switch and distributor boards, in tubes, under and surface mounting of plasters. | Core colour | Green/yellow
| 68 | Cables and Wires | Low Voltage Cables | Single Core | H07V-K PVC-SINGLE CORE CABLE 4.0MM² GREEN & YELLOW | 2143982 | 29162 | HELUKABEL | 38.67 | https://pim-kvc.soneparsea.com:3443/PictureServer/default.aspx/helukabel-29162.jpg?867587A1BA9C9CA9BBA6B6AABE64626D817B8673BCA797 | https://pim-kvc.soneparsea.com:3443/PictureServer/default.aspx/helukabel-29162.pdf?867587A1BA9C9CA9BBA6B6AABE64626D817B8673C29B96 | H07V-K PVC-SINGLE CORE CABLE 4.0MM² GREEN & YELLOW | These insulated wires are determined for the installation to the inside of apparatus as well as for the protective laying to the lightings, in dry rooms, in production facilities, switch and distributor boards, in tubes, under and surface mounting of plasters. | Screen | no
| 68 | Cables and Wires | Low Voltage Cables | Single Core | H07V-K PVC-SINGLE CORE CABLE 4.0MM² GREEN & YELLOW | 2143982 | 29162 | HELUKABEL | 38.67 | https://pim-kvc.soneparsea.com:3443/PictureServer/default.aspx/helukabel-29162.jpg?867587A1BA9C9CA9BBA6B6AABE64626D817B8673BCA797 | https://pim-kvc.soneparsea.com:3443/PictureServer/default.aspx/helukabel-29162.pdf?867587A1BA9C9CA9BBA6B6AABE64626D817B8673C29B96 | H07V-K PVC-SINGLE CORE CABLE 4.0MM² GREEN & YELLOW | These insulated wires are determined for the installation to the inside of apparatus as well as for the protective laying to the lightings, in dry rooms, in production facilities, switch and distributor boards, in tubes, under and surface mounting of plasters. | Halogen free (according to EN 60754-1/2) | no
| 68 | Cables and Wires | Low Voltage Cables | Single Core | H07V-K PVC-SINGLE CORE CABLE 4.0MM² GREEN & YELLOW | 2143982 | 29162 | HELUKABEL | 38.67 | https://pim-kvc.soneparsea.com:3443/PictureServer/default.aspx/helukabel-29162.jpg?867587A1BA9C9CA9BBA6B6AABE64626D817B8673BCA797 | https://pim-kvc.soneparsea.com:3443/PictureServer/default.aspx/helukabel-29162.pdf?867587A1BA9C9CA9BBA6B6AABE64626D817B8673C29B96 | H07V-K PVC-SINGLE CORE CABLE 4.0MM² GREEN & YELLOW | These insulated wires are determined for the installation to the inside of apparatus as well as for the protective laying to the lightings, in dry rooms, in production facilities, switch and distributor boards, in tubes, under and surface mounting of plasters. | Outer diameter approx. | 4.8mm
| 68 | Cables and Wires | Low Voltage Cables | Single Core | H07V-K PVC-SINGLE CORE CABLE 4.0MM² GREEN & YELLOW | 2143982 | 29162 | HELUKABEL | 38.67 | https://pim-kvc.soneparsea.com:3443/PictureServer/default.aspx/helukabel-29162.jpg?867587A1BA9C9CA9BBA6B6AABE64626D817B8673BCA797 | https://pim-kvc.soneparsea.com:3443/PictureServer/default.aspx/helukabel-29162.pdf?867587A1BA9C9CA9BBA6B6AABE64626D817B8673C29B96 | H07V-K PVC-SINGLE CORE CABLE 4.0MM² GREEN & YELLOW | These insulated wires are determined for the installation to the inside of apparatus as well as for the protective laying to the lightings, in dry rooms, in production facilities, switch and distributor boards, in tubes, under and surface mounting of plasters. | Permitted cable outer temperature during assembling/handling | -5...70°C
| 68 | Cables and Wires | Low Voltage Cables | Single Core | H07V-K PVC-SINGLE CORE CABLE 4.0MM² GREEN & YELLOW | 2143982 | 29162 | HELUKABEL | 38.67 | https://pim-kvc.soneparsea.com:3443/PictureServer/default.aspx/helukabel-29162.jpg?867587A1BA9C9CA9BBA6B6AABE64626D817B8673BCA797 | https://pim-kvc.soneparsea.com:3443/PictureServer/default.aspx/helukabel-29162.pdf?867587A1BA9C9CA9BBA6B6AABE64626D817B8673C29B96 | H07V-K PVC-SINGLE CORE CABLE 4.0MM² GREEN & YELLOW | These insulated wires are determined for the installation to the inside of apparatus as well as for the protective laying to the lightings, in dry rooms, in production facilities, switch and distributor boards, in tubes, under and surface mounting of plasters. | Permitted cable outer temperature after assembling without vibration | -30...80°C
| 68 | Cables and Wires | Low Voltage Cables | Single Core | H07V-K PVC-SINGLE CORE CABLE 4.0MM² GREEN & YELLOW | 2143982 | 29162 | HELUKABEL | 38.67 | https://pim-kvc.soneparsea.com:3443/PictureServer/default.aspx/helukabel-29162.jpg?867587A1BA9C9CA9BBA6B6AABE64626D817B8673BCA797 | https://pim-kvc.soneparsea.com:3443/PictureServer/default.aspx/helukabel-29162.pdf?867587A1BA9C9CA9BBA6B6AABE64626D817B8673C29B96 | H07V-K PVC-SINGLE CORE CABLE 4.0MM² GREEN & YELLOW | These insulated wires are determined for the installation to the inside of apparatus as well as for the protective laying to the lightings, in dry rooms, in production facilities, switch and distributor boards, in tubes, under and surface mounting of plasters. | Nominal voltage U0 | 450V
| 68 | Cables and Wires | Low Voltage Cables | Single Core | H07V-K PVC-SINGLE CORE CABLE 4.0MM² GREEN & YELLOW | 2143982 | 29162 | HELUKABEL | 38.67 | https://pim-kvc.soneparsea.com:3443/PictureServer/default.aspx/helukabel-29162.jpg?867587A1BA9C9CA9BBA6B6AABE64626D817B8673BCA797 | https://pim-kvc.soneparsea.com:3443/PictureServer/default.aspx/helukabel-29162.pdf?867587A1BA9C9CA9BBA6B6AABE64626D817B8673C29B96 | H07V-K PVC-SINGLE CORE CABLE 4.0MM² GREEN & YELLOW | These insulated wires are determined for the installation to the inside of apparatus as well as for the protective laying to the lightings, in dry rooms, in production facilities, switch and distributor boards, in tubes, under and surface mounting of plasters. | Nominal voltage U | 750V
| 69 | Cables and Wires | Low Voltage Cables | Single Core | H07V-K PVC-SINGLE CORE CABLE 4.0MM² BLUE | 2143983 | 29163 | HELUKABEL | 38.67 | https://pim-kvc.soneparsea.com:3443/PictureServer/default.aspx/helukabel-29163_Image1.jpg?988AA09A9D7872799CA1BCAABEAC9B95B2AAC0728470616A83A49DB2B39E95657EAFC4AC | https://pim-kvc.soneparsea.com:3443/PictureServer/default.aspx/helukabel-29163.pdf?867587A1BA9C9CA9BBA6B6AABE64626D817B8773C29B96 | H07V-K PVC-SINGLE CORE CABLE 4.0MM² BLUE | These insulated wires are determined for the installation to the inside of apparatus as well as for the protective laying to the lightings, in dry rooms, in production facilities, switch and distributor boards, in tubes, under and surface mounting of plasters. | Nominal cross section conductor | 4mm²
| 69 | Cables and Wires | Low Voltage Cables | Single Core | H07V-K PVC-SINGLE CORE CABLE 4.0MM² BLUE | 2143983 | 29163 | HELUKABEL | 38.67 | https://pim-kvc.soneparsea.com:3443/PictureServer/default.aspx/helukabel-29163_Image1.jpg?988AA09A9D7872799CA1BCAABEAC9B95B2AAC0728470616A83A49DB2B39E95657EAFC4AC | https://pim-kvc.soneparsea.com:3443/PictureServer/default.aspx/helukabel-29163.pdf?867587A1BA9C9CA9BBA6B6AABE64626D817B8773C29B96 | H07V-K PVC-SINGLE CORE CABLE 4.0MM² BLUE | These insulated wires are determined for the installation to the inside of apparatus as well as for the protective laying to the lightings, in dry rooms, in production facilities, switch and distributor boards, in tubes, under and surface mounting of plasters. | Conductor category | Class 5 = flexible
| 69 | Cables and Wires | Low Voltage Cables | Single Core | H07V-K PVC-SINGLE CORE CABLE 4.0MM² BLUE | 2143983 | 29163 | HELUKABEL | 38.67 | https://pim-kvc.soneparsea.com:3443/PictureServer/default.aspx/helukabel-29163_Image1.jpg?988AA09A9D7872799CA1BCAABEAC9B95B2AAC0728470616A83A49DB2B39E95657EAFC4AC | https://pim-kvc.soneparsea.com:3443/PictureServer/default.aspx/helukabel-29163.pdf?867587A1BA9C9CA9BBA6B6AABE64626D817B8773C29B96 | H07V-K PVC-SINGLE CORE CABLE 4.0MM² BLUE | These insulated wires are determined for the installation to the inside of apparatus as well as for the protective laying to the lightings, in dry rooms, in production facilities, switch and distributor boards, in tubes, under and surface mounting of plasters. | Number of cores | 1
| 69 | Cables and Wires | Low Voltage Cables | Single Core | H07V-K PVC-SINGLE CORE CABLE 4.0MM² BLUE | 2143983 | 29163 | HELUKABEL | 38.67 | https://pim-kvc.soneparsea.com:3443/PictureServer/default.aspx/helukabel-29163_Image1.jpg?988AA09A9D7872799CA1BCAABEAC9B95B2AAC0728470616A83A49DB2B39E95657EAFC4AC | https://pim-kvc.soneparsea.com:3443/PictureServer/default.aspx/helukabel-29163.pdf?867587A1BA9C9CA9BBA6B6AABE64626D817B8773C29B96 | H07V-K PVC-SINGLE CORE CABLE 4.0MM² BLUE | These insulated wires are determined for the installation to the inside of apparatus as well as for the protective laying to the lightings, in dry rooms, in production facilities, switch and distributor boards, in tubes, under and surface mounting of plasters. | Material core insulation | Polyvinyl chloride (PVC)
| 69 | Cables and Wires | Low Voltage Cables | Single Core | H07V-K PVC-SINGLE CORE CABLE 4.0MM² BLUE | 2143983 | 29163 | HELUKABEL | 38.67 | https://pim-kvc.soneparsea.com:3443/PictureServer/default.aspx/helukabel-29163_Image1.jpg?988AA09A9D7872799CA1BCAABEAC9B95B2AAC0728470616A83A49DB2B39E95657EAFC4AC | https://pim-kvc.soneparsea.com:3443/PictureServer/default.aspx/helukabel-29163.pdf?867587A1BA9C9CA9BBA6B6AABE64626D817B8773C29B96 | H07V-K PVC-SINGLE CORE CABLE 4.0MM² BLUE | These insulated wires are determined for the installation to the inside of apparatus as well as for the protective laying to the lightings, in dry rooms, in production facilities, switch and distributor boards, in tubes, under and surface mounting of plasters. | Core colour | Blue
| 69 | Cables and Wires | Low Voltage Cables | Single Core | H07V-K PVC-SINGLE CORE CABLE 4.0MM² BLUE | 2143983 | 29163 | HELUKABEL | 38.67 | https://pim-kvc.soneparsea.com:3443/PictureServer/default.aspx/helukabel-29163_Image1.jpg?988AA09A9D7872799CA1BCAABEAC9B95B2AAC0728470616A83A49DB2B39E95657EAFC4AC | https://pim-kvc.soneparsea.com:3443/PictureServer/default.aspx/helukabel-29163.pdf?867587A1BA9C9CA9BBA6B6AABE64626D817B8773C29B96 | H07V-K PVC-SINGLE CORE CABLE 4.0MM² BLUE | These insulated wires are determined for the installation to the inside of apparatus as well as for the protective laying to the lightings, in dry rooms, in production facilities, switch and distributor boards, in tubes, under and surface mounting of plasters. | Screen | no
| 69 | Cables and Wires | Low Voltage Cables | Single Core | H07V-K PVC-SINGLE CORE CABLE 4.0MM² BLUE | 2143983 | 29163 | HELUKABEL | 38.67 | https://pim-kvc.soneparsea.com:3443/PictureServer/default.aspx/helukabel-29163_Image1.jpg?988AA09A9D7872799CA1BCAABEAC9B95B2AAC0728470616A83A49DB2B39E95657EAFC4AC | https://pim-kvc.soneparsea.com:3443/PictureServer/default.aspx/helukabel-29163.pdf?867587A1BA9C9CA9BBA6B6AABE64626D817B8773C29B96 | H07V-K PVC-SINGLE CORE CABLE 4.0MM² BLUE | These insulated wires are determined for the installation to the inside of apparatus as well as for the protective laying to the lightings, in dry rooms, in production facilities, switch and distributor boards, in tubes, under and surface mounting of plasters. | Halogen free (according to EN 60754-1/2) | no
| 69 | Cables and Wires | Low Voltage Cables | Single Core | H07V-K PVC-SINGLE CORE CABLE 4.0MM² BLUE | 2143983 | 29163 | HELUKABEL | 38.67 | https://pim-kvc.soneparsea.com:3443/PictureServer/default.aspx/helukabel-29163_Image1.jpg?988AA09A9D7872799CA1BCAABEAC9B95B2AAC0728470616A83A49DB2B39E95657EAFC4AC | https://pim-kvc.soneparsea.com:3443/PictureServer/default.aspx/helukabel-29163.pdf?867587A1BA9C9CA9BBA6B6AABE64626D817B8773C29B96 | H07V-K PVC-SINGLE CORE CABLE 4.0MM² BLUE | These insulated wires are determined for the installation to the inside of apparatus as well as for the protective laying to the lightings, in dry rooms, in production facilities, switch and distributor boards, in tubes, under and surface mounting of plasters. | Outer diameter approx. | 4.8mm
| 69 | Cables and Wires | Low Voltage Cables | Single Core | H07V-K PVC-SINGLE CORE CABLE 4.0MM² BLUE | 2143983 | 29163 | HELUKABEL | 38.67 | https://pim-kvc.soneparsea.com:3443/PictureServer/default.aspx/helukabel-29163_Image1.jpg?988AA09A9D7872799CA1BCAABEAC9B95B2AAC0728470616A83A49DB2B39E95657EAFC4AC | https://pim-kvc.soneparsea.com:3443/PictureServer/default.aspx/helukabel-29163.pdf?867587A1BA9C9CA9BBA6B6AABE64626D817B8773C29B96 | H07V-K PVC-SINGLE CORE CABLE 4.0MM² BLUE | These insulated wires are determined for the installation to the inside of apparatus as well as for the protective laying to the lightings, in dry rooms, in production facilities, switch and distributor boards, in tubes, under and surface mounting of plasters. | Permitted cable outer temperature during assembling/handling | -5...70°C
| 69 | Cables and Wires | Low Voltage Cables | Single Core | H07V-K PVC-SINGLE CORE CABLE 4.0MM² BLUE | 2143983 | 29163 | HELUKABEL | 38.67 | https://pim-kvc.soneparsea.com:3443/PictureServer/default.aspx/helukabel-29163_Image1.jpg?988AA09A9D7872799CA1BCAABEAC9B95B2AAC0728470616A83A49DB2B39E95657EAFC4AC | https://pim-kvc.soneparsea.com:3443/PictureServer/default.aspx/helukabel-29163.pdf?867587A1BA9C9CA9BBA6B6AABE64626D817B8773C29B96 | H07V-K PVC-SINGLE CORE CABLE 4.0MM² BLUE | These insulated wires are determined for the installation to the inside of apparatus as well as for the protective laying to the lightings, in dry rooms, in production facilities, switch and distributor boards, in tubes, under and surface mounting of plasters. | Permitted cable outer temperature after assembling without vibration | -30...80°C
| 69 | Cables and Wires | Low Voltage Cables | Single Core | H07V-K PVC-SINGLE CORE CABLE 4.0MM² BLUE | 2143983 | 29163 | HELUKABEL | 38.67 | https://pim-kvc.soneparsea.com:3443/PictureServer/default.aspx/helukabel-29163_Image1.jpg?988AA09A9D7872799CA1BCAABEAC9B95B2AAC0728470616A83A49DB2B39E95657EAFC4AC | https://pim-kvc.soneparsea.com:3443/PictureServer/default.aspx/helukabel-29163.pdf?867587A1BA9C9CA9BBA6B6AABE64626D817B8773C29B96 | H07V-K PVC-SINGLE CORE CABLE 4.0MM² BLUE | These insulated wires are determined for the installation to the inside of apparatus as well as for the protective laying to the lightings, in dry rooms, in production facilities, switch and distributor boards, in tubes, under and surface mounting of plasters. | Nominal voltage U0 | 450V
| 69 | Cables and Wires | Low Voltage Cables | Single Core | H07V-K PVC-SINGLE CORE CABLE 4.0MM² BLUE | 2143983 | 29163 | HELUKABEL | 38.67 | https://pim-kvc.soneparsea.com:3443/PictureServer/default.aspx/helukabel-29163_Image1.jpg?988AA09A9D7872799CA1BCAABEAC9B95B2AAC0728470616A83A49DB2B39E95657EAFC4AC | https://pim-kvc.soneparsea.com:3443/PictureServer/default.aspx/helukabel-29163.pdf?867587A1BA9C9CA9BBA6B6AABE64626D817B8773C29B96 | H07V-K PVC-SINGLE CORE CABLE 4.0MM² BLUE | These insulated wires are determined for the installation to the inside of apparatus as well as for the protective laying to the lightings, in dry rooms, in production facilities, switch and distributor boards, in tubes, under and surface mounting of plasters. | Nominal voltage U | 750V
| 70 | Cables and Wires | Low Voltage Cables | Single Core | H07V-K PVC-SINGLE CORE CABLE 6.0MM² BLACK | 2143985 | 29177 | HELUKABEL | 57.33 | https://pim-kvc.soneparsea.com:3443/PictureServer/default.aspx/helukabel-29177_Image1.jpg?988AA09A9D7872799CA1BCAABEAC9B95B2AAC0728470616B87A49DB2B39E95657EAFC4AC | https://pim-kvc.soneparsea.com:3443/PictureServer/default.aspx/helukabel-29177.pdf?867587A1BA9C9CA9BBA6B6AABE64626D817C8B73C29B96 | H07V-K PVC-SINGLE CORE CABLE 6.0MM² BLACK | These insulated wires are determined for the installation to the inside of apparatus as well as for the protective laying to the lightings, in dry rooms, in production facilities, switch and distributor boards, in tubes, under and surface mounting of plasters. | Nominal cross section conductor | 6mm²
| 70 | Cables and Wires | Low Voltage Cables | Single Core | H07V-K PVC-SINGLE CORE CABLE 6.0MM² BLACK | 2143985 | 29177 | HELUKABEL | 57.33 | https://pim-kvc.soneparsea.com:3443/PictureServer/default.aspx/helukabel-29177_Image1.jpg?988AA09A9D7872799CA1BCAABEAC9B95B2AAC0728470616B87A49DB2B39E95657EAFC4AC | https://pim-kvc.soneparsea.com:3443/PictureServer/default.aspx/helukabel-29177.pdf?867587A1BA9C9CA9BBA6B6AABE64626D817C8B73C29B96 | H07V-K PVC-SINGLE CORE CABLE 6.0MM² BLACK | These insulated wires are determined for the installation to the inside of apparatus as well as for the protective laying to the lightings, in dry rooms, in production facilities, switch and distributor boards, in tubes, under and surface mounting of plasters. | Conductor category | Class 5 = flexible
| 70 | Cables and Wires | Low Voltage Cables | Single Core | H07V-K PVC-SINGLE CORE CABLE 6.0MM² BLACK | 2143985 | 29177 | HELUKABEL | 57.33 | https://pim-kvc.soneparsea.com:3443/PictureServer/default.aspx/helukabel-29177_Image1.jpg?988AA09A9D7872799CA1BCAABEAC9B95B2AAC0728470616B87A49DB2B39E95657EAFC4AC | https://pim-kvc.soneparsea.com:3443/PictureServer/default.aspx/helukabel-29177.pdf?867587A1BA9C9CA9BBA6B6AABE64626D817C8B73C29B96 | H07V-K PVC-SINGLE CORE CABLE 6.0MM² BLACK | These insulated wires are determined for the installation to the inside of apparatus as well as for the protective laying to the lightings, in dry rooms, in production facilities, switch and distributor boards, in tubes, under and surface mounting of plasters. | Number of cores | 1
| 70 | Cables and Wires | Low Voltage Cables | Single Core | H07V-K PVC-SINGLE CORE CABLE 6.0MM² BLACK | 2143985 | 29177 | HELUKABEL | 57.33 | https://pim-kvc.soneparsea.com:3443/PictureServer/default.aspx/helukabel-29177_Image1.jpg?988AA09A9D7872799CA1BCAABEAC9B95B2AAC0728470616B87A49DB2B39E95657EAFC4AC | https://pim-kvc.soneparsea.com:3443/PictureServer/default.aspx/helukabel-29177.pdf?867587A1BA9C9CA9BBA6B6AABE64626D817C8B73C29B96 | H07V-K PVC-SINGLE CORE CABLE 6.0MM² BLACK | These insulated wires are determined for the installation to the inside of apparatus as well as for the protective laying to the lightings, in dry rooms, in production facilities, switch and distributor boards, in tubes, under and surface mounting of plasters. | Material core insulation | Polyvinyl chloride (PVC)
| 70 | Cables and Wires | Low Voltage Cables | Single Core | H07V-K PVC-SINGLE CORE CABLE 6.0MM² BLACK | 2143985 | 29177 | HELUKABEL | 57.33 | https://pim-kvc.soneparsea.com:3443/PictureServer/default.aspx/helukabel-29177_Image1.jpg?988AA09A9D7872799CA1BCAABEAC9B95B2AAC0728470616B87A49DB2B39E95657EAFC4AC | https://pim-kvc.soneparsea.com:3443/PictureServer/default.aspx/helukabel-29177.pdf?867587A1BA9C9CA9BBA6B6AABE64626D817C8B73C29B96 | H07V-K PVC-SINGLE CORE CABLE 6.0MM² BLACK | These insulated wires are determined for the installation to the inside of apparatus as well as for the protective laying to the lightings, in dry rooms, in production facilities, switch and distributor boards, in tubes, under and surface mounting of plasters. | Core colour | Black
| 70 | Cables and Wires | Low Voltage Cables | Single Core | H07V-K PVC-SINGLE CORE CABLE 6.0MM² BLACK | 2143985 | 29177 | HELUKABEL | 57.33 | https://pim-kvc.soneparsea.com:3443/PictureServer/default.aspx/helukabel-29177_Image1.jpg?988AA09A9D7872799CA1BCAABEAC9B95B2AAC0728470616B87A49DB2B39E95657EAFC4AC | https://pim-kvc.soneparsea.com:3443/PictureServer/default.aspx/helukabel-29177.pdf?867587A1BA9C9CA9BBA6B6AABE64626D817C8B73C29B96 | H07V-K PVC-SINGLE CORE CABLE 6.0MM² BLACK | These insulated wires are determined for the installation to the inside of apparatus as well as for the protective laying to the lightings, in dry rooms, in production facilities, switch and distributor boards, in tubes, under and surface mounting of plasters. | Screen | no
| 70 | Cables and Wires | Low Voltage Cables | Single Core | H07V-K PVC-SINGLE CORE CABLE 6.0MM² BLACK | 2143985 | 29177 | HELUKABEL | 57.33 | https://pim-kvc.soneparsea.com:3443/PictureServer/default.aspx/helukabel-29177_Image1.jpg?988AA09A9D7872799CA1BCAABEAC9B95B2AAC0728470616B87A49DB2B39E95657EAFC4AC | https://pim-kvc.soneparsea.com:3443/PictureServer/default.aspx/helukabel-29177.pdf?867587A1BA9C9CA9BBA6B6AABE64626D817C8B73C29B96 | H07V-K PVC-SINGLE CORE CABLE 6.0MM² BLACK | These insulated wires are determined for the installation to the inside of apparatus as well as for the protective laying to the lightings, in dry rooms, in production facilities, switch and distributor boards, in tubes, under and surface mounting of plasters. | Halogen free (according to EN 60754-1/2) | no
| 70 | Cables and Wires | Low Voltage Cables | Single Core | H07V-K PVC-SINGLE CORE CABLE 6.0MM² BLACK | 2143985 | 29177 | HELUKABEL | 57.33 | https://pim-kvc.soneparsea.com:3443/PictureServer/default.aspx/helukabel-29177_Image1.jpg?988AA09A9D7872799CA1BCAABEAC9B95B2AAC0728470616B87A49DB2B39E95657EAFC4AC | https://pim-kvc.soneparsea.com:3443/PictureServer/default.aspx/helukabel-29177.pdf?867587A1BA9C9CA9BBA6B6AABE64626D817C8B73C29B96 | H07V-K PVC-SINGLE CORE CABLE 6.0MM² BLACK | These insulated wires are determined for the installation to the inside of apparatus as well as for the protective laying to the lightings, in dry rooms, in production facilities, switch and distributor boards, in tubes, under and surface mounting of plasters. | Outer diameter approx. | 5.3mm
| 70 | Cables and Wires | Low Voltage Cables | Single Core | H07V-K PVC-SINGLE CORE CABLE 6.0MM² BLACK | 2143985 | 29177 | HELUKABEL | 57.33 | https://pim-kvc.soneparsea.com:3443/PictureServer/default.aspx/helukabel-29177_Image1.jpg?988AA09A9D7872799CA1BCAABEAC9B95B2AAC0728470616B87A49DB2B39E95657EAFC4AC | https://pim-kvc.soneparsea.com:3443/PictureServer/default.aspx/helukabel-29177.pdf?867587A1BA9C9CA9BBA6B6AABE64626D817C8B73C29B96 | H07V-K PVC-SINGLE CORE CABLE 6.0MM² BLACK | These insulated wires are determined for the installation to the inside of apparatus as well as for the protective laying to the lightings, in dry rooms, in production facilities, switch and distributor boards, in tubes, under and surface mounting of plasters. | Permitted cable outer temperature during assembling/handling | -5...70°C
| 70 | Cables and Wires | Low Voltage Cables | Single Core | H07V-K PVC-SINGLE CORE CABLE 6.0MM² BLACK | 2143985 | 29177 | HELUKABEL | 57.33 | https://pim-kvc.soneparsea.com:3443/PictureServer/default.aspx/helukabel-29177_Image1.jpg?988AA09A9D7872799CA1BCAABEAC9B95B2AAC0728470616B87A49DB2B39E95657EAFC4AC | https://pim-kvc.soneparsea.com:3443/PictureServer/default.aspx/helukabel-29177.pdf?867587A1BA9C9CA9BBA6B6AABE64626D817C8B73C29B96 | H07V-K PVC-SINGLE CORE CABLE 6.0MM² BLACK | These insulated wires are determined for the installation to the inside of apparatus as well as for the protective laying to the lightings, in dry rooms, in production facilities, switch and distributor boards, in tubes, under and surface mounting of plasters. | Permitted cable outer temperature after assembling without vibration | -30...80°C
| 70 | Cables and Wires | Low Voltage Cables | Single Core | H07V-K PVC-SINGLE CORE CABLE 6.0MM² BLACK | 2143985 | 29177 | HELUKABEL | 57.33 | https://pim-kvc.soneparsea.com:3443/PictureServer/default.aspx/helukabel-29177_Image1.jpg?988AA09A9D7872799CA1BCAABEAC9B95B2AAC0728470616B87A49DB2B39E95657EAFC4AC | https://pim-kvc.soneparsea.com:3443/PictureServer/default.aspx/helukabel-29177.pdf?867587A1BA9C9CA9BBA6B6AABE64626D817C8B73C29B96 | H07V-K PVC-SINGLE CORE CABLE 6.0MM² BLACK | These insulated wires are determined for the installation to the inside of apparatus as well as for the protective laying to the lightings, in dry rooms, in production facilities, switch and distributor boards, in tubes, under and surface mounting of plasters. | Nominal voltage U0 | 450V
| 70 | Cables and Wires | Low Voltage Cables | Single Core | H07V-K PVC-SINGLE CORE CABLE 6.0MM² BLACK | 2143985 | 29177 | HELUKABEL | 57.33 | https://pim-kvc.soneparsea.com:3443/PictureServer/default.aspx/helukabel-29177_Image1.jpg?988AA09A9D7872799CA1BCAABEAC9B95B2AAC0728470616B87A49DB2B39E95657EAFC4AC | https://pim-kvc.soneparsea.com:3443/PictureServer/default.aspx/helukabel-29177.pdf?867587A1BA9C9CA9BBA6B6AABE64626D817C8B73C29B96 | H07V-K PVC-SINGLE CORE CABLE 6.0MM² BLACK | These insulated wires are determined for the installation to the inside of apparatus as well as for the protective laying to the lightings, in dry rooms, in production facilities, switch and distributor boards, in tubes, under and surface mounting of plasters. | Nominal voltage U | 750V
| 71 | Cables and Wires | Low Voltage Cables | Single Core | 60227 IEC 01 THW PVC SINGLE CORE 450/750V 4MM² LIGHT BLUE | 2144010 | CTW-THW1X4LB | CHAROONG THAI | 18.7 | https://pim-kvc.soneparsea.com:3443/PictureServer/default.aspx/charoongthai-ctw-thw1x4lb.jpg?82758877AE9A9895C2B4C3B3B9AB9895B972B7B9C964A49CC776CC79BE995E9EC0AC | https://pim-kvc.soneparsea.com:3443/PictureServer/default.aspx/charoongthai-ctw-thw1x4lb.pdf?82758877AE9A9895C2B4C3B3B9AB9895B972B7B9C964A49CC776CC79BE995EA4B4AB | 60227 IEC 01 THW1X4 SQ.MM.LIGHT BLUE | Building wiring for installation on insulator or in raceway, dry and wet location. | Nominal cross section conductor | 4mm²
| 71 | Cables and Wires | Low Voltage Cables | Single Core | 60227 IEC 01 THW PVC SINGLE CORE 450/750V 4MM² LIGHT BLUE | 2144010 | CTW-THW1X4LB | CHAROONG THAI | 18.7 | https://pim-kvc.soneparsea.com:3443/PictureServer/default.aspx/charoongthai-ctw-thw1x4lb.jpg?82758877AE9A9895C2B4C3B3B9AB9895B972B7B9C964A49CC776CC79BE995E9EC0AC | https://pim-kvc.soneparsea.com:3443/PictureServer/default.aspx/charoongthai-ctw-thw1x4lb.pdf?82758877AE9A9895C2B4C3B3B9AB9895B972B7B9C964A49CC776CC79BE995EA4B4AB | 60227 IEC 01 THW1X4 SQ.MM.LIGHT BLUE | Building wiring for installation on insulator or in raceway, dry and wet location. | Conductor category | Class 2 = stranded
| 71 | Cables and Wires | Low Voltage Cables | Single Core | 60227 IEC 01 THW PVC SINGLE CORE 450/750V 4MM² LIGHT BLUE | 2144010 | CTW-THW1X4LB | CHAROONG THAI | 18.7 | https://pim-kvc.soneparsea.com:3443/PictureServer/default.aspx/charoongthai-ctw-thw1x4lb.jpg?82758877AE9A9895C2B4C3B3B9AB9895B972B7B9C964A49CC776CC79BE995E9EC0AC | https://pim-kvc.soneparsea.com:3443/PictureServer/default.aspx/charoongthai-ctw-thw1x4lb.pdf?82758877AE9A9895C2B4C3B3B9AB9895B972B7B9C964A49CC776CC79BE995EA4B4AB | 60227 IEC 01 THW1X4 SQ.MM.LIGHT BLUE | Building wiring for installation on insulator or in raceway, dry and wet location. | Material core insulation | Polyvinyl chloride (PVC)
| 72 | Cables and Wires | Low Voltage Cables | Single Core | CV POWER CABLE 1 X 185MM² BLACK | 2144035 | MCI-CV1X185BK | PRYSMIAN | 882 | https://pim-kvc.soneparsea.com:3443/PictureServer/default.aspx/draka-mci-cv1x185bk.jpg?837C86A1B6A9919FB172C1A8BB6493AA81BD857D87999B62BAB5BB | https://pim-kvc.soneparsea.com:3443/PictureServer/default.aspx/draka-mci-cv1x185bk.pdf?837C86A1B6A9919FB172C1A8BB6493AA81BD857D87999B62C0A9BA | CV POWER CABLE 1 X 185MM² BLACK | High quality low voltage wire and cable for building installation | Conductor material | Copper
| 72 | Cables and Wires | Low Voltage Cables | Single Core | CV POWER CABLE 1 X 185MM² BLACK | 2144035 | MCI-CV1X185BK | PRYSMIAN | 882 | https://pim-kvc.soneparsea.com:3443/PictureServer/default.aspx/draka-mci-cv1x185bk.jpg?837C86A1B6A9919FB172C1A8BB6493AA81BD857D87999B62BAB5BB | https://pim-kvc.soneparsea.com:3443/PictureServer/default.aspx/draka-mci-cv1x185bk.pdf?837C86A1B6A9919FB172C1A8BB6493AA81BD857D87999B62C0A9BA | CV POWER CABLE 1 X 185MM² BLACK | High quality low voltage wire and cable for building installation | Conductor surface | Bare
| 72 | Cables and Wires | Low Voltage Cables | Single Core | CV POWER CABLE 1 X 185MM² BLACK | 2144035 | MCI-CV1X185BK | PRYSMIAN | 882 | https://pim-kvc.soneparsea.com:3443/PictureServer/default.aspx/draka-mci-cv1x185bk.jpg?837C86A1B6A9919FB172C1A8BB6493AA81BD857D87999B62BAB5BB | https://pim-kvc.soneparsea.com:3443/PictureServer/default.aspx/draka-mci-cv1x185bk.pdf?837C86A1B6A9919FB172C1A8BB6493AA81BD857D87999B62C0A9BA | CV POWER CABLE 1 X 185MM² BLACK | High quality low voltage wire and cable for building installation | Nominal cross section conductor | 185mm²
| 72 | Cables and Wires | Low Voltage Cables | Single Core | CV POWER CABLE 1 X 185MM² BLACK | 2144035 | MCI-CV1X185BK | PRYSMIAN | 882 | https://pim-kvc.soneparsea.com:3443/PictureServer/default.aspx/draka-mci-cv1x185bk.jpg?837C86A1B6A9919FB172C1A8BB6493AA81BD857D87999B62BAB5BB | https://pim-kvc.soneparsea.com:3443/PictureServer/default.aspx/draka-mci-cv1x185bk.pdf?837C86A1B6A9919FB172C1A8BB6493AA81BD857D87999B62C0A9BA | CV POWER CABLE 1 X 185MM² BLACK | High quality low voltage wire and cable for building installation | Conductor category | Class 2 = stranded
| 72 | Cables and Wires | Low Voltage Cables | Single Core | CV POWER CABLE 1 X 185MM² BLACK | 2144035 | MCI-CV1X185BK | PRYSMIAN | 882 | https://pim-kvc.soneparsea.com:3443/PictureServer/default.aspx/draka-mci-cv1x185bk.jpg?837C86A1B6A9919FB172C1A8BB6493AA81BD857D87999B62BAB5BB | https://pim-kvc.soneparsea.com:3443/PictureServer/default.aspx/draka-mci-cv1x185bk.pdf?837C86A1B6A9919FB172C1A8BB6493AA81BD857D87999B62C0A9BA | CV POWER CABLE 1 X 185MM² BLACK | High quality low voltage wire and cable for building installation | Number of cores | 1
| 72 | Cables and Wires | Low Voltage Cables | Single Core | CV POWER CABLE 1 X 185MM² BLACK | 2144035 | MCI-CV1X185BK | PRYSMIAN | 882 | https://pim-kvc.soneparsea.com:3443/PictureServer/default.aspx/draka-mci-cv1x185bk.jpg?837C86A1B6A9919FB172C1A8BB6493AA81BD857D87999B62BAB5BB | https://pim-kvc.soneparsea.com:3443/PictureServer/default.aspx/draka-mci-cv1x185bk.pdf?837C86A1B6A9919FB172C1A8BB6493AA81BD857D87999B62C0A9BA | CV POWER CABLE 1 X 185MM² BLACK | High quality low voltage wire and cable for building installation | Specification core insulation | Polyethylene (PE)
| 72 | Cables and Wires | Low Voltage Cables | Single Core | CV POWER CABLE 1 X 185MM² BLACK | 2144035 | MCI-CV1X185BK | PRYSMIAN | 882 | https://pim-kvc.soneparsea.com:3443/PictureServer/default.aspx/draka-mci-cv1x185bk.jpg?837C86A1B6A9919FB172C1A8BB6493AA81BD857D87999B62BAB5BB | https://pim-kvc.soneparsea.com:3443/PictureServer/default.aspx/draka-mci-cv1x185bk.pdf?837C86A1B6A9919FB172C1A8BB6493AA81BD857D87999B62C0A9BA | CV POWER CABLE 1 X 185MM² BLACK | High quality low voltage wire and cable for building installation | Core identification | Colour
| 72 | Cables and Wires | Low Voltage Cables | Single Core | CV POWER CABLE 1 X 185MM² BLACK | 2144035 | MCI-CV1X185BK | PRYSMIAN | 882 | https://pim-kvc.soneparsea.com:3443/PictureServer/default.aspx/draka-mci-cv1x185bk.jpg?837C86A1B6A9919FB172C1A8BB6493AA81BD857D87999B62BAB5BB | https://pim-kvc.soneparsea.com:3443/PictureServer/default.aspx/draka-mci-cv1x185bk.pdf?837C86A1B6A9919FB172C1A8BB6493AA81BD857D87999B62C0A9BA | CV POWER CABLE 1 X 185MM² BLACK | High quality low voltage wire and cable for building installation | Material outer sheath | Polyvinyl chloride (PVC)
| 72 | Cables and Wires | Low Voltage Cables | Single Core | CV POWER CABLE 1 X 185MM² BLACK | 2144035 | MCI-CV1X185BK | PRYSMIAN | 882 | https://pim-kvc.soneparsea.com:3443/PictureServer/default.aspx/draka-mci-cv1x185bk.jpg?837C86A1B6A9919FB172C1A8BB6493AA81BD857D87999B62BAB5BB | https://pim-kvc.soneparsea.com:3443/PictureServer/default.aspx/draka-mci-cv1x185bk.pdf?837C86A1B6A9919FB172C1A8BB6493AA81BD857D87999B62C0A9BA | CV POWER CABLE 1 X 185MM² BLACK | High quality low voltage wire and cable for building installation | Colour outer sheath | Black
| 72 | Cables and Wires | Low Voltage Cables | Single Core | CV POWER CABLE 1 X 185MM² BLACK | 2144035 | MCI-CV1X185BK | PRYSMIAN | 882 | https://pim-kvc.soneparsea.com:3443/PictureServer/default.aspx/draka-mci-cv1x185bk.jpg?837C86A1B6A9919FB172C1A8BB6493AA81BD857D87999B62BAB5BB | https://pim-kvc.soneparsea.com:3443/PictureServer/default.aspx/draka-mci-cv1x185bk.pdf?837C86A1B6A9919FB172C1A8BB6493AA81BD857D87999B62C0A9BA | CV POWER CABLE 1 X 185MM² BLACK | High quality low voltage wire and cable for building installation | Nominal voltage U0 | 600V
| 72 | Cables and Wires | Low Voltage Cables | Single Core | CV POWER CABLE 1 X 185MM² BLACK | 2144035 | MCI-CV1X185BK | PRYSMIAN | 882 | https://pim-kvc.soneparsea.com:3443/PictureServer/default.aspx/draka-mci-cv1x185bk.jpg?837C86A1B6A9919FB172C1A8BB6493AA81BD857D87999B62BAB5BB | https://pim-kvc.soneparsea.com:3443/PictureServer/default.aspx/draka-mci-cv1x185bk.pdf?837C86A1B6A9919FB172C1A8BB6493AA81BD857D87999B62C0A9BA | CV POWER CABLE 1 X 185MM² BLACK | High quality low voltage wire and cable for building installation | Nominal voltage U | 1000V
| 73 | Cables and Wires | Low Voltage Cables | Single Core | MAX-FOH SINGLE CORE CABLE 6MM² ORANGE | 2144038 | MCI-MAX-FOH 1X6OG | PRYSMIAN | 75 | https://pim-kvc.soneparsea.com:3443/PictureServer/default.aspx/draka-MCI-MAX-FOH_Image1.jpg?A097AD989F807182ACA9C6A6BD985D81938E8192938F5D7A9F8DB38EBF9897998173BEB5B9 | https://pim-kvc.soneparsea.com:3443/PictureServer/default.aspx/draka-mci-max-foh1x6.pdf?837C86A1B6A9919FB172C1A8BB649D95C872BAB4BA68A86A7EB5B8AB | MAX-FOH SINGLE CORE CABLE 6MM² ORANGE | Fire performance cables are specifically designed to facilitate the quick and orderly evacuation of the building occupants in the events of an emergency. Purpose designed to maintain circuit integrity to a host of critical safety systems, including fire alarms, emergency lights, CCTV systems and emergency power supplied. | Conductor material | Copper
| 73 | Cables and Wires | Low Voltage Cables | Single Core | MAX-FOH SINGLE CORE CABLE 6MM² ORANGE | 2144038 | MCI-MAX-FOH 1X6OG | PRYSMIAN | 75 | https://pim-kvc.soneparsea.com:3443/PictureServer/default.aspx/draka-MCI-MAX-FOH_Image1.jpg?A097AD989F807182ACA9C6A6BD985D81938E8192938F5D7A9F8DB38EBF9897998173BEB5B9 | https://pim-kvc.soneparsea.com:3443/PictureServer/default.aspx/draka-mci-max-foh1x6.pdf?837C86A1B6A9919FB172C1A8BB649D95C872BAB4BA68A86A7EB5B8AB | MAX-FOH SINGLE CORE CABLE 6MM² ORANGE | Fire performance cables are specifically designed to facilitate the quick and orderly evacuation of the building occupants in the events of an emergency. Purpose designed to maintain circuit integrity to a host of critical safety systems, including fire alarms, emergency lights, CCTV systems and emergency power supplied. | Nominal cross section conductor | 6mm²
| 73 | Cables and Wires | Low Voltage Cables | Single Core | MAX-FOH SINGLE CORE CABLE 6MM² ORANGE | 2144038 | MCI-MAX-FOH 1X6OG | PRYSMIAN | 75 | https://pim-kvc.soneparsea.com:3443/PictureServer/default.aspx/draka-MCI-MAX-FOH_Image1.jpg?A097AD989F807182ACA9C6A6BD985D81938E8192938F5D7A9F8DB38EBF9897998173BEB5B9 | https://pim-kvc.soneparsea.com:3443/PictureServer/default.aspx/draka-mci-max-foh1x6.pdf?837C86A1B6A9919FB172C1A8BB649D95C872BAB4BA68A86A7EB5B8AB | MAX-FOH SINGLE CORE CABLE 6MM² ORANGE | Fire performance cables are specifically designed to facilitate the quick and orderly evacuation of the building occupants in the events of an emergency. Purpose designed to maintain circuit integrity to a host of critical safety systems, including fire alarms, emergency lights, CCTV systems and emergency power supplied. | Conductor category | Class 2 = stranded
| 73 | Cables and Wires | Low Voltage Cables | Single Core | MAX-FOH SINGLE CORE CABLE 6MM² ORANGE | 2144038 | MCI-MAX-FOH 1X6OG | PRYSMIAN | 75 | https://pim-kvc.soneparsea.com:3443/PictureServer/default.aspx/draka-MCI-MAX-FOH_Image1.jpg?A097AD989F807182ACA9C6A6BD985D81938E8192938F5D7A9F8DB38EBF9897998173BEB5B9 | https://pim-kvc.soneparsea.com:3443/PictureServer/default.aspx/draka-mci-max-foh1x6.pdf?837C86A1B6A9919FB172C1A8BB649D95C872BAB4BA68A86A7EB5B8AB | MAX-FOH SINGLE CORE CABLE 6MM² ORANGE | Fire performance cables are specifically designed to facilitate the quick and orderly evacuation of the building occupants in the events of an emergency. Purpose designed to maintain circuit integrity to a host of critical safety systems, including fire alarms, emergency lights, CCTV systems and emergency power supplied. | Number of cores | 1
| 73 | Cables and Wires | Low Voltage Cables | Single Core | MAX-FOH SINGLE CORE CABLE 6MM² ORANGE | 2144038 | MCI-MAX-FOH 1X6OG | PRYSMIAN | 75 | https://pim-kvc.soneparsea.com:3443/PictureServer/default.aspx/draka-MCI-MAX-FOH_Image1.jpg?A097AD989F807182ACA9C6A6BD985D81938E8192938F5D7A9F8DB38EBF9897998173BEB5B9 | https://pim-kvc.soneparsea.com:3443/PictureServer/default.aspx/draka-mci-max-foh1x6.pdf?837C86A1B6A9919FB172C1A8BB649D95C872BAB4BA68A86A7EB5B8AB | MAX-FOH SINGLE CORE CABLE 6MM² ORANGE | Fire performance cables are specifically designed to facilitate the quick and orderly evacuation of the building occupants in the events of an emergency. Purpose designed to maintain circuit integrity to a host of critical safety systems, including fire alarms, emergency lights, CCTV systems and emergency power supplied. | Specification core insulation | Crosslinked polyethylene (XLPE)
| 73 | Cables and Wires | Low Voltage Cables | Single Core | MAX-FOH SINGLE CORE CABLE 6MM² ORANGE | 2144038 | MCI-MAX-FOH 1X6OG | PRYSMIAN | 75 | https://pim-kvc.soneparsea.com:3443/PictureServer/default.aspx/draka-MCI-MAX-FOH_Image1.jpg?A097AD989F807182ACA9C6A6BD985D81938E8192938F5D7A9F8DB38EBF9897998173BEB5B9 | https://pim-kvc.soneparsea.com:3443/PictureServer/default.aspx/draka-mci-max-foh1x6.pdf?837C86A1B6A9919FB172C1A8BB649D95C872BAB4BA68A86A7EB5B8AB | MAX-FOH SINGLE CORE CABLE 6MM² ORANGE | Fire performance cables are specifically designed to facilitate the quick and orderly evacuation of the building occupants in the events of an emergency. Purpose designed to maintain circuit integrity to a host of critical safety systems, including fire alarms, emergency lights, CCTV systems and emergency power supplied. | Colour outer sheath | Orange
| 73 | Cables and Wires | Low Voltage Cables | Single Core | MAX-FOH SINGLE CORE CABLE 6MM² ORANGE | 2144038 | MCI-MAX-FOH 1X6OG | PRYSMIAN | 75 | https://pim-kvc.soneparsea.com:3443/PictureServer/default.aspx/draka-MCI-MAX-FOH_Image1.jpg?A097AD989F807182ACA9C6A6BD985D81938E8192938F5D7A9F8DB38EBF9897998173BEB5B9 | https://pim-kvc.soneparsea.com:3443/PictureServer/default.aspx/draka-mci-max-foh1x6.pdf?837C86A1B6A9919FB172C1A8BB649D95C872BAB4BA68A86A7EB5B8AB | MAX-FOH SINGLE CORE CABLE 6MM² ORANGE | Fire performance cables are specifically designed to facilitate the quick and orderly evacuation of the building occupants in the events of an emergency. Purpose designed to maintain circuit integrity to a host of critical safety systems, including fire alarms, emergency lights, CCTV systems and emergency power supplied. | Nominal voltage U0 | 600V
| 73 | Cables and Wires | Low Voltage Cables | Single Core | MAX-FOH SINGLE CORE CABLE 6MM² ORANGE | 2144038 | MCI-MAX-FOH 1X6OG | PRYSMIAN | 75 | https://pim-kvc.soneparsea.com:3443/PictureServer/default.aspx/draka-MCI-MAX-FOH_Image1.jpg?A097AD989F807182ACA9C6A6BD985D81938E8192938F5D7A9F8DB38EBF9897998173BEB5B9 | https://pim-kvc.soneparsea.com:3443/PictureServer/default.aspx/draka-mci-max-foh1x6.pdf?837C86A1B6A9919FB172C1A8BB649D95C872BAB4BA68A86A7EB5B8AB | MAX-FOH SINGLE CORE CABLE 6MM² ORANGE | Fire performance cables are specifically designed to facilitate the quick and orderly evacuation of the building occupants in the events of an emergency. Purpose designed to maintain circuit integrity to a host of critical safety systems, including fire alarms, emergency lights, CCTV systems and emergency power supplied. | Nominal voltage U | 1000V
| 74 | Cables and Wires | Low Voltage Cables | Multi Cores | MAX-FOH 2 X 2.5MM² ORANGE | 2144039 | MCI-MAX-FOH 2X2.5OG | PRYSMIAN | 102 | https://pim-kvc.soneparsea.com:3443/PictureServer/default.aspx/draka-MCI-MAX-FOH_Image1.jpg?A097AD989F807182ACA9C6A6BD985D81938E8192938F5D7A9F8DB38EBF9897998173BEB5B9 | https://pim-kvc.soneparsea.com:3443/PictureServer/default.aspx/draka-mci-max-foh2x2.5.pdf?837C86A1B6A9919FB172C1A8BB649D95C872BAB4BA69A8667E7A82B5B69D | MAX-FOH 2 X 2.5MM² ORANGE | Fire performance cables are specifically designed to facilitate the quick and orderly evacuation of the building occupants in the events of an emergency. Purpose designed to maintain circuit integrity to a host of critical safety systems, including fire alarms, emergency lights, CCTV systems and emergency power supplied. | Nominal cross section conductor | 2.5mm²
| 74 | Cables and Wires | Low Voltage Cables | Multi Cores | MAX-FOH 2 X 2.5MM² ORANGE | 2144039 | MCI-MAX-FOH 2X2.5OG | PRYSMIAN | 102 | https://pim-kvc.soneparsea.com:3443/PictureServer/default.aspx/draka-MCI-MAX-FOH_Image1.jpg?A097AD989F807182ACA9C6A6BD985D81938E8192938F5D7A9F8DB38EBF9897998173BEB5B9 | https://pim-kvc.soneparsea.com:3443/PictureServer/default.aspx/draka-mci-max-foh2x2.5.pdf?837C86A1B6A9919FB172C1A8BB649D95C872BAB4BA69A8667E7A82B5B69D | MAX-FOH 2 X 2.5MM² ORANGE | Fire performance cables are specifically designed to facilitate the quick and orderly evacuation of the building occupants in the events of an emergency. Purpose designed to maintain circuit integrity to a host of critical safety systems, including fire alarms, emergency lights, CCTV systems and emergency power supplied. | Conductor category | Class 2 = stranded
| 74 | Cables and Wires | Low Voltage Cables | Multi Cores | MAX-FOH 2 X 2.5MM² ORANGE | 2144039 | MCI-MAX-FOH 2X2.5OG | PRYSMIAN | 102 | https://pim-kvc.soneparsea.com:3443/PictureServer/default.aspx/draka-MCI-MAX-FOH_Image1.jpg?A097AD989F807182ACA9C6A6BD985D81938E8192938F5D7A9F8DB38EBF9897998173BEB5B9 | https://pim-kvc.soneparsea.com:3443/PictureServer/default.aspx/draka-mci-max-foh2x2.5.pdf?837C86A1B6A9919FB172C1A8BB649D95C872BAB4BA69A8667E7A82B5B69D | MAX-FOH 2 X 2.5MM² ORANGE | Fire performance cables are specifically designed to facilitate the quick and orderly evacuation of the building occupants in the events of an emergency. Purpose designed to maintain circuit integrity to a host of critical safety systems, including fire alarms, emergency lights, CCTV systems and emergency power supplied. | Number of cores | 2
| 74 | Cables and Wires | Low Voltage Cables | Multi Cores | MAX-FOH 2 X 2.5MM² ORANGE | 2144039 | MCI-MAX-FOH 2X2.5OG | PRYSMIAN | 102 | https://pim-kvc.soneparsea.com:3443/PictureServer/default.aspx/draka-MCI-MAX-FOH_Image1.jpg?A097AD989F807182ACA9C6A6BD985D81938E8192938F5D7A9F8DB38EBF9897998173BEB5B9 | https://pim-kvc.soneparsea.com:3443/PictureServer/default.aspx/draka-mci-max-foh2x2.5.pdf?837C86A1B6A9919FB172C1A8BB649D95C872BAB4BA69A8667E7A82B5B69D | MAX-FOH 2 X 2.5MM² ORANGE | Fire performance cables are specifically designed to facilitate the quick and orderly evacuation of the building occupants in the events of an emergency. Purpose designed to maintain circuit integrity to a host of critical safety systems, including fire alarms, emergency lights, CCTV systems and emergency power supplied. | Colour outer sheath | Orange
| 74 | Cables and Wires | Low Voltage Cables | Multi Cores | MAX-FOH 2 X 2.5MM² ORANGE | 2144039 | MCI-MAX-FOH 2X2.5OG | PRYSMIAN | 102 | https://pim-kvc.soneparsea.com:3443/PictureServer/default.aspx/draka-MCI-MAX-FOH_Image1.jpg?A097AD989F807182ACA9C6A6BD985D81938E8192938F5D7A9F8DB38EBF9897998173BEB5B9 | https://pim-kvc.soneparsea.com:3443/PictureServer/default.aspx/draka-mci-max-foh2x2.5.pdf?837C86A1B6A9919FB172C1A8BB649D95C872BAB4BA69A8667E7A82B5B69D | MAX-FOH 2 X 2.5MM² ORANGE | Fire performance cables are specifically designed to facilitate the quick and orderly evacuation of the building occupants in the events of an emergency. Purpose designed to maintain circuit integrity to a host of critical safety systems, including fire alarms, emergency lights, CCTV systems and emergency power supplied. | Nominal voltage U0 | 600V
| 74 | Cables and Wires | Low Voltage Cables | Multi Cores | MAX-FOH 2 X 2.5MM² ORANGE | 2144039 | MCI-MAX-FOH 2X2.5OG | PRYSMIAN | 102 | https://pim-kvc.soneparsea.com:3443/PictureServer/default.aspx/draka-MCI-MAX-FOH_Image1.jpg?A097AD989F807182ACA9C6A6BD985D81938E8192938F5D7A9F8DB38EBF9897998173BEB5B9 | https://pim-kvc.soneparsea.com:3443/PictureServer/default.aspx/draka-mci-max-foh2x2.5.pdf?837C86A1B6A9919FB172C1A8BB649D95C872BAB4BA69A8667E7A82B5B69D | MAX-FOH 2 X 2.5MM² ORANGE | Fire performance cables are specifically designed to facilitate the quick and orderly evacuation of the building occupants in the events of an emergency. Purpose designed to maintain circuit integrity to a host of critical safety systems, including fire alarms, emergency lights, CCTV systems and emergency power supplied. | Nominal voltage U | 1000V
| 75 | Cables and Wires | Low Voltage Cables | Single Core | MAX-FOH-(I) SINGLE CORE CABLE 50MM² ORANGE | 2144041 | MCI-MAX-FOH-I 1X50OG | PRYSMIAN | 380 | https://pim-kvc.soneparsea.com:3443/PictureServer/default.aspx/DRAKA-MAX-FOH-I_Image1.jpg?A097AD989F807182AC89A6869D785D81919D818BA17F5D7DAF8EC1A6B99C6162BAB5BB | https://pim-kvc.soneparsea.com:3443/PictureServer/default.aspx/draka-MAX-FOH-I_Datasheet1.pdf?A097AD989F807182ACA9C6A6BD985D81919D818BA17F5D7DAF89B5B9B3AA9899B5B98573C29B96 | MAX-FOH-(I) SINGLE CORE CABLE 50SQMM ORANGE | Fire performance cables are specifically designed to facilitate the quick and orderly evacuation of the building occupants in the events of an emergency. Purpose designed to maintain circuit integrity to a host of critical safety systems, including fire alarms, emergency lights, CCTV systems and emergency power supplied. | Nominal cross section conductor | 50mm²
| 75 | Cables and Wires | Low Voltage Cables | Single Core | MAX-FOH-(I) SINGLE CORE CABLE 50MM² ORANGE | 2144041 | MCI-MAX-FOH-I 1X50OG | PRYSMIAN | 380 | https://pim-kvc.soneparsea.com:3443/PictureServer/default.aspx/DRAKA-MAX-FOH-I_Image1.jpg?A097AD989F807182AC89A6869D785D81919D818BA17F5D7DAF8EC1A6B99C6162BAB5BB | https://pim-kvc.soneparsea.com:3443/PictureServer/default.aspx/draka-MAX-FOH-I_Datasheet1.pdf?A097AD989F807182ACA9C6A6BD985D81919D818BA17F5D7DAF89B5B9B3AA9899B5B98573C29B96 | MAX-FOH-(I) SINGLE CORE CABLE 50SQMM ORANGE | Fire performance cables are specifically designed to facilitate the quick and orderly evacuation of the building occupants in the events of an emergency. Purpose designed to maintain circuit integrity to a host of critical safety systems, including fire alarms, emergency lights, CCTV systems and emergency power supplied. | Material core insulation | Other
| 75 | Cables and Wires | Low Voltage Cables | Single Core | MAX-FOH-(I) SINGLE CORE CABLE 50MM² ORANGE | 2144041 | MCI-MAX-FOH-I 1X50OG | PRYSMIAN | 380 | https://pim-kvc.soneparsea.com:3443/PictureServer/default.aspx/DRAKA-MAX-FOH-I_Image1.jpg?A097AD989F807182AC89A6869D785D81919D818BA17F5D7DAF8EC1A6B99C6162BAB5BB | https://pim-kvc.soneparsea.com:3443/PictureServer/default.aspx/draka-MAX-FOH-I_Datasheet1.pdf?A097AD989F807182ACA9C6A6BD985D81919D818BA17F5D7DAF89B5B9B3AA9899B5B98573C29B96 | MAX-FOH-(I) SINGLE CORE CABLE 50SQMM ORANGE | Fire performance cables are specifically designed to facilitate the quick and orderly evacuation of the building occupants in the events of an emergency. Purpose designed to maintain circuit integrity to a host of critical safety systems, including fire alarms, emergency lights, CCTV systems and emergency power supplied. | Core colour | Orange
| 75 | Cables and Wires | Low Voltage Cables | Single Core | MAX-FOH-(I) SINGLE CORE CABLE 50MM² ORANGE | 2144041 | MCI-MAX-FOH-I 1X50OG | PRYSMIAN | 380 | https://pim-kvc.soneparsea.com:3443/PictureServer/default.aspx/DRAKA-MAX-FOH-I_Image1.jpg?A097AD989F807182AC89A6869D785D81919D818BA17F5D7DAF8EC1A6B99C6162BAB5BB | https://pim-kvc.soneparsea.com:3443/PictureServer/default.aspx/draka-MAX-FOH-I_Datasheet1.pdf?A097AD989F807182ACA9C6A6BD985D81919D818BA17F5D7DAF89B5B9B3AA9899B5B98573C29B96 | MAX-FOH-(I) SINGLE CORE CABLE 50SQMM ORANGE | Fire performance cables are specifically designed to facilitate the quick and orderly evacuation of the building occupants in the events of an emergency. Purpose designed to maintain circuit integrity to a host of critical safety systems, including fire alarms, emergency lights, CCTV systems and emergency power supplied. | Halogen free (according to EN 60754-1/2) | yes
| 75 | Cables and Wires | Low Voltage Cables | Single Core | MAX-FOH-(I) SINGLE CORE CABLE 50MM² ORANGE | 2144041 | MCI-MAX-FOH-I 1X50OG | PRYSMIAN | 380 | https://pim-kvc.soneparsea.com:3443/PictureServer/default.aspx/DRAKA-MAX-FOH-I_Image1.jpg?A097AD989F807182AC89A6869D785D81919D818BA17F5D7DAF8EC1A6B99C6162BAB5BB | https://pim-kvc.soneparsea.com:3443/PictureServer/default.aspx/draka-MAX-FOH-I_Datasheet1.pdf?A097AD989F807182ACA9C6A6BD985D81919D818BA17F5D7DAF89B5B9B3AA9899B5B98573C29B96 | MAX-FOH-(I) SINGLE CORE CABLE 50SQMM ORANGE | Fire performance cables are specifically designed to facilitate the quick and orderly evacuation of the building occupants in the events of an emergency. Purpose designed to maintain circuit integrity to a host of critical safety systems, including fire alarms, emergency lights, CCTV systems and emergency power supplied. | Low smoke (according to EN 61034-2) | yes
| 75 | Cables and Wires | Low Voltage Cables | Single Core | MAX-FOH-(I) SINGLE CORE CABLE 50MM² ORANGE | 2144041 | MCI-MAX-FOH-I 1X50OG | PRYSMIAN | 380 | https://pim-kvc.soneparsea.com:3443/PictureServer/default.aspx/DRAKA-MAX-FOH-I_Image1.jpg?A097AD989F807182AC89A6869D785D81919D818BA17F5D7DAF8EC1A6B99C6162BAB5BB | https://pim-kvc.soneparsea.com:3443/PictureServer/default.aspx/draka-MAX-FOH-I_Datasheet1.pdf?A097AD989F807182ACA9C6A6BD985D81919D818BA17F5D7DAF89B5B9B3AA9899B5B98573C29B96 | MAX-FOH-(I) SINGLE CORE CABLE 50SQMM ORANGE | Fire performance cables are specifically designed to facilitate the quick and orderly evacuation of the building occupants in the events of an emergency. Purpose designed to maintain circuit integrity to a host of critical safety systems, including fire alarms, emergency lights, CCTV systems and emergency power supplied. | Nominal voltage U0 | 450V
| 75 | Cables and Wires | Low Voltage Cables | Single Core | MAX-FOH-(I) SINGLE CORE CABLE 50MM² ORANGE | 2144041 | MCI-MAX-FOH-I 1X50OG | PRYSMIAN | 380 | https://pim-kvc.soneparsea.com:3443/PictureServer/default.aspx/DRAKA-MAX-FOH-I_Image1.jpg?A097AD989F807182AC89A6869D785D81919D818BA17F5D7DAF8EC1A6B99C6162BAB5BB | https://pim-kvc.soneparsea.com:3443/PictureServer/default.aspx/draka-MAX-FOH-I_Datasheet1.pdf?A097AD989F807182ACA9C6A6BD985D81919D818BA17F5D7DAF89B5B9B3AA9899B5B98573C29B96 | MAX-FOH-(I) SINGLE CORE CABLE 50SQMM ORANGE | Fire performance cables are specifically designed to facilitate the quick and orderly evacuation of the building occupants in the events of an emergency. Purpose designed to maintain circuit integrity to a host of critical safety systems, including fire alarms, emergency lights, CCTV systems and emergency power supplied. | Nominal voltage U | 750V
| 76 | Cables and Wires | Low Voltage Cables | Single Core | IEC 60227-01 THW SINGLE CORE CABLE 1.5MM² LIGHT GREY | 2144045 | MCI-THW1X1.5LGYCL1 | PRYSMIAN | 8.2 | https://pim-kvc.soneparsea.com:3443/PictureServer/default.aspx/draka-mci-thw1x1.5lgycl1.jpg?837C86A1B6A9919FB172C1A8BB64A49CC776CC76806C9C9BC9A8C07680A1A09B | https://pim-kvc.soneparsea.com:3443/PictureServer/default.aspx/draka-mci-thw1x1.5lgycl1.pdf?837C86A1B6A9919FB172C1A8BB64A49CC776CC76806C9C9BC9A8C07680A7949A | IEC 60227-01 THW SINGLE CORE CABLE 1.5SQMM LIGHT GREY | High quality low voltage wire and cable for building installation | Nominal cross section conductor | 1.5mm²
| 76 | Cables and Wires | Low Voltage Cables | Single Core | IEC 60227-01 THW SINGLE CORE CABLE 1.5MM² LIGHT GREY | 2144045 | MCI-THW1X1.5LGYCL1 | PRYSMIAN | 8.2 | https://pim-kvc.soneparsea.com:3443/PictureServer/default.aspx/draka-mci-thw1x1.5lgycl1.jpg?837C86A1B6A9919FB172C1A8BB64A49CC776CC76806C9C9BC9A8C07680A1A09B | https://pim-kvc.soneparsea.com:3443/PictureServer/default.aspx/draka-mci-thw1x1.5lgycl1.pdf?837C86A1B6A9919FB172C1A8BB64A49CC776CC76806C9C9BC9A8C07680A7949A | IEC 60227-01 THW SINGLE CORE CABLE 1.5SQMM LIGHT GREY | High quality low voltage wire and cable for building installation | Number of cores | 1
| 76 | Cables and Wires | Low Voltage Cables | Single Core | IEC 60227-01 THW SINGLE CORE CABLE 1.5MM² LIGHT GREY | 2144045 | MCI-THW1X1.5LGYCL1 | PRYSMIAN | 8.2 | https://pim-kvc.soneparsea.com:3443/PictureServer/default.aspx/draka-mci-thw1x1.5lgycl1.jpg?837C86A1B6A9919FB172C1A8BB64A49CC776CC76806C9C9BC9A8C07680A1A09B | https://pim-kvc.soneparsea.com:3443/PictureServer/default.aspx/draka-mci-thw1x1.5lgycl1.pdf?837C86A1B6A9919FB172C1A8BB64A49CC776CC76806C9C9BC9A8C07680A7949A | IEC 60227-01 THW SINGLE CORE CABLE 1.5SQMM LIGHT GREY | High quality low voltage wire and cable for building installation | Colour outer sheath | Grey
| 76 | Cables and Wires | Low Voltage Cables | Single Core | IEC 60227-01 THW SINGLE CORE CABLE 1.5MM² LIGHT GREY | 2144045 | MCI-THW1X1.5LGYCL1 | PRYSMIAN | 8.2 | https://pim-kvc.soneparsea.com:3443/PictureServer/default.aspx/draka-mci-thw1x1.5lgycl1.jpg?837C86A1B6A9919FB172C1A8BB64A49CC776CC76806C9C9BC9A8C07680A1A09B | https://pim-kvc.soneparsea.com:3443/PictureServer/default.aspx/draka-mci-thw1x1.5lgycl1.pdf?837C86A1B6A9919FB172C1A8BB64A49CC776CC76806C9C9BC9A8C07680A7949A | IEC 60227-01 THW SINGLE CORE CABLE 1.5SQMM LIGHT GREY | High quality low voltage wire and cable for building installation | Nominal voltage U0 | 450V
| 76 | Cables and Wires | Low Voltage Cables | Single Core | IEC 60227-01 THW SINGLE CORE CABLE 1.5MM² LIGHT GREY | 2144045 | MCI-THW1X1.5LGYCL1 | PRYSMIAN | 8.2 | https://pim-kvc.soneparsea.com:3443/PictureServer/default.aspx/draka-mci-thw1x1.5lgycl1.jpg?837C86A1B6A9919FB172C1A8BB64A49CC776CC76806C9C9BC9A8C07680A1A09B | https://pim-kvc.soneparsea.com:3443/PictureServer/default.aspx/draka-mci-thw1x1.5lgycl1.pdf?837C86A1B6A9919FB172C1A8BB64A49CC776CC76806C9C9BC9A8C07680A7949A | IEC 60227-01 THW SINGLE CORE CABLE 1.5SQMM LIGHT GREY | High quality low voltage wire and cable for building installation | Nominal voltage U | 750V
| 77 | Cables and Wires | Low Voltage Cables | Single Core | IEC 60227-01 THW SINGLE CORE CABLE 2.5MM² GREEN & YELLOW | 2144048 | MCI-THW1X2.5G/YCL1 | PRYSMIAN | 12.1 | https://pim-kvc.soneparsea.com:3443/PictureServer/default.aspx/draka-mci-thw1x2.5g-ycl1.jpg?837C86A1B6A9919FB172C1A8BB64A49CC776CC77806C9761C9A8C07680A1A09B | https://pim-kvc.soneparsea.com:3443/PictureServer/default.aspx/draka-mci-thw1x2.5g-ycl1.pdf?837C86A1B6A9919FB172C1A8BB64A49CC776CC77806C9761C9A8C07680A7949A | IEC 60227-01 THW SINGLE CORE CABLE 2.5SQMM GREEN & YELLOW | High quality low voltage wire and cable for building installation | Nominal cross section conductor | 2.5mm²
| 77 | Cables and Wires | Low Voltage Cables | Single Core | IEC 60227-01 THW SINGLE CORE CABLE 2.5MM² GREEN & YELLOW | 2144048 | MCI-THW1X2.5G/YCL1 | PRYSMIAN | 12.1 | https://pim-kvc.soneparsea.com:3443/PictureServer/default.aspx/draka-mci-thw1x2.5g-ycl1.jpg?837C86A1B6A9919FB172C1A8BB64A49CC776CC77806C9761C9A8C07680A1A09B | https://pim-kvc.soneparsea.com:3443/PictureServer/default.aspx/draka-mci-thw1x2.5g-ycl1.pdf?837C86A1B6A9919FB172C1A8BB64A49CC776CC77806C9761C9A8C07680A7949A | IEC 60227-01 THW SINGLE CORE CABLE 2.5SQMM GREEN & YELLOW | High quality low voltage wire and cable for building installation | Number of cores | 1
| 77 | Cables and Wires | Low Voltage Cables | Single Core | IEC 60227-01 THW SINGLE CORE CABLE 2.5MM² GREEN & YELLOW | 2144048 | MCI-THW1X2.5G/YCL1 | PRYSMIAN | 12.1 | https://pim-kvc.soneparsea.com:3443/PictureServer/default.aspx/draka-mci-thw1x2.5g-ycl1.jpg?837C86A1B6A9919FB172C1A8BB64A49CC776CC77806C9761C9A8C07680A1A09B | https://pim-kvc.soneparsea.com:3443/PictureServer/default.aspx/draka-mci-thw1x2.5g-ycl1.pdf?837C86A1B6A9919FB172C1A8BB64A49CC776CC77806C9761C9A8C07680A7949A | IEC 60227-01 THW SINGLE CORE CABLE 2.5SQMM GREEN & YELLOW | High quality low voltage wire and cable for building installation | Colour outer sheath | Other
| 77 | Cables and Wires | Low Voltage Cables | Single Core | IEC 60227-01 THW SINGLE CORE CABLE 2.5MM² GREEN & YELLOW | 2144048 | MCI-THW1X2.5G/YCL1 | PRYSMIAN | 12.1 | https://pim-kvc.soneparsea.com:3443/PictureServer/default.aspx/draka-mci-thw1x2.5g-ycl1.jpg?837C86A1B6A9919FB172C1A8BB64A49CC776CC77806C9761C9A8C07680A1A09B | https://pim-kvc.soneparsea.com:3443/PictureServer/default.aspx/draka-mci-thw1x2.5g-ycl1.pdf?837C86A1B6A9919FB172C1A8BB64A49CC776CC77806C9761C9A8C07680A7949A | IEC 60227-01 THW SINGLE CORE CABLE 2.5SQMM GREEN & YELLOW | High quality low voltage wire and cable for building installation | Nominal voltage U0 | 450V
| 77 | Cables and Wires | Low Voltage Cables | Single Core | IEC 60227-01 THW SINGLE CORE CABLE 2.5MM² GREEN & YELLOW | 2144048 | MCI-THW1X2.5G/YCL1 | PRYSMIAN | 12.1 | https://pim-kvc.soneparsea.com:3443/PictureServer/default.aspx/draka-mci-thw1x2.5g-ycl1.jpg?837C86A1B6A9919FB172C1A8BB64A49CC776CC77806C9761C9A8C07680A1A09B | https://pim-kvc.soneparsea.com:3443/PictureServer/default.aspx/draka-mci-thw1x2.5g-ycl1.pdf?837C86A1B6A9919FB172C1A8BB64A49CC776CC77806C9761C9A8C07680A7949A | IEC 60227-01 THW SINGLE CORE CABLE 2.5SQMM GREEN & YELLOW | High quality low voltage wire and cable for building installation | Nominal voltage U | 750V
| 78 | Cables and Wires | Low Voltage Cables | Single Core | IEC 60227-01 THW SINGLE CORE CABLE 4MM² LIGHT BLUE | 2144052 | MCI-THW1X4LBUCL1 | PRYSMIAN | 18.7 | https://pim-kvc.soneparsea.com:3443/PictureServer/default.aspx/draka-mci-thw1x4lbucl1.jpg?837C86A1B6A9919FB172C1A8BB64A49CC776CC79BE99A597BC7682AFC29E | https://pim-kvc.soneparsea.com:3443/PictureServer/default.aspx/draka-mci-thw1x4lbucl1.pdf?837C86A1B6A9919FB172C1A8BB64A49CC776CC79BE99A597BC7682B5B69D | IEC 60227-01 THW SINGLE CORE CABLE 4SQMM LIGHT BLUE | High quality low voltage wire and cable for building installation | Nominal cross section conductor | 4mm²
| 78 | Cables and Wires | Low Voltage Cables | Single Core | IEC 60227-01 THW SINGLE CORE CABLE 4MM² LIGHT BLUE | 2144052 | MCI-THW1X4LBUCL1 | PRYSMIAN | 18.7 | https://pim-kvc.soneparsea.com:3443/PictureServer/default.aspx/draka-mci-thw1x4lbucl1.jpg?837C86A1B6A9919FB172C1A8BB64A49CC776CC79BE99A597BC7682AFC29E | https://pim-kvc.soneparsea.com:3443/PictureServer/default.aspx/draka-mci-thw1x4lbucl1.pdf?837C86A1B6A9919FB172C1A8BB64A49CC776CC79BE99A597BC7682B5B69D | IEC 60227-01 THW SINGLE CORE CABLE 4SQMM LIGHT BLUE | High quality low voltage wire and cable for building installation | Number of cores | 1
| 78 | Cables and Wires | Low Voltage Cables | Single Core | IEC 60227-01 THW SINGLE CORE CABLE 4MM² LIGHT BLUE | 2144052 | MCI-THW1X4LBUCL1 | PRYSMIAN | 18.7 | https://pim-kvc.soneparsea.com:3443/PictureServer/default.aspx/draka-mci-thw1x4lbucl1.jpg?837C86A1B6A9919FB172C1A8BB64A49CC776CC79BE99A597BC7682AFC29E | https://pim-kvc.soneparsea.com:3443/PictureServer/default.aspx/draka-mci-thw1x4lbucl1.pdf?837C86A1B6A9919FB172C1A8BB64A49CC776CC79BE99A597BC7682B5B69D | IEC 60227-01 THW SINGLE CORE CABLE 4SQMM LIGHT BLUE | High quality low voltage wire and cable for building installation | Colour outer sheath | Blue
| 78 | Cables and Wires | Low Voltage Cables | Single Core | IEC 60227-01 THW SINGLE CORE CABLE 4MM² LIGHT BLUE | 2144052 | MCI-THW1X4LBUCL1 | PRYSMIAN | 18.7 | https://pim-kvc.soneparsea.com:3443/PictureServer/default.aspx/draka-mci-thw1x4lbucl1.jpg?837C86A1B6A9919FB172C1A8BB64A49CC776CC79BE99A597BC7682AFC29E | https://pim-kvc.soneparsea.com:3443/PictureServer/default.aspx/draka-mci-thw1x4lbucl1.pdf?837C86A1B6A9919FB172C1A8BB64A49CC776CC79BE99A597BC7682B5B69D | IEC 60227-01 THW SINGLE CORE CABLE 4SQMM LIGHT BLUE | High quality low voltage wire and cable for building installation | Nominal voltage U0 | 450V
| 78 | Cables and Wires | Low Voltage Cables | Single Core | IEC 60227-01 THW SINGLE CORE CABLE 4MM² LIGHT BLUE | 2144052 | MCI-THW1X4LBUCL1 | PRYSMIAN | 18.7 | https://pim-kvc.soneparsea.com:3443/PictureServer/default.aspx/draka-mci-thw1x4lbucl1.jpg?837C86A1B6A9919FB172C1A8BB64A49CC776CC79BE99A597BC7682AFC29E | https://pim-kvc.soneparsea.com:3443/PictureServer/default.aspx/draka-mci-thw1x4lbucl1.pdf?837C86A1B6A9919FB172C1A8BB64A49CC776CC79BE99A597BC7682B5B69D | IEC 60227-01 THW SINGLE CORE CABLE 4SQMM LIGHT BLUE | High quality low voltage wire and cable for building installation | Nominal voltage U | 750V
| 79 | Cables and Wires | Low Voltage Cables | Single Core | IEC 60227-01 THW SINGLE CORE CABLE 4MM² LIGHT GREY | 2144053 | MCI-THW1X4LGYCL1 | PRYSMIAN | 18.7 | https://pim-kvc.soneparsea.com:3443/PictureServer/default.aspx/draka-mci-thw1x4lgycl1.jpg?837C86A1B6A9919FB172C1A8BB64A49CC776CC79BE9EA997BC7682AFC29E | https://pim-kvc.soneparsea.com:3443/PictureServer/default.aspx/draka-mci-thw1x4lgycl1.pdf?837C86A1B6A9919FB172C1A8BB64A49CC776CC79BE9EA997BC7682B5B69D | IEC 60227-01 THW SINGLE CORE CABLE 4SQMM LIGHT GREY | High quality low voltage wire and cable for building installation | Nominal cross section conductor | 4mm²
| 79 | Cables and Wires | Low Voltage Cables | Single Core | IEC 60227-01 THW SINGLE CORE CABLE 4MM² LIGHT GREY | 2144053 | MCI-THW1X4LGYCL1 | PRYSMIAN | 18.7 | https://pim-kvc.soneparsea.com:3443/PictureServer/default.aspx/draka-mci-thw1x4lgycl1.jpg?837C86A1B6A9919FB172C1A8BB64A49CC776CC79BE9EA997BC7682AFC29E | https://pim-kvc.soneparsea.com:3443/PictureServer/default.aspx/draka-mci-thw1x4lgycl1.pdf?837C86A1B6A9919FB172C1A8BB64A49CC776CC79BE9EA997BC7682B5B69D | IEC 60227-01 THW SINGLE CORE CABLE 4SQMM LIGHT GREY | High quality low voltage wire and cable for building installation | Number of cores | 1
| 79 | Cables and Wires | Low Voltage Cables | Single Core | IEC 60227-01 THW SINGLE CORE CABLE 4MM² LIGHT GREY | 2144053 | MCI-THW1X4LGYCL1 | PRYSMIAN | 18.7 | https://pim-kvc.soneparsea.com:3443/PictureServer/default.aspx/draka-mci-thw1x4lgycl1.jpg?837C86A1B6A9919FB172C1A8BB64A49CC776CC79BE9EA997BC7682AFC29E | https://pim-kvc.soneparsea.com:3443/PictureServer/default.aspx/draka-mci-thw1x4lgycl1.pdf?837C86A1B6A9919FB172C1A8BB64A49CC776CC79BE9EA997BC7682B5B69D | IEC 60227-01 THW SINGLE CORE CABLE 4SQMM LIGHT GREY | High quality low voltage wire and cable for building installation | Colour outer sheath | Grey
| 79 | Cables and Wires | Low Voltage Cables | Single Core | IEC 60227-01 THW SINGLE CORE CABLE 4MM² LIGHT GREY | 2144053 | MCI-THW1X4LGYCL1 | PRYSMIAN | 18.7 | https://pim-kvc.soneparsea.com:3443/PictureServer/default.aspx/draka-mci-thw1x4lgycl1.jpg?837C86A1B6A9919FB172C1A8BB64A49CC776CC79BE9EA997BC7682AFC29E | https://pim-kvc.soneparsea.com:3443/PictureServer/default.aspx/draka-mci-thw1x4lgycl1.pdf?837C86A1B6A9919FB172C1A8BB64A49CC776CC79BE9EA997BC7682B5B69D | IEC 60227-01 THW SINGLE CORE CABLE 4SQMM LIGHT GREY | High quality low voltage wire and cable for building installation | Nominal voltage U0 | 450V
| 79 | Cables and Wires | Low Voltage Cables | Single Core | IEC 60227-01 THW SINGLE CORE CABLE 4MM² LIGHT GREY | 2144053 | MCI-THW1X4LGYCL1 | PRYSMIAN | 18.7 | https://pim-kvc.soneparsea.com:3443/PictureServer/default.aspx/draka-mci-thw1x4lgycl1.jpg?837C86A1B6A9919FB172C1A8BB64A49CC776CC79BE9EA997BC7682AFC29E | https://pim-kvc.soneparsea.com:3443/PictureServer/default.aspx/draka-mci-thw1x4lgycl1.pdf?837C86A1B6A9919FB172C1A8BB64A49CC776CC79BE9EA997BC7682B5B69D | IEC 60227-01 THW SINGLE CORE CABLE 4SQMM LIGHT GREY | High quality low voltage wire and cable for building installation | Nominal voltage U | 750V
| 80 | Cables and Wires | Low Voltage Cables | Single Core | H07V-K PVC-SINGLE CORE CABLE 25MM² GREEN-YELLOW | 2162415 | 26858 | HELUKABEL | 234.95 | https://pim-kvc.soneparsea.com:3443/PictureServer/default.aspx/helukabel-26858.jpg?988AA09A9D7872799CA1BCAABEAC9B95B2AAC072846D68698873BEB5B9 | https://pim-kvc.soneparsea.com:3443/PictureServer/default.aspx/helukabel-26858.pdf?988AA09A9D7872799CA1BCAABEAC9B95B2AAC072846D68698873C4A9B8 | H07V-K PVC-SINGLE CORE CABLE 25MM² GREEN-YELLOW | These insulated wires are suitable for laying in tubes, under and surface mounting of plasters and also in closed installation conduits. These are not allowed to install for direct laying on cable trays, channels or tanks. These types are permitted for the inner wiring of equipment, distributor and switchboards and also for protective laying to the lightings with a nominal voltage up to 1000 V alternating current or up to 750 V direct current against earth. The product is conformed with the EC Low-Voltage Directive 2006/95/EG. | Nominal cross section conductor | 25mm²
| 80 | Cables and Wires | Low Voltage Cables | Single Core | H07V-K PVC-SINGLE CORE CABLE 25MM² GREEN-YELLOW | 2162415 | 26858 | HELUKABEL | 234.95 | https://pim-kvc.soneparsea.com:3443/PictureServer/default.aspx/helukabel-26858.jpg?988AA09A9D7872799CA1BCAABEAC9B95B2AAC072846D68698873BEB5B9 | https://pim-kvc.soneparsea.com:3443/PictureServer/default.aspx/helukabel-26858.pdf?988AA09A9D7872799CA1BCAABEAC9B95B2AAC072846D68698873C4A9B8 | H07V-K PVC-SINGLE CORE CABLE 25MM² GREEN-YELLOW | These insulated wires are suitable for laying in tubes, under and surface mounting of plasters and also in closed installation conduits. These are not allowed to install for direct laying on cable trays, channels or tanks. These types are permitted for the inner wiring of equipment, distributor and switchboards and also for protective laying to the lightings with a nominal voltage up to 1000 V alternating current or up to 750 V direct current against earth. The product is conformed with the EC Low-Voltage Directive 2006/95/EG. | Core colour | Green/yellow
| 80 | Cables and Wires | Low Voltage Cables | Single Core | H07V-K PVC-SINGLE CORE CABLE 25MM² GREEN-YELLOW | 2162415 | 26858 | HELUKABEL | 234.95 | https://pim-kvc.soneparsea.com:3443/PictureServer/default.aspx/helukabel-26858.jpg?988AA09A9D7872799CA1BCAABEAC9B95B2AAC072846D68698873BEB5B9 | https://pim-kvc.soneparsea.com:3443/PictureServer/default.aspx/helukabel-26858.pdf?988AA09A9D7872799CA1BCAABEAC9B95B2AAC072846D68698873C4A9B8 | H07V-K PVC-SINGLE CORE CABLE 25MM² GREEN-YELLOW | These insulated wires are suitable for laying in tubes, under and surface mounting of plasters and also in closed installation conduits. These are not allowed to install for direct laying on cable trays, channels or tanks. These types are permitted for the inner wiring of equipment, distributor and switchboards and also for protective laying to the lightings with a nominal voltage up to 1000 V alternating current or up to 750 V direct current against earth. The product is conformed with the EC Low-Voltage Directive 2006/95/EG. | Nominal voltage U0 | 450V
| 80 | Cables and Wires | Low Voltage Cables | Single Core | H07V-K PVC-SINGLE CORE CABLE 25MM² GREEN-YELLOW | 2162415 | 26858 | HELUKABEL | 234.95 | https://pim-kvc.soneparsea.com:3443/PictureServer/default.aspx/helukabel-26858.jpg?988AA09A9D7872799CA1BCAABEAC9B95B2AAC072846D68698873BEB5B9 | https://pim-kvc.soneparsea.com:3443/PictureServer/default.aspx/helukabel-26858.pdf?988AA09A9D7872799CA1BCAABEAC9B95B2AAC072846D68698873C4A9B8 | H07V-K PVC-SINGLE CORE CABLE 25MM² GREEN-YELLOW | These insulated wires are suitable for laying in tubes, under and surface mounting of plasters and also in closed installation conduits. These are not allowed to install for direct laying on cable trays, channels or tanks. These types are permitted for the inner wiring of equipment, distributor and switchboards and also for protective laying to the lightings with a nominal voltage up to 1000 V alternating current or up to 750 V direct current against earth. The product is conformed with the EC Low-Voltage Directive 2006/95/EG. | Nominal voltage U | 750V
| 81 | Cables and Wires | Low Voltage Cables | Single Core | H05V-K PVC-SINGLE CORE CABLE 0.5MM² BROWN | 2162418 | 29084 | HELUKABEL | 6.24 | https://pim-kvc.soneparsea.com:3443/PictureServer/default.aspx/helukabel-29084.jpg?988AA09A9D7872799CA1BCAABEAC9B95B2AAC0728470606C8473BEB5B9 | https://pim-kvc.soneparsea.com:3443/PictureServer/default.aspx/helukabel-29084.pdf?988AA09A9D7872799CA1BCAABEAC9B95B2AAC0728470606C8473C4A9B8 | H05V-K PVC-SINGLE CORE CABLE 0.5MM² BROWN | These insulated wires are determined for the installation to the inside of apparatus as well as for the protective laying to the lightings, in dry rooms, in production facilities, switch and distributor boards, in tubes, under and surface mounting of plasters. | Nominal cross section conductor | 0.5mm²
| 81 | Cables and Wires | Low Voltage Cables | Single Core | H05V-K PVC-SINGLE CORE CABLE 0.5MM² BROWN | 2162418 | 29084 | HELUKABEL | 6.24 | https://pim-kvc.soneparsea.com:3443/PictureServer/default.aspx/helukabel-29084.jpg?988AA09A9D7872799CA1BCAABEAC9B95B2AAC0728470606C8473BEB5B9 | https://pim-kvc.soneparsea.com:3443/PictureServer/default.aspx/helukabel-29084.pdf?988AA09A9D7872799CA1BCAABEAC9B95B2AAC0728470606C8473C4A9B8 | H05V-K PVC-SINGLE CORE CABLE 0.5MM² BROWN | These insulated wires are determined for the installation to the inside of apparatus as well as for the protective laying to the lightings, in dry rooms, in production facilities, switch and distributor boards, in tubes, under and surface mounting of plasters. | Core colour | Brown
| 81 | Cables and Wires | Low Voltage Cables | Single Core | H05V-K PVC-SINGLE CORE CABLE 0.5MM² BROWN | 2162418 | 29084 | HELUKABEL | 6.24 | https://pim-kvc.soneparsea.com:3443/PictureServer/default.aspx/helukabel-29084.jpg?988AA09A9D7872799CA1BCAABEAC9B95B2AAC0728470606C8473BEB5B9 | https://pim-kvc.soneparsea.com:3443/PictureServer/default.aspx/helukabel-29084.pdf?988AA09A9D7872799CA1BCAABEAC9B95B2AAC0728470606C8473C4A9B8 | H05V-K PVC-SINGLE CORE CABLE 0.5MM² BROWN | These insulated wires are determined for the installation to the inside of apparatus as well as for the protective laying to the lightings, in dry rooms, in production facilities, switch and distributor boards, in tubes, under and surface mounting of plasters. | Nominal voltage U0 | 450V
| 81 | Cables and Wires | Low Voltage Cables | Single Core | H05V-K PVC-SINGLE CORE CABLE 0.5MM² BROWN | 2162418 | 29084 | HELUKABEL | 6.24 | https://pim-kvc.soneparsea.com:3443/PictureServer/default.aspx/helukabel-29084.jpg?988AA09A9D7872799CA1BCAABEAC9B95B2AAC0728470606C8473BEB5B9 | https://pim-kvc.soneparsea.com:3443/PictureServer/default.aspx/helukabel-29084.pdf?988AA09A9D7872799CA1BCAABEAC9B95B2AAC0728470606C8473C4A9B8 | H05V-K PVC-SINGLE CORE CABLE 0.5MM² BROWN | These insulated wires are determined for the installation to the inside of apparatus as well as for the protective laying to the lightings, in dry rooms, in production facilities, switch and distributor boards, in tubes, under and surface mounting of plasters. | Nominal voltage U | 750V
| 82 | Cables and Wires | Low Voltage Cables | Single Core | H05V-K PVC-SINGLE CORE CABLE 1.0MM² GREEN | 2162421 | 29123 | HELUKABEL | 10.99 | https://pim-kvc.soneparsea.com:3443/PictureServer/default.aspx/helukabel-29123.jpg?988AA09A9D7872799CA1BCAABEAC9B95B2AAC072847061668373BEB5B9 | https://pim-kvc.soneparsea.com:3443/PictureServer/default.aspx/helukabel-29123.pdf?988AA09A9D7872799CA1BCAABEAC9B95B2AAC072847061668373C4A9B8 | H05V-K PVC-SINGLE CORE CABLE 1.0MM² GREEN | These insulated wires are determined for the installation to the inside of apparatus as well as for the protective laying to the lightings, in dry rooms, in production facilities, switch and distributor boards, in tubes, under and surface mounting of plasters. | Nominal cross section conductor | 1mm²
| 82 | Cables and Wires | Low Voltage Cables | Single Core | H05V-K PVC-SINGLE CORE CABLE 1.0MM² GREEN | 2162421 | 29123 | HELUKABEL | 10.99 | https://pim-kvc.soneparsea.com:3443/PictureServer/default.aspx/helukabel-29123.jpg?988AA09A9D7872799CA1BCAABEAC9B95B2AAC072847061668373BEB5B9 | https://pim-kvc.soneparsea.com:3443/PictureServer/default.aspx/helukabel-29123.pdf?988AA09A9D7872799CA1BCAABEAC9B95B2AAC072847061668373C4A9B8 | H05V-K PVC-SINGLE CORE CABLE 1.0MM² GREEN | These insulated wires are determined for the installation to the inside of apparatus as well as for the protective laying to the lightings, in dry rooms, in production facilities, switch and distributor boards, in tubes, under and surface mounting of plasters. | Conductor category | Class 5 = flexible
| 82 | Cables and Wires | Low Voltage Cables | Single Core | H05V-K PVC-SINGLE CORE CABLE 1.0MM² GREEN | 2162421 | 29123 | HELUKABEL | 10.99 | https://pim-kvc.soneparsea.com:3443/PictureServer/default.aspx/helukabel-29123.jpg?988AA09A9D7872799CA1BCAABEAC9B95B2AAC072847061668373BEB5B9 | https://pim-kvc.soneparsea.com:3443/PictureServer/default.aspx/helukabel-29123.pdf?988AA09A9D7872799CA1BCAABEAC9B95B2AAC072847061668373C4A9B8 | H05V-K PVC-SINGLE CORE CABLE 1.0MM² GREEN | These insulated wires are determined for the installation to the inside of apparatus as well as for the protective laying to the lightings, in dry rooms, in production facilities, switch and distributor boards, in tubes, under and surface mounting of plasters. | Number of cores | 1
| 82 | Cables and Wires | Low Voltage Cables | Single Core | H05V-K PVC-SINGLE CORE CABLE 1.0MM² GREEN | 2162421 | 29123 | HELUKABEL | 10.99 | https://pim-kvc.soneparsea.com:3443/PictureServer/default.aspx/helukabel-29123.jpg?988AA09A9D7872799CA1BCAABEAC9B95B2AAC072847061668373BEB5B9 | https://pim-kvc.soneparsea.com:3443/PictureServer/default.aspx/helukabel-29123.pdf?988AA09A9D7872799CA1BCAABEAC9B95B2AAC072847061668373C4A9B8 | H05V-K PVC-SINGLE CORE CABLE 1.0MM² GREEN | These insulated wires are determined for the installation to the inside of apparatus as well as for the protective laying to the lightings, in dry rooms, in production facilities, switch and distributor boards, in tubes, under and surface mounting of plasters. | Material core insulation | Polyvinyl chloride (PVC)
| 82 | Cables and Wires | Low Voltage Cables | Single Core | H05V-K PVC-SINGLE CORE CABLE 1.0MM² GREEN | 2162421 | 29123 | HELUKABEL | 10.99 | https://pim-kvc.soneparsea.com:3443/PictureServer/default.aspx/helukabel-29123.jpg?988AA09A9D7872799CA1BCAABEAC9B95B2AAC072847061668373BEB5B9 | https://pim-kvc.soneparsea.com:3443/PictureServer/default.aspx/helukabel-29123.pdf?988AA09A9D7872799CA1BCAABEAC9B95B2AAC072847061668373C4A9B8 | H05V-K PVC-SINGLE CORE CABLE 1.0MM² GREEN | These insulated wires are determined for the installation to the inside of apparatus as well as for the protective laying to the lightings, in dry rooms, in production facilities, switch and distributor boards, in tubes, under and surface mounting of plasters. | Screen | no
| 82 | Cables and Wires | Low Voltage Cables | Single Core | H05V-K PVC-SINGLE CORE CABLE 1.0MM² GREEN | 2162421 | 29123 | HELUKABEL | 10.99 | https://pim-kvc.soneparsea.com:3443/PictureServer/default.aspx/helukabel-29123.jpg?988AA09A9D7872799CA1BCAABEAC9B95B2AAC072847061668373BEB5B9 | https://pim-kvc.soneparsea.com:3443/PictureServer/default.aspx/helukabel-29123.pdf?988AA09A9D7872799CA1BCAABEAC9B95B2AAC072847061668373C4A9B8 | H05V-K PVC-SINGLE CORE CABLE 1.0MM² GREEN | These insulated wires are determined for the installation to the inside of apparatus as well as for the protective laying to the lightings, in dry rooms, in production facilities, switch and distributor boards, in tubes, under and surface mounting of plasters. | Material outer sheath | Polyvinyl chloride (PVC)
| 82 | Cables and Wires | Low Voltage Cables | Single Core | H05V-K PVC-SINGLE CORE CABLE 1.0MM² GREEN | 2162421 | 29123 | HELUKABEL | 10.99 | https://pim-kvc.soneparsea.com:3443/PictureServer/default.aspx/helukabel-29123.jpg?988AA09A9D7872799CA1BCAABEAC9B95B2AAC072847061668373BEB5B9 | https://pim-kvc.soneparsea.com:3443/PictureServer/default.aspx/helukabel-29123.pdf?988AA09A9D7872799CA1BCAABEAC9B95B2AAC072847061668373C4A9B8 | H05V-K PVC-SINGLE CORE CABLE 1.0MM² GREEN | These insulated wires are determined for the installation to the inside of apparatus as well as for the protective laying to the lightings, in dry rooms, in production facilities, switch and distributor boards, in tubes, under and surface mounting of plasters. | Colour outer sheath | Green
| 82 | Cables and Wires | Low Voltage Cables | Single Core | H05V-K PVC-SINGLE CORE CABLE 1.0MM² GREEN | 2162421 | 29123 | HELUKABEL | 10.99 | https://pim-kvc.soneparsea.com:3443/PictureServer/default.aspx/helukabel-29123.jpg?988AA09A9D7872799CA1BCAABEAC9B95B2AAC072847061668373BEB5B9 | https://pim-kvc.soneparsea.com:3443/PictureServer/default.aspx/helukabel-29123.pdf?988AA09A9D7872799CA1BCAABEAC9B95B2AAC072847061668373C4A9B8 | H05V-K PVC-SINGLE CORE CABLE 1.0MM² GREEN | These insulated wires are determined for the installation to the inside of apparatus as well as for the protective laying to the lightings, in dry rooms, in production facilities, switch and distributor boards, in tubes, under and surface mounting of plasters. | Halogen free (according to EN 60754-1/2) | no
| 82 | Cables and Wires | Low Voltage Cables | Single Core | H05V-K PVC-SINGLE CORE CABLE 1.0MM² GREEN | 2162421 | 29123 | HELUKABEL | 10.99 | https://pim-kvc.soneparsea.com:3443/PictureServer/default.aspx/helukabel-29123.jpg?988AA09A9D7872799CA1BCAABEAC9B95B2AAC072847061668373BEB5B9 | https://pim-kvc.soneparsea.com:3443/PictureServer/default.aspx/helukabel-29123.pdf?988AA09A9D7872799CA1BCAABEAC9B95B2AAC072847061668373C4A9B8 | H05V-K PVC-SINGLE CORE CABLE 1.0MM² GREEN | These insulated wires are determined for the installation to the inside of apparatus as well as for the protective laying to the lightings, in dry rooms, in production facilities, switch and distributor boards, in tubes, under and surface mounting of plasters. | Permitted cable outer temperature during assembling/handling | -5...70°C
| 82 | Cables and Wires | Low Voltage Cables | Single Core | H05V-K PVC-SINGLE CORE CABLE 1.0MM² GREEN | 2162421 | 29123 | HELUKABEL | 10.99 | https://pim-kvc.soneparsea.com:3443/PictureServer/default.aspx/helukabel-29123.jpg?988AA09A9D7872799CA1BCAABEAC9B95B2AAC072847061668373BEB5B9 | https://pim-kvc.soneparsea.com:3443/PictureServer/default.aspx/helukabel-29123.pdf?988AA09A9D7872799CA1BCAABEAC9B95B2AAC072847061668373C4A9B8 | H05V-K PVC-SINGLE CORE CABLE 1.0MM² GREEN | These insulated wires are determined for the installation to the inside of apparatus as well as for the protective laying to the lightings, in dry rooms, in production facilities, switch and distributor boards, in tubes, under and surface mounting of plasters. | Permitted cable outer temperature after assembling without vibration | -30...80°C
| 82 | Cables and Wires | Low Voltage Cables | Single Core | H05V-K PVC-SINGLE CORE CABLE 1.0MM² GREEN | 2162421 | 29123 | HELUKABEL | 10.99 | https://pim-kvc.soneparsea.com:3443/PictureServer/default.aspx/helukabel-29123.jpg?988AA09A9D7872799CA1BCAABEAC9B95B2AAC072847061668373BEB5B9 | https://pim-kvc.soneparsea.com:3443/PictureServer/default.aspx/helukabel-29123.pdf?988AA09A9D7872799CA1BCAABEAC9B95B2AAC072847061668373C4A9B8 | H05V-K PVC-SINGLE CORE CABLE 1.0MM² GREEN | These insulated wires are determined for the installation to the inside of apparatus as well as for the protective laying to the lightings, in dry rooms, in production facilities, switch and distributor boards, in tubes, under and surface mounting of plasters. | Nominal voltage U0 | 300V
| 82 | Cables and Wires | Low Voltage Cables | Single Core | H05V-K PVC-SINGLE CORE CABLE 1.0MM² GREEN | 2162421 | 29123 | HELUKABEL | 10.99 | https://pim-kvc.soneparsea.com:3443/PictureServer/default.aspx/helukabel-29123.jpg?988AA09A9D7872799CA1BCAABEAC9B95B2AAC072847061668373BEB5B9 | https://pim-kvc.soneparsea.com:3443/PictureServer/default.aspx/helukabel-29123.pdf?988AA09A9D7872799CA1BCAABEAC9B95B2AAC072847061668373C4A9B8 | H05V-K PVC-SINGLE CORE CABLE 1.0MM² GREEN | These insulated wires are determined for the installation to the inside of apparatus as well as for the protective laying to the lightings, in dry rooms, in production facilities, switch and distributor boards, in tubes, under and surface mounting of plasters. | Nominal voltage U | 750V
| 83 | Cables and Wires | Low Voltage Cables | Single Core | H05V-K PVC-SINGLE CORE CABLE 1.0MM² ORANGE | 2162422 | 29126 | HELUKABEL | 10.99 | https://pim-kvc.soneparsea.com:3443/PictureServer/default.aspx/helukabel-29126.jpg?988AA09A9D7872799CA1BCAABEAC9B95B2AAC072847061668673BEB5B9 | https://pim-kvc.soneparsea.com:3443/PictureServer/default.aspx/helukabel-29126.pdf?988AA09A9D7872799CA1BCAABEAC9B95B2AAC072847061668673C4A9B8 | H05V-K PVC-SINGLE CORE CABLE 1.0MM² ORANGE | These insulated wires are determined for the installation to the inside of apparatus as well as for the protective laying to the lightings, in dry rooms, in production facilities, switch and distributor boards, in tubes, under and surface mounting of plasters. | Nominal cross section conductor | 1mm²
| 83 | Cables and Wires | Low Voltage Cables | Single Core | H05V-K PVC-SINGLE CORE CABLE 1.0MM² ORANGE | 2162422 | 29126 | HELUKABEL | 10.99 | https://pim-kvc.soneparsea.com:3443/PictureServer/default.aspx/helukabel-29126.jpg?988AA09A9D7872799CA1BCAABEAC9B95B2AAC072847061668673BEB5B9 | https://pim-kvc.soneparsea.com:3443/PictureServer/default.aspx/helukabel-29126.pdf?988AA09A9D7872799CA1BCAABEAC9B95B2AAC072847061668673C4A9B8 | H05V-K PVC-SINGLE CORE CABLE 1.0MM² ORANGE | These insulated wires are determined for the installation to the inside of apparatus as well as for the protective laying to the lightings, in dry rooms, in production facilities, switch and distributor boards, in tubes, under and surface mounting of plasters. | Conductor category | Class 5 = flexible
| 83 | Cables and Wires | Low Voltage Cables | Single Core | H05V-K PVC-SINGLE CORE CABLE 1.0MM² ORANGE | 2162422 | 29126 | HELUKABEL | 10.99 | https://pim-kvc.soneparsea.com:3443/PictureServer/default.aspx/helukabel-29126.jpg?988AA09A9D7872799CA1BCAABEAC9B95B2AAC072847061668673BEB5B9 | https://pim-kvc.soneparsea.com:3443/PictureServer/default.aspx/helukabel-29126.pdf?988AA09A9D7872799CA1BCAABEAC9B95B2AAC072847061668673C4A9B8 | H05V-K PVC-SINGLE CORE CABLE 1.0MM² ORANGE | These insulated wires are determined for the installation to the inside of apparatus as well as for the protective laying to the lightings, in dry rooms, in production facilities, switch and distributor boards, in tubes, under and surface mounting of plasters. | Number of cores | 1
| 83 | Cables and Wires | Low Voltage Cables | Single Core | H05V-K PVC-SINGLE CORE CABLE 1.0MM² ORANGE | 2162422 | 29126 | HELUKABEL | 10.99 | https://pim-kvc.soneparsea.com:3443/PictureServer/default.aspx/helukabel-29126.jpg?988AA09A9D7872799CA1BCAABEAC9B95B2AAC072847061668673BEB5B9 | https://pim-kvc.soneparsea.com:3443/PictureServer/default.aspx/helukabel-29126.pdf?988AA09A9D7872799CA1BCAABEAC9B95B2AAC072847061668673C4A9B8 | H05V-K PVC-SINGLE CORE CABLE 1.0MM² ORANGE | These insulated wires are determined for the installation to the inside of apparatus as well as for the protective laying to the lightings, in dry rooms, in production facilities, switch and distributor boards, in tubes, under and surface mounting of plasters. | Material core insulation | Polyvinyl chloride (PVC)
| 83 | Cables and Wires | Low Voltage Cables | Single Core | H05V-K PVC-SINGLE CORE CABLE 1.0MM² ORANGE | 2162422 | 29126 | HELUKABEL | 10.99 | https://pim-kvc.soneparsea.com:3443/PictureServer/default.aspx/helukabel-29126.jpg?988AA09A9D7872799CA1BCAABEAC9B95B2AAC072847061668673BEB5B9 | https://pim-kvc.soneparsea.com:3443/PictureServer/default.aspx/helukabel-29126.pdf?988AA09A9D7872799CA1BCAABEAC9B95B2AAC072847061668673C4A9B8 | H05V-K PVC-SINGLE CORE CABLE 1.0MM² ORANGE | These insulated wires are determined for the installation to the inside of apparatus as well as for the protective laying to the lightings, in dry rooms, in production facilities, switch and distributor boards, in tubes, under and surface mounting of plasters. | Screen | no
| 83 | Cables and Wires | Low Voltage Cables | Single Core | H05V-K PVC-SINGLE CORE CABLE 1.0MM² ORANGE | 2162422 | 29126 | HELUKABEL | 10.99 | https://pim-kvc.soneparsea.com:3443/PictureServer/default.aspx/helukabel-29126.jpg?988AA09A9D7872799CA1BCAABEAC9B95B2AAC072847061668673BEB5B9 | https://pim-kvc.soneparsea.com:3443/PictureServer/default.aspx/helukabel-29126.pdf?988AA09A9D7872799CA1BCAABEAC9B95B2AAC072847061668673C4A9B8 | H05V-K PVC-SINGLE CORE CABLE 1.0MM² ORANGE | These insulated wires are determined for the installation to the inside of apparatus as well as for the protective laying to the lightings, in dry rooms, in production facilities, switch and distributor boards, in tubes, under and surface mounting of plasters. | Material outer sheath | Polyvinyl chloride (PVC)
| 83 | Cables and Wires | Low Voltage Cables | Single Core | H05V-K PVC-SINGLE CORE CABLE 1.0MM² ORANGE | 2162422 | 29126 | HELUKABEL | 10.99 | https://pim-kvc.soneparsea.com:3443/PictureServer/default.aspx/helukabel-29126.jpg?988AA09A9D7872799CA1BCAABEAC9B95B2AAC072847061668673BEB5B9 | https://pim-kvc.soneparsea.com:3443/PictureServer/default.aspx/helukabel-29126.pdf?988AA09A9D7872799CA1BCAABEAC9B95B2AAC072847061668673C4A9B8 | H05V-K PVC-SINGLE CORE CABLE 1.0MM² ORANGE | These insulated wires are determined for the installation to the inside of apparatus as well as for the protective laying to the lightings, in dry rooms, in production facilities, switch and distributor boards, in tubes, under and surface mounting of plasters. | Colour outer sheath | Orange
| 83 | Cables and Wires | Low Voltage Cables | Single Core | H05V-K PVC-SINGLE CORE CABLE 1.0MM² ORANGE | 2162422 | 29126 | HELUKABEL | 10.99 | https://pim-kvc.soneparsea.com:3443/PictureServer/default.aspx/helukabel-29126.jpg?988AA09A9D7872799CA1BCAABEAC9B95B2AAC072847061668673BEB5B9 | https://pim-kvc.soneparsea.com:3443/PictureServer/default.aspx/helukabel-29126.pdf?988AA09A9D7872799CA1BCAABEAC9B95B2AAC072847061668673C4A9B8 | H05V-K PVC-SINGLE CORE CABLE 1.0MM² ORANGE | These insulated wires are determined for the installation to the inside of apparatus as well as for the protective laying to the lightings, in dry rooms, in production facilities, switch and distributor boards, in tubes, under and surface mounting of plasters. | Halogen free (according to EN 60754-1/2) | no
| 83 | Cables and Wires | Low Voltage Cables | Single Core | H05V-K PVC-SINGLE CORE CABLE 1.0MM² ORANGE | 2162422 | 29126 | HELUKABEL | 10.99 | https://pim-kvc.soneparsea.com:3443/PictureServer/default.aspx/helukabel-29126.jpg?988AA09A9D7872799CA1BCAABEAC9B95B2AAC072847061668673BEB5B9 | https://pim-kvc.soneparsea.com:3443/PictureServer/default.aspx/helukabel-29126.pdf?988AA09A9D7872799CA1BCAABEAC9B95B2AAC072847061668673C4A9B8 | H05V-K PVC-SINGLE CORE CABLE 1.0MM² ORANGE | These insulated wires are determined for the installation to the inside of apparatus as well as for the protective laying to the lightings, in dry rooms, in production facilities, switch and distributor boards, in tubes, under and surface mounting of plasters. | Permitted cable outer temperature during assembling/handling | -5...70°C
| 83 | Cables and Wires | Low Voltage Cables | Single Core | H05V-K PVC-SINGLE CORE CABLE 1.0MM² ORANGE | 2162422 | 29126 | HELUKABEL | 10.99 | https://pim-kvc.soneparsea.com:3443/PictureServer/default.aspx/helukabel-29126.jpg?988AA09A9D7872799CA1BCAABEAC9B95B2AAC072847061668673BEB5B9 | https://pim-kvc.soneparsea.com:3443/PictureServer/default.aspx/helukabel-29126.pdf?988AA09A9D7872799CA1BCAABEAC9B95B2AAC072847061668673C4A9B8 | H05V-K PVC-SINGLE CORE CABLE 1.0MM² ORANGE | These insulated wires are determined for the installation to the inside of apparatus as well as for the protective laying to the lightings, in dry rooms, in production facilities, switch and distributor boards, in tubes, under and surface mounting of plasters. | Permitted cable outer temperature after assembling without vibration | -30...80°C
| 83 | Cables and Wires | Low Voltage Cables | Single Core | H05V-K PVC-SINGLE CORE CABLE 1.0MM² ORANGE | 2162422 | 29126 | HELUKABEL | 10.99 | https://pim-kvc.soneparsea.com:3443/PictureServer/default.aspx/helukabel-29126.jpg?988AA09A9D7872799CA1BCAABEAC9B95B2AAC072847061668673BEB5B9 | https://pim-kvc.soneparsea.com:3443/PictureServer/default.aspx/helukabel-29126.pdf?988AA09A9D7872799CA1BCAABEAC9B95B2AAC072847061668673C4A9B8 | H05V-K PVC-SINGLE CORE CABLE 1.0MM² ORANGE | These insulated wires are determined for the installation to the inside of apparatus as well as for the protective laying to the lightings, in dry rooms, in production facilities, switch and distributor boards, in tubes, under and surface mounting of plasters. | Nominal voltage U0 | 300V
| 83 | Cables and Wires | Low Voltage Cables | Single Core | H05V-K PVC-SINGLE CORE CABLE 1.0MM² ORANGE | 2162422 | 29126 | HELUKABEL | 10.99 | https://pim-kvc.soneparsea.com:3443/PictureServer/default.aspx/helukabel-29126.jpg?988AA09A9D7872799CA1BCAABEAC9B95B2AAC072847061668673BEB5B9 | https://pim-kvc.soneparsea.com:3443/PictureServer/default.aspx/helukabel-29126.pdf?988AA09A9D7872799CA1BCAABEAC9B95B2AAC072847061668673C4A9B8 | H05V-K PVC-SINGLE CORE CABLE 1.0MM² ORANGE | These insulated wires are determined for the installation to the inside of apparatus as well as for the protective laying to the lightings, in dry rooms, in production facilities, switch and distributor boards, in tubes, under and surface mounting of plasters. | Nominal voltage U | 750V
| 84 | Cables and Wires | Low Voltage Cables | Single Core | H07V-K PVC-SINGLE CORE CABLE 1.5MM² GREY | 2162423 | 29135 | HELUKABEL | 14.89 | https://pim-kvc.soneparsea.com:3443/PictureServer/default.aspx/helukabel-29135.jpg?988AA09A9D7872799CA1BCAABEAC9B95B2AAC072847061678573BEB5B9 | https://pim-kvc.soneparsea.com:3443/PictureServer/default.aspx/helukabel-29135.pdf?988AA09A9D7872799CA1BCAABEAC9B95B2AAC072847061678573C4A9B8 | H07V-K PVC-SINGLE CORE CABLE 1.5MM² GREY | These insulated wires are suitable for laying in tubes, under and surface mounting of plasters and also in closed installation conduits. These are not allowed to install for direct laying on cable trays, channels or tanks. These types are permitted for the inner wiring of equipment, distributor and switchboards and also for protective laying to the lightings with a nominal voltage up to 1000 V alternating current or up to 750 V direct current against earth. | Nominal cross section conductor | 1.5mm²
| 84 | Cables and Wires | Low Voltage Cables | Single Core | H07V-K PVC-SINGLE CORE CABLE 1.5MM² GREY | 2162423 | 29135 | HELUKABEL | 14.89 | https://pim-kvc.soneparsea.com:3443/PictureServer/default.aspx/helukabel-29135.jpg?988AA09A9D7872799CA1BCAABEAC9B95B2AAC072847061678573BEB5B9 | https://pim-kvc.soneparsea.com:3443/PictureServer/default.aspx/helukabel-29135.pdf?988AA09A9D7872799CA1BCAABEAC9B95B2AAC072847061678573C4A9B8 | H07V-K PVC-SINGLE CORE CABLE 1.5MM² GREY | These insulated wires are suitable for laying in tubes, under and surface mounting of plasters and also in closed installation conduits. These are not allowed to install for direct laying on cable trays, channels or tanks. These types are permitted for the inner wiring of equipment, distributor and switchboards and also for protective laying to the lightings with a nominal voltage up to 1000 V alternating current or up to 750 V direct current against earth. | Core colour | Grey
| 84 | Cables and Wires | Low Voltage Cables | Single Core | H07V-K PVC-SINGLE CORE CABLE 1.5MM² GREY | 2162423 | 29135 | HELUKABEL | 14.89 | https://pim-kvc.soneparsea.com:3443/PictureServer/default.aspx/helukabel-29135.jpg?988AA09A9D7872799CA1BCAABEAC9B95B2AAC072847061678573BEB5B9 | https://pim-kvc.soneparsea.com:3443/PictureServer/default.aspx/helukabel-29135.pdf?988AA09A9D7872799CA1BCAABEAC9B95B2AAC072847061678573C4A9B8 | H07V-K PVC-SINGLE CORE CABLE 1.5MM² GREY | These insulated wires are suitable for laying in tubes, under and surface mounting of plasters and also in closed installation conduits. These are not allowed to install for direct laying on cable trays, channels or tanks. These types are permitted for the inner wiring of equipment, distributor and switchboards and also for protective laying to the lightings with a nominal voltage up to 1000 V alternating current or up to 750 V direct current against earth. | Nominal voltage U0 | 450V
| 84 | Cables and Wires | Low Voltage Cables | Single Core | H07V-K PVC-SINGLE CORE CABLE 1.5MM² GREY | 2162423 | 29135 | HELUKABEL | 14.89 | https://pim-kvc.soneparsea.com:3443/PictureServer/default.aspx/helukabel-29135.jpg?988AA09A9D7872799CA1BCAABEAC9B95B2AAC072847061678573BEB5B9 | https://pim-kvc.soneparsea.com:3443/PictureServer/default.aspx/helukabel-29135.pdf?988AA09A9D7872799CA1BCAABEAC9B95B2AAC072847061678573C4A9B8 | H07V-K PVC-SINGLE CORE CABLE 1.5MM² GREY | These insulated wires are suitable for laying in tubes, under and surface mounting of plasters and also in closed installation conduits. These are not allowed to install for direct laying on cable trays, channels or tanks. These types are permitted for the inner wiring of equipment, distributor and switchboards and also for protective laying to the lightings with a nominal voltage up to 1000 V alternating current or up to 750 V direct current against earth. | Nominal voltage U | 750V
| 85 | Cables and Wires | Low Voltage Cables | Single Core | H07V-K PVC-SINGLE CORE CABLE 2.5MM² BLUE | 2162425 | 29147 | HELUKABEL | 25.03 | https://pim-kvc.soneparsea.com:3443/PictureServer/default.aspx/helukabel-29147.jpg?988AA09A9D7872799CA1BCAABEAC9B95B2AAC072847061688773BEB5B9 | https://pim-kvc.soneparsea.com:3443/PictureServer/default.aspx/helukabel-29147.pdf?988AA09A9D7872799CA1BCAABEAC9B95B2AAC072847061688773C4A9B8 | H07V-K PVC-SINGLE CORE CABLE 2.5MM² BLUE | These insulated wires are suitable for laying in tubes, under and surface mounting of plasters and also in closed installation conduits. These are not allowed to install for direct laying on cable trays, channels or tanks. These types are permitted for the inner wiring of equipment, distributor and switchboards and also for protective laying to the lightings with a nominal voltage up to 1000 V alternating current or up to 750 V direct current against earth. | Nominal cross section conductor | 2.5mm²
| 85 | Cables and Wires | Low Voltage Cables | Single Core | H07V-K PVC-SINGLE CORE CABLE 2.5MM² BLUE | 2162425 | 29147 | HELUKABEL | 25.03 | https://pim-kvc.soneparsea.com:3443/PictureServer/default.aspx/helukabel-29147.jpg?988AA09A9D7872799CA1BCAABEAC9B95B2AAC072847061688773BEB5B9 | https://pim-kvc.soneparsea.com:3443/PictureServer/default.aspx/helukabel-29147.pdf?988AA09A9D7872799CA1BCAABEAC9B95B2AAC072847061688773C4A9B8 | H07V-K PVC-SINGLE CORE CABLE 2.5MM² BLUE | These insulated wires are suitable for laying in tubes, under and surface mounting of plasters and also in closed installation conduits. These are not allowed to install for direct laying on cable trays, channels or tanks. These types are permitted for the inner wiring of equipment, distributor and switchboards and also for protective laying to the lightings with a nominal voltage up to 1000 V alternating current or up to 750 V direct current against earth. | Core colour | Blue
| 85 | Cables and Wires | Low Voltage Cables | Single Core | H07V-K PVC-SINGLE CORE CABLE 2.5MM² BLUE | 2162425 | 29147 | HELUKABEL | 25.03 | https://pim-kvc.soneparsea.com:3443/PictureServer/default.aspx/helukabel-29147.jpg?988AA09A9D7872799CA1BCAABEAC9B95B2AAC072847061688773BEB5B9 | https://pim-kvc.soneparsea.com:3443/PictureServer/default.aspx/helukabel-29147.pdf?988AA09A9D7872799CA1BCAABEAC9B95B2AAC072847061688773C4A9B8 | H07V-K PVC-SINGLE CORE CABLE 2.5MM² BLUE | These insulated wires are suitable for laying in tubes, under and surface mounting of plasters and also in closed installation conduits. These are not allowed to install for direct laying on cable trays, channels or tanks. These types are permitted for the inner wiring of equipment, distributor and switchboards and also for protective laying to the lightings with a nominal voltage up to 1000 V alternating current or up to 750 V direct current against earth. | Nominal voltage U0 | 450V
| 85 | Cables and Wires | Low Voltage Cables | Single Core | H07V-K PVC-SINGLE CORE CABLE 2.5MM² BLUE | 2162425 | 29147 | HELUKABEL | 25.03 | https://pim-kvc.soneparsea.com:3443/PictureServer/default.aspx/helukabel-29147.jpg?988AA09A9D7872799CA1BCAABEAC9B95B2AAC072847061688773BEB5B9 | https://pim-kvc.soneparsea.com:3443/PictureServer/default.aspx/helukabel-29147.pdf?988AA09A9D7872799CA1BCAABEAC9B95B2AAC072847061688773C4A9B8 | H07V-K PVC-SINGLE CORE CABLE 2.5MM² BLUE | These insulated wires are suitable for laying in tubes, under and surface mounting of plasters and also in closed installation conduits. These are not allowed to install for direct laying on cable trays, channels or tanks. These types are permitted for the inner wiring of equipment, distributor and switchboards and also for protective laying to the lightings with a nominal voltage up to 1000 V alternating current or up to 750 V direct current against earth. | Nominal voltage U | 750V
| 86 | Cables and Wires | Low Voltage Cables | Single Core | H07V-K PVC-SINGLE CORE CABLE 2.5MM² BROWN | 2162426 | 29148 | HELUKABEL | 25.03 | https://pim-kvc.soneparsea.com:3443/PictureServer/default.aspx/helukabel-29148.jpg?988AA09A9D7872799CA1BCAABEAC9B95B2AAC072847061688873BEB5B9 | https://pim-kvc.soneparsea.com:3443/PictureServer/default.aspx/helukabel-29148.pdf?988AA09A9D7872799CA1BCAABEAC9B95B2AAC072847061688873C4A9B8 | H07V-K PVC-SINGLE CORE CABLE 2.5MM² BROWN | These insulated wires are suitable for laying in tubes, under and surface mounting of plasters and also in closed installation conduits. These are not allowed to install for direct laying on cable trays, channels or tanks. These types are permitted for the inner wiring of equipment, distributor and switchboards and also for protective laying to the lightings with a nominal voltage up to 1000 V alternating current or up to 750 V direct current against earth. | Nominal cross section conductor | 2.5mm²
| 86 | Cables and Wires | Low Voltage Cables | Single Core | H07V-K PVC-SINGLE CORE CABLE 2.5MM² BROWN | 2162426 | 29148 | HELUKABEL | 25.03 | https://pim-kvc.soneparsea.com:3443/PictureServer/default.aspx/helukabel-29148.jpg?988AA09A9D7872799CA1BCAABEAC9B95B2AAC072847061688873BEB5B9 | https://pim-kvc.soneparsea.com:3443/PictureServer/default.aspx/helukabel-29148.pdf?988AA09A9D7872799CA1BCAABEAC9B95B2AAC072847061688873C4A9B8 | H07V-K PVC-SINGLE CORE CABLE 2.5MM² BROWN | These insulated wires are suitable for laying in tubes, under and surface mounting of plasters and also in closed installation conduits. These are not allowed to install for direct laying on cable trays, channels or tanks. These types are permitted for the inner wiring of equipment, distributor and switchboards and also for protective laying to the lightings with a nominal voltage up to 1000 V alternating current or up to 750 V direct current against earth. | Core colour | Brown
| 86 | Cables and Wires | Low Voltage Cables | Single Core | H07V-K PVC-SINGLE CORE CABLE 2.5MM² BROWN | 2162426 | 29148 | HELUKABEL | 25.03 | https://pim-kvc.soneparsea.com:3443/PictureServer/default.aspx/helukabel-29148.jpg?988AA09A9D7872799CA1BCAABEAC9B95B2AAC072847061688873BEB5B9 | https://pim-kvc.soneparsea.com:3443/PictureServer/default.aspx/helukabel-29148.pdf?988AA09A9D7872799CA1BCAABEAC9B95B2AAC072847061688873C4A9B8 | H07V-K PVC-SINGLE CORE CABLE 2.5MM² BROWN | These insulated wires are suitable for laying in tubes, under and surface mounting of plasters and also in closed installation conduits. These are not allowed to install for direct laying on cable trays, channels or tanks. These types are permitted for the inner wiring of equipment, distributor and switchboards and also for protective laying to the lightings with a nominal voltage up to 1000 V alternating current or up to 750 V direct current against earth. | Nominal voltage U0 | 450V
| 86 | Cables and Wires | Low Voltage Cables | Single Core | H07V-K PVC-SINGLE CORE CABLE 2.5MM² BROWN | 2162426 | 29148 | HELUKABEL | 25.03 | https://pim-kvc.soneparsea.com:3443/PictureServer/default.aspx/helukabel-29148.jpg?988AA09A9D7872799CA1BCAABEAC9B95B2AAC072847061688873BEB5B9 | https://pim-kvc.soneparsea.com:3443/PictureServer/default.aspx/helukabel-29148.pdf?988AA09A9D7872799CA1BCAABEAC9B95B2AAC072847061688873C4A9B8 | H07V-K PVC-SINGLE CORE CABLE 2.5MM² BROWN | These insulated wires are suitable for laying in tubes, under and surface mounting of plasters and also in closed installation conduits. These are not allowed to install for direct laying on cable trays, channels or tanks. These types are permitted for the inner wiring of equipment, distributor and switchboards and also for protective laying to the lightings with a nominal voltage up to 1000 V alternating current or up to 750 V direct current against earth. | Nominal voltage U | 750V
| 87 | Cables and Wires | Low Voltage Cables | Single Core | H07V-K PVC-SINGLE CORE CABLE 2.5MM² WHITE | 2162427 | 29150 | HELUKABEL | 25.03 | https://pim-kvc.soneparsea.com:3443/PictureServer/default.aspx/helukabel-29150.jpg?988AA09A9D7872799CA1BCAABEAC9B95B2AAC072847061698073BEB5B9 | https://pim-kvc.soneparsea.com:3443/PictureServer/default.aspx/helukabel-29150.pdf?988AA09A9D7872799CA1BCAABEAC9B95B2AAC072847061698073C4A9B8 | H07V-K PVC-SINGLE CORE CABLE 2.5MM² WHITE | These insulated wires are suitable for laying in tubes, under and surface mounting of plasters and also in closed installation conduits. These are not allowed to install for direct laying on cable trays, channels or tanks. These types are permitted for the inner wiring of equipment, distributor and switchboards and also for protective laying to the lightings with a nominal voltage up to 1000 V alternating current or up to 750 V direct current against earth. | Nominal cross section conductor | 2.5mm²
| 87 | Cables and Wires | Low Voltage Cables | Single Core | H07V-K PVC-SINGLE CORE CABLE 2.5MM² WHITE | 2162427 | 29150 | HELUKABEL | 25.03 | https://pim-kvc.soneparsea.com:3443/PictureServer/default.aspx/helukabel-29150.jpg?988AA09A9D7872799CA1BCAABEAC9B95B2AAC072847061698073BEB5B9 | https://pim-kvc.soneparsea.com:3443/PictureServer/default.aspx/helukabel-29150.pdf?988AA09A9D7872799CA1BCAABEAC9B95B2AAC072847061698073C4A9B8 | H07V-K PVC-SINGLE CORE CABLE 2.5MM² WHITE | These insulated wires are suitable for laying in tubes, under and surface mounting of plasters and also in closed installation conduits. These are not allowed to install for direct laying on cable trays, channels or tanks. These types are permitted for the inner wiring of equipment, distributor and switchboards and also for protective laying to the lightings with a nominal voltage up to 1000 V alternating current or up to 750 V direct current against earth. | Core colour | White
| 87 | Cables and Wires | Low Voltage Cables | Single Core | H07V-K PVC-SINGLE CORE CABLE 2.5MM² WHITE | 2162427 | 29150 | HELUKABEL | 25.03 | https://pim-kvc.soneparsea.com:3443/PictureServer/default.aspx/helukabel-29150.jpg?988AA09A9D7872799CA1BCAABEAC9B95B2AAC072847061698073BEB5B9 | https://pim-kvc.soneparsea.com:3443/PictureServer/default.aspx/helukabel-29150.pdf?988AA09A9D7872799CA1BCAABEAC9B95B2AAC072847061698073C4A9B8 | H07V-K PVC-SINGLE CORE CABLE 2.5MM² WHITE | These insulated wires are suitable for laying in tubes, under and surface mounting of plasters and also in closed installation conduits. These are not allowed to install for direct laying on cable trays, channels or tanks. These types are permitted for the inner wiring of equipment, distributor and switchboards and also for protective laying to the lightings with a nominal voltage up to 1000 V alternating current or up to 750 V direct current against earth. | Nominal voltage U0 | 450V
| 87 | Cables and Wires | Low Voltage Cables | Single Core | H07V-K PVC-SINGLE CORE CABLE 2.5MM² WHITE | 2162427 | 29150 | HELUKABEL | 25.03 | https://pim-kvc.soneparsea.com:3443/PictureServer/default.aspx/helukabel-29150.jpg?988AA09A9D7872799CA1BCAABEAC9B95B2AAC072847061698073BEB5B9 | https://pim-kvc.soneparsea.com:3443/PictureServer/default.aspx/helukabel-29150.pdf?988AA09A9D7872799CA1BCAABEAC9B95B2AAC072847061698073C4A9B8 | H07V-K PVC-SINGLE CORE CABLE 2.5MM² WHITE | These insulated wires are suitable for laying in tubes, under and surface mounting of plasters and also in closed installation conduits. These are not allowed to install for direct laying on cable trays, channels or tanks. These types are permitted for the inner wiring of equipment, distributor and switchboards and also for protective laying to the lightings with a nominal voltage up to 1000 V alternating current or up to 750 V direct current against earth. | Nominal voltage U | 750V
| 88 | Cables and Wires | Low Voltage Cables | Single Core | H07V-K PVC-SINGLE CORE CABLE 2.5MM² GREY | 2162428 | 29151 | HELUKABEL | 25.03 | https://pim-kvc.soneparsea.com:3443/PictureServer/default.aspx/helukabel-29151.jpg?988AA09A9D7872799CA1BCAABEAC9B95B2AAC072847061698173BEB5B9 | https://pim-kvc.soneparsea.com:3443/PictureServer/default.aspx/helukabel-29151.pdf?988AA09A9D7872799CA1BCAABEAC9B95B2AAC072847061698173C4A9B8 | H07V-K PVC-SINGLE CORE CABLE 2.5MM² GREY | These insulated wires are suitable for laying in tubes, under and surface mounting of plasters and also in closed installation conduits. These are not allowed to install for direct laying on cable trays, channels or tanks. These types are permitted for the inner wiring of equipment, distributor and switchboards and also for protective laying to the lightings with a nominal voltage up to 1000 V alternating current or up to 750 V direct current against earth. | Nominal cross section conductor | 2.5mm²
| 88 | Cables and Wires | Low Voltage Cables | Single Core | H07V-K PVC-SINGLE CORE CABLE 2.5MM² GREY | 2162428 | 29151 | HELUKABEL | 25.03 | https://pim-kvc.soneparsea.com:3443/PictureServer/default.aspx/helukabel-29151.jpg?988AA09A9D7872799CA1BCAABEAC9B95B2AAC072847061698173BEB5B9 | https://pim-kvc.soneparsea.com:3443/PictureServer/default.aspx/helukabel-29151.pdf?988AA09A9D7872799CA1BCAABEAC9B95B2AAC072847061698173C4A9B8 | H07V-K PVC-SINGLE CORE CABLE 2.5MM² GREY | These insulated wires are suitable for laying in tubes, under and surface mounting of plasters and also in closed installation conduits. These are not allowed to install for direct laying on cable trays, channels or tanks. These types are permitted for the inner wiring of equipment, distributor and switchboards and also for protective laying to the lightings with a nominal voltage up to 1000 V alternating current or up to 750 V direct current against earth. | Core colour | Grey
| 88 | Cables and Wires | Low Voltage Cables | Single Core | H07V-K PVC-SINGLE CORE CABLE 2.5MM² GREY | 2162428 | 29151 | HELUKABEL | 25.03 | https://pim-kvc.soneparsea.com:3443/PictureServer/default.aspx/helukabel-29151.jpg?988AA09A9D7872799CA1BCAABEAC9B95B2AAC072847061698173BEB5B9 | https://pim-kvc.soneparsea.com:3443/PictureServer/default.aspx/helukabel-29151.pdf?988AA09A9D7872799CA1BCAABEAC9B95B2AAC072847061698173C4A9B8 | H07V-K PVC-SINGLE CORE CABLE 2.5MM² GREY | These insulated wires are suitable for laying in tubes, under and surface mounting of plasters and also in closed installation conduits. These are not allowed to install for direct laying on cable trays, channels or tanks. These types are permitted for the inner wiring of equipment, distributor and switchboards and also for protective laying to the lightings with a nominal voltage up to 1000 V alternating current or up to 750 V direct current against earth. | Nominal voltage U0 | 450V
| 88 | Cables and Wires | Low Voltage Cables | Single Core | H07V-K PVC-SINGLE CORE CABLE 2.5MM² GREY | 2162428 | 29151 | HELUKABEL | 25.03 | https://pim-kvc.soneparsea.com:3443/PictureServer/default.aspx/helukabel-29151.jpg?988AA09A9D7872799CA1BCAABEAC9B95B2AAC072847061698173BEB5B9 | https://pim-kvc.soneparsea.com:3443/PictureServer/default.aspx/helukabel-29151.pdf?988AA09A9D7872799CA1BCAABEAC9B95B2AAC072847061698173C4A9B8 | H07V-K PVC-SINGLE CORE CABLE 2.5MM² GREY | These insulated wires are suitable for laying in tubes, under and surface mounting of plasters and also in closed installation conduits. These are not allowed to install for direct laying on cable trays, channels or tanks. These types are permitted for the inner wiring of equipment, distributor and switchboards and also for protective laying to the lightings with a nominal voltage up to 1000 V alternating current or up to 750 V direct current against earth. | Nominal voltage U | 750V
| 89 | Cables and Wires | Low Voltage Cables | Single Core | H07V-K PVC-SINGLE CORE CABLE 4.0MM² BROWN | 2162429 | 29164 | HELUKABEL | 38.67 | https://pim-kvc.soneparsea.com:3443/PictureServer/default.aspx/helukabel-29164_Image1.jpg?988AA09A9D7872799CA1BCAABEAC9B95B2AAC0728470616A84A49DB2B39E95657EAFC4AC | https://pim-kvc.soneparsea.com:3443/PictureServer/default.aspx/helukabel-29164.pdf?988AA09A9D7872799CA1BCAABEAC9B95B2AAC0728470616A8473C4A9B8 | H07V-K PVC-SINGLE CORE CABLE 4.0MM² BROWN | These insulated wires are suitable for laying in tubes, under and surface mounting of plasters and also in closed installation conduits. These are not allowed to install for direct laying on cable trays, channels or tanks. These types are permitted for the inner wiring of equipment, distributor and switchboards and also for protective laying to the lightings with a nominal voltage up to 1000 V alternating current or up to 750 V direct current against earth. | Nominal cross section conductor | 4mm²
| 89 | Cables and Wires | Low Voltage Cables | Single Core | H07V-K PVC-SINGLE CORE CABLE 4.0MM² BROWN | 2162429 | 29164 | HELUKABEL | 38.67 | https://pim-kvc.soneparsea.com:3443/PictureServer/default.aspx/helukabel-29164_Image1.jpg?988AA09A9D7872799CA1BCAABEAC9B95B2AAC0728470616A84A49DB2B39E95657EAFC4AC | https://pim-kvc.soneparsea.com:3443/PictureServer/default.aspx/helukabel-29164.pdf?988AA09A9D7872799CA1BCAABEAC9B95B2AAC0728470616A8473C4A9B8 | H07V-K PVC-SINGLE CORE CABLE 4.0MM² BROWN | These insulated wires are suitable for laying in tubes, under and surface mounting of plasters and also in closed installation conduits. These are not allowed to install for direct laying on cable trays, channels or tanks. These types are permitted for the inner wiring of equipment, distributor and switchboards and also for protective laying to the lightings with a nominal voltage up to 1000 V alternating current or up to 750 V direct current against earth. | Conductor category | Class 5 = flexible
| 89 | Cables and Wires | Low Voltage Cables | Single Core | H07V-K PVC-SINGLE CORE CABLE 4.0MM² BROWN | 2162429 | 29164 | HELUKABEL | 38.67 | https://pim-kvc.soneparsea.com:3443/PictureServer/default.aspx/helukabel-29164_Image1.jpg?988AA09A9D7872799CA1BCAABEAC9B95B2AAC0728470616A84A49DB2B39E95657EAFC4AC | https://pim-kvc.soneparsea.com:3443/PictureServer/default.aspx/helukabel-29164.pdf?988AA09A9D7872799CA1BCAABEAC9B95B2AAC0728470616A8473C4A9B8 | H07V-K PVC-SINGLE CORE CABLE 4.0MM² BROWN | These insulated wires are suitable for laying in tubes, under and surface mounting of plasters and also in closed installation conduits. These are not allowed to install for direct laying on cable trays, channels or tanks. These types are permitted for the inner wiring of equipment, distributor and switchboards and also for protective laying to the lightings with a nominal voltage up to 1000 V alternating current or up to 750 V direct current against earth. | Number of cores | 1
| 89 | Cables and Wires | Low Voltage Cables | Single Core | H07V-K PVC-SINGLE CORE CABLE 4.0MM² BROWN | 2162429 | 29164 | HELUKABEL | 38.67 | https://pim-kvc.soneparsea.com:3443/PictureServer/default.aspx/helukabel-29164_Image1.jpg?988AA09A9D7872799CA1BCAABEAC9B95B2AAC0728470616A84A49DB2B39E95657EAFC4AC | https://pim-kvc.soneparsea.com:3443/PictureServer/default.aspx/helukabel-29164.pdf?988AA09A9D7872799CA1BCAABEAC9B95B2AAC0728470616A8473C4A9B8 | H07V-K PVC-SINGLE CORE CABLE 4.0MM² BROWN | These insulated wires are suitable for laying in tubes, under and surface mounting of plasters and also in closed installation conduits. These are not allowed to install for direct laying on cable trays, channels or tanks. These types are permitted for the inner wiring of equipment, distributor and switchboards and also for protective laying to the lightings with a nominal voltage up to 1000 V alternating current or up to 750 V direct current against earth. | Material core insulation | Polyvinyl chloride (PVC)
| 89 | Cables and Wires | Low Voltage Cables | Single Core | H07V-K PVC-SINGLE CORE CABLE 4.0MM² BROWN | 2162429 | 29164 | HELUKABEL | 38.67 | https://pim-kvc.soneparsea.com:3443/PictureServer/default.aspx/helukabel-29164_Image1.jpg?988AA09A9D7872799CA1BCAABEAC9B95B2AAC0728470616A84A49DB2B39E95657EAFC4AC | https://pim-kvc.soneparsea.com:3443/PictureServer/default.aspx/helukabel-29164.pdf?988AA09A9D7872799CA1BCAABEAC9B95B2AAC0728470616A8473C4A9B8 | H07V-K PVC-SINGLE CORE CABLE 4.0MM² BROWN | These insulated wires are suitable for laying in tubes, under and surface mounting of plasters and also in closed installation conduits. These are not allowed to install for direct laying on cable trays, channels or tanks. These types are permitted for the inner wiring of equipment, distributor and switchboards and also for protective laying to the lightings with a nominal voltage up to 1000 V alternating current or up to 750 V direct current against earth. | Core colour | Brown
| 89 | Cables and Wires | Low Voltage Cables | Single Core | H07V-K PVC-SINGLE CORE CABLE 4.0MM² BROWN | 2162429 | 29164 | HELUKABEL | 38.67 | https://pim-kvc.soneparsea.com:3443/PictureServer/default.aspx/helukabel-29164_Image1.jpg?988AA09A9D7872799CA1BCAABEAC9B95B2AAC0728470616A84A49DB2B39E95657EAFC4AC | https://pim-kvc.soneparsea.com:3443/PictureServer/default.aspx/helukabel-29164.pdf?988AA09A9D7872799CA1BCAABEAC9B95B2AAC0728470616A8473C4A9B8 | H07V-K PVC-SINGLE CORE CABLE 4.0MM² BROWN | These insulated wires are suitable for laying in tubes, under and surface mounting of plasters and also in closed installation conduits. These are not allowed to install for direct laying on cable trays, channels or tanks. These types are permitted for the inner wiring of equipment, distributor and switchboards and also for protective laying to the lightings with a nominal voltage up to 1000 V alternating current or up to 750 V direct current against earth. | Screen | no
| 89 | Cables and Wires | Low Voltage Cables | Single Core | H07V-K PVC-SINGLE CORE CABLE 4.0MM² BROWN | 2162429 | 29164 | HELUKABEL | 38.67 | https://pim-kvc.soneparsea.com:3443/PictureServer/default.aspx/helukabel-29164_Image1.jpg?988AA09A9D7872799CA1BCAABEAC9B95B2AAC0728470616A84A49DB2B39E95657EAFC4AC | https://pim-kvc.soneparsea.com:3443/PictureServer/default.aspx/helukabel-29164.pdf?988AA09A9D7872799CA1BCAABEAC9B95B2AAC0728470616A8473C4A9B8 | H07V-K PVC-SINGLE CORE CABLE 4.0MM² BROWN | These insulated wires are suitable for laying in tubes, under and surface mounting of plasters and also in closed installation conduits. These are not allowed to install for direct laying on cable trays, channels or tanks. These types are permitted for the inner wiring of equipment, distributor and switchboards and also for protective laying to the lightings with a nominal voltage up to 1000 V alternating current or up to 750 V direct current against earth. | Halogen free (according to EN 60754-1/2) | no
| 89 | Cables and Wires | Low Voltage Cables | Single Core | H07V-K PVC-SINGLE CORE CABLE 4.0MM² BROWN | 2162429 | 29164 | HELUKABEL | 38.67 | https://pim-kvc.soneparsea.com:3443/PictureServer/default.aspx/helukabel-29164_Image1.jpg?988AA09A9D7872799CA1BCAABEAC9B95B2AAC0728470616A84A49DB2B39E95657EAFC4AC | https://pim-kvc.soneparsea.com:3443/PictureServer/default.aspx/helukabel-29164.pdf?988AA09A9D7872799CA1BCAABEAC9B95B2AAC0728470616A8473C4A9B8 | H07V-K PVC-SINGLE CORE CABLE 4.0MM² BROWN | These insulated wires are suitable for laying in tubes, under and surface mounting of plasters and also in closed installation conduits. These are not allowed to install for direct laying on cable trays, channels or tanks. These types are permitted for the inner wiring of equipment, distributor and switchboards and also for protective laying to the lightings with a nominal voltage up to 1000 V alternating current or up to 750 V direct current against earth. | Permitted cable outer temperature during assembling/handling | -5...70°C
| 89 | Cables and Wires | Low Voltage Cables | Single Core | H07V-K PVC-SINGLE CORE CABLE 4.0MM² BROWN | 2162429 | 29164 | HELUKABEL | 38.67 | https://pim-kvc.soneparsea.com:3443/PictureServer/default.aspx/helukabel-29164_Image1.jpg?988AA09A9D7872799CA1BCAABEAC9B95B2AAC0728470616A84A49DB2B39E95657EAFC4AC | https://pim-kvc.soneparsea.com:3443/PictureServer/default.aspx/helukabel-29164.pdf?988AA09A9D7872799CA1BCAABEAC9B95B2AAC0728470616A8473C4A9B8 | H07V-K PVC-SINGLE CORE CABLE 4.0MM² BROWN | These insulated wires are suitable for laying in tubes, under and surface mounting of plasters and also in closed installation conduits. These are not allowed to install for direct laying on cable trays, channels or tanks. These types are permitted for the inner wiring of equipment, distributor and switchboards and also for protective laying to the lightings with a nominal voltage up to 1000 V alternating current or up to 750 V direct current against earth. | Permitted cable outer temperature after assembling without vibration | -30...80°C
| 89 | Cables and Wires | Low Voltage Cables | Single Core | H07V-K PVC-SINGLE CORE CABLE 4.0MM² BROWN | 2162429 | 29164 | HELUKABEL | 38.67 | https://pim-kvc.soneparsea.com:3443/PictureServer/default.aspx/helukabel-29164_Image1.jpg?988AA09A9D7872799CA1BCAABEAC9B95B2AAC0728470616A84A49DB2B39E95657EAFC4AC | https://pim-kvc.soneparsea.com:3443/PictureServer/default.aspx/helukabel-29164.pdf?988AA09A9D7872799CA1BCAABEAC9B95B2AAC0728470616A8473C4A9B8 | H07V-K PVC-SINGLE CORE CABLE 4.0MM² BROWN | These insulated wires are suitable for laying in tubes, under and surface mounting of plasters and also in closed installation conduits. These are not allowed to install for direct laying on cable trays, channels or tanks. These types are permitted for the inner wiring of equipment, distributor and switchboards and also for protective laying to the lightings with a nominal voltage up to 1000 V alternating current or up to 750 V direct current against earth. | Nominal voltage U0 | 450V
| 89 | Cables and Wires | Low Voltage Cables | Single Core | H07V-K PVC-SINGLE CORE CABLE 4.0MM² BROWN | 2162429 | 29164 | HELUKABEL | 38.67 | https://pim-kvc.soneparsea.com:3443/PictureServer/default.aspx/helukabel-29164_Image1.jpg?988AA09A9D7872799CA1BCAABEAC9B95B2AAC0728470616A84A49DB2B39E95657EAFC4AC | https://pim-kvc.soneparsea.com:3443/PictureServer/default.aspx/helukabel-29164.pdf?988AA09A9D7872799CA1BCAABEAC9B95B2AAC0728470616A8473C4A9B8 | H07V-K PVC-SINGLE CORE CABLE 4.0MM² BROWN | These insulated wires are suitable for laying in tubes, under and surface mounting of plasters and also in closed installation conduits. These are not allowed to install for direct laying on cable trays, channels or tanks. These types are permitted for the inner wiring of equipment, distributor and switchboards and also for protective laying to the lightings with a nominal voltage up to 1000 V alternating current or up to 750 V direct current against earth. | Nominal voltage U | 750V
| 90 | Cables and Wires | Low Voltage Cables | Single Core | H07V-K PVC-SINGLE CORE CABLE 4.0MM² GREY | 2162431 | 29167 | HELUKABEL | 38.67 | https://pim-kvc.soneparsea.com:3443/PictureServer/default.aspx/helukabel-29167_Image1.jpg?988AA09A9D7872799CA1BCAABEAC9B95B2AAC0728470616A87A49DB2B39E95657EAFC4AC | https://pim-kvc.soneparsea.com:3443/PictureServer/default.aspx/helukabel-29167.pdf?988AA09A9D7872799CA1BCAABEAC9B95B2AAC0728470616A8773C4A9B8 | H07V-K PVC-SINGLE CORE CABLE 4.0MM² GREY | These insulated wires are suitable for laying in tubes, under and surface mounting of plasters and also in closed installation conduits. These are not allowed to install for direct laying on cable trays, channels or tanks. These types are permitted for the inner wiring of equipment, distributor and switchboards and also for protective laying to the lightings with a nominal voltage up to 1000 V alternating current or up to 750 V direct current against earth. | Nominal cross section conductor | 4mm²
| 90 | Cables and Wires | Low Voltage Cables | Single Core | H07V-K PVC-SINGLE CORE CABLE 4.0MM² GREY | 2162431 | 29167 | HELUKABEL | 38.67 | https://pim-kvc.soneparsea.com:3443/PictureServer/default.aspx/helukabel-29167_Image1.jpg?988AA09A9D7872799CA1BCAABEAC9B95B2AAC0728470616A87A49DB2B39E95657EAFC4AC | https://pim-kvc.soneparsea.com:3443/PictureServer/default.aspx/helukabel-29167.pdf?988AA09A9D7872799CA1BCAABEAC9B95B2AAC0728470616A8773C4A9B8 | H07V-K PVC-SINGLE CORE CABLE 4.0MM² GREY | These insulated wires are suitable for laying in tubes, under and surface mounting of plasters and also in closed installation conduits. These are not allowed to install for direct laying on cable trays, channels or tanks. These types are permitted for the inner wiring of equipment, distributor and switchboards and also for protective laying to the lightings with a nominal voltage up to 1000 V alternating current or up to 750 V direct current against earth. | Conductor category | Class 5 = flexible
| 90 | Cables and Wires | Low Voltage Cables | Single Core | H07V-K PVC-SINGLE CORE CABLE 4.0MM² GREY | 2162431 | 29167 | HELUKABEL | 38.67 | https://pim-kvc.soneparsea.com:3443/PictureServer/default.aspx/helukabel-29167_Image1.jpg?988AA09A9D7872799CA1BCAABEAC9B95B2AAC0728470616A87A49DB2B39E95657EAFC4AC | https://pim-kvc.soneparsea.com:3443/PictureServer/default.aspx/helukabel-29167.pdf?988AA09A9D7872799CA1BCAABEAC9B95B2AAC0728470616A8773C4A9B8 | H07V-K PVC-SINGLE CORE CABLE 4.0MM² GREY | These insulated wires are suitable for laying in tubes, under and surface mounting of plasters and also in closed installation conduits. These are not allowed to install for direct laying on cable trays, channels or tanks. These types are permitted for the inner wiring of equipment, distributor and switchboards and also for protective laying to the lightings with a nominal voltage up to 1000 V alternating current or up to 750 V direct current against earth. | Number of cores | 1
| 90 | Cables and Wires | Low Voltage Cables | Single Core | H07V-K PVC-SINGLE CORE CABLE 4.0MM² GREY | 2162431 | 29167 | HELUKABEL | 38.67 | https://pim-kvc.soneparsea.com:3443/PictureServer/default.aspx/helukabel-29167_Image1.jpg?988AA09A9D7872799CA1BCAABEAC9B95B2AAC0728470616A87A49DB2B39E95657EAFC4AC | https://pim-kvc.soneparsea.com:3443/PictureServer/default.aspx/helukabel-29167.pdf?988AA09A9D7872799CA1BCAABEAC9B95B2AAC0728470616A8773C4A9B8 | H07V-K PVC-SINGLE CORE CABLE 4.0MM² GREY | These insulated wires are suitable for laying in tubes, under and surface mounting of plasters and also in closed installation conduits. These are not allowed to install for direct laying on cable trays, channels or tanks. These types are permitted for the inner wiring of equipment, distributor and switchboards and also for protective laying to the lightings with a nominal voltage up to 1000 V alternating current or up to 750 V direct current against earth. | Material core insulation | Polyvinyl chloride (PVC)
| 90 | Cables and Wires | Low Voltage Cables | Single Core | H07V-K PVC-SINGLE CORE CABLE 4.0MM² GREY | 2162431 | 29167 | HELUKABEL | 38.67 | https://pim-kvc.soneparsea.com:3443/PictureServer/default.aspx/helukabel-29167_Image1.jpg?988AA09A9D7872799CA1BCAABEAC9B95B2AAC0728470616A87A49DB2B39E95657EAFC4AC | https://pim-kvc.soneparsea.com:3443/PictureServer/default.aspx/helukabel-29167.pdf?988AA09A9D7872799CA1BCAABEAC9B95B2AAC0728470616A8773C4A9B8 | H07V-K PVC-SINGLE CORE CABLE 4.0MM² GREY | These insulated wires are suitable for laying in tubes, under and surface mounting of plasters and also in closed installation conduits. These are not allowed to install for direct laying on cable trays, channels or tanks. These types are permitted for the inner wiring of equipment, distributor and switchboards and also for protective laying to the lightings with a nominal voltage up to 1000 V alternating current or up to 750 V direct current against earth. | Core colour | Grey
| 90 | Cables and Wires | Low Voltage Cables | Single Core | H07V-K PVC-SINGLE CORE CABLE 4.0MM² GREY | 2162431 | 29167 | HELUKABEL | 38.67 | https://pim-kvc.soneparsea.com:3443/PictureServer/default.aspx/helukabel-29167_Image1.jpg?988AA09A9D7872799CA1BCAABEAC9B95B2AAC0728470616A87A49DB2B39E95657EAFC4AC | https://pim-kvc.soneparsea.com:3443/PictureServer/default.aspx/helukabel-29167.pdf?988AA09A9D7872799CA1BCAABEAC9B95B2AAC0728470616A8773C4A9B8 | H07V-K PVC-SINGLE CORE CABLE 4.0MM² GREY | These insulated wires are suitable for laying in tubes, under and surface mounting of plasters and also in closed installation conduits. These are not allowed to install for direct laying on cable trays, channels or tanks. These types are permitted for the inner wiring of equipment, distributor and switchboards and also for protective laying to the lightings with a nominal voltage up to 1000 V alternating current or up to 750 V direct current against earth. | Screen | no
| 90 | Cables and Wires | Low Voltage Cables | Single Core | H07V-K PVC-SINGLE CORE CABLE 4.0MM² GREY | 2162431 | 29167 | HELUKABEL | 38.67 | https://pim-kvc.soneparsea.com:3443/PictureServer/default.aspx/helukabel-29167_Image1.jpg?988AA09A9D7872799CA1BCAABEAC9B95B2AAC0728470616A87A49DB2B39E95657EAFC4AC | https://pim-kvc.soneparsea.com:3443/PictureServer/default.aspx/helukabel-29167.pdf?988AA09A9D7872799CA1BCAABEAC9B95B2AAC0728470616A8773C4A9B8 | H07V-K PVC-SINGLE CORE CABLE 4.0MM² GREY | These insulated wires are suitable for laying in tubes, under and surface mounting of plasters and also in closed installation conduits. These are not allowed to install for direct laying on cable trays, channels or tanks. These types are permitted for the inner wiring of equipment, distributor and switchboards and also for protective laying to the lightings with a nominal voltage up to 1000 V alternating current or up to 750 V direct current against earth. | Halogen free (according to EN 60754-1/2) | no
| 90 | Cables and Wires | Low Voltage Cables | Single Core | H07V-K PVC-SINGLE CORE CABLE 4.0MM² GREY | 2162431 | 29167 | HELUKABEL | 38.67 | https://pim-kvc.soneparsea.com:3443/PictureServer/default.aspx/helukabel-29167_Image1.jpg?988AA09A9D7872799CA1BCAABEAC9B95B2AAC0728470616A87A49DB2B39E95657EAFC4AC | https://pim-kvc.soneparsea.com:3443/PictureServer/default.aspx/helukabel-29167.pdf?988AA09A9D7872799CA1BCAABEAC9B95B2AAC0728470616A8773C4A9B8 | H07V-K PVC-SINGLE CORE CABLE 4.0MM² GREY | These insulated wires are suitable for laying in tubes, under and surface mounting of plasters and also in closed installation conduits. These are not allowed to install for direct laying on cable trays, channels or tanks. These types are permitted for the inner wiring of equipment, distributor and switchboards and also for protective laying to the lightings with a nominal voltage up to 1000 V alternating current or up to 750 V direct current against earth. | Permitted cable outer temperature during assembling/handling | -5...70°C
| 90 | Cables and Wires | Low Voltage Cables | Single Core | H07V-K PVC-SINGLE CORE CABLE 4.0MM² GREY | 2162431 | 29167 | HELUKABEL | 38.67 | https://pim-kvc.soneparsea.com:3443/PictureServer/default.aspx/helukabel-29167_Image1.jpg?988AA09A9D7872799CA1BCAABEAC9B95B2AAC0728470616A87A49DB2B39E95657EAFC4AC | https://pim-kvc.soneparsea.com:3443/PictureServer/default.aspx/helukabel-29167.pdf?988AA09A9D7872799CA1BCAABEAC9B95B2AAC0728470616A8773C4A9B8 | H07V-K PVC-SINGLE CORE CABLE 4.0MM² GREY | These insulated wires are suitable for laying in tubes, under and surface mounting of plasters and also in closed installation conduits. These are not allowed to install for direct laying on cable trays, channels or tanks. These types are permitted for the inner wiring of equipment, distributor and switchboards and also for protective laying to the lightings with a nominal voltage up to 1000 V alternating current or up to 750 V direct current against earth. | Permitted cable outer temperature after assembling without vibration | -30...80°C
| 90 | Cables and Wires | Low Voltage Cables | Single Core | H07V-K PVC-SINGLE CORE CABLE 4.0MM² GREY | 2162431 | 29167 | HELUKABEL | 38.67 | https://pim-kvc.soneparsea.com:3443/PictureServer/default.aspx/helukabel-29167_Image1.jpg?988AA09A9D7872799CA1BCAABEAC9B95B2AAC0728470616A87A49DB2B39E95657EAFC4AC | https://pim-kvc.soneparsea.com:3443/PictureServer/default.aspx/helukabel-29167.pdf?988AA09A9D7872799CA1BCAABEAC9B95B2AAC0728470616A8773C4A9B8 | H07V-K PVC-SINGLE CORE CABLE 4.0MM² GREY | These insulated wires are suitable for laying in tubes, under and surface mounting of plasters and also in closed installation conduits. These are not allowed to install for direct laying on cable trays, channels or tanks. These types are permitted for the inner wiring of equipment, distributor and switchboards and also for protective laying to the lightings with a nominal voltage up to 1000 V alternating current or up to 750 V direct current against earth. | Nominal voltage U0 | 450V
| 90 | Cables and Wires | Low Voltage Cables | Single Core | H07V-K PVC-SINGLE CORE CABLE 4.0MM² GREY | 2162431 | 29167 | HELUKABEL | 38.67 | https://pim-kvc.soneparsea.com:3443/PictureServer/default.aspx/helukabel-29167_Image1.jpg?988AA09A9D7872799CA1BCAABEAC9B95B2AAC0728470616A87A49DB2B39E95657EAFC4AC | https://pim-kvc.soneparsea.com:3443/PictureServer/default.aspx/helukabel-29167.pdf?988AA09A9D7872799CA1BCAABEAC9B95B2AAC0728470616A8773C4A9B8 | H07V-K PVC-SINGLE CORE CABLE 4.0MM² GREY | These insulated wires are suitable for laying in tubes, under and surface mounting of plasters and also in closed installation conduits. These are not allowed to install for direct laying on cable trays, channels or tanks. These types are permitted for the inner wiring of equipment, distributor and switchboards and also for protective laying to the lightings with a nominal voltage up to 1000 V alternating current or up to 750 V direct current against earth. | Nominal voltage U | 750V
| 91 | Cables and Wires | Low Voltage Cables | Multi Cores | NYY-J LOW VOLTAGE UNARMOURED CABLE 4 X 2.5MM² RE | 2162435 | 32045 | HELUKABEL | 110.43 | https://pim-kvc.soneparsea.com:3443/PictureServer/default.aspx/helukabel-32045.jpg?988AA09A9D7872799CA1BCAABEAC9B95B2AAC072856960688573BEB5B9 | https://pim-kvc.soneparsea.com:3443/PictureServer/default.aspx/helukabel-32045.pdf?988AA09A9D7872799CA1BCAABEAC9B95B2AAC072856960688573C4A9B8 | NYY-J LOW VOLTAGE UNARMOURED CABLE 4 X 2.5MM² RE | Power cables for energy supply are installed in open air, in underground, in water, indoors, in cable ducts, power stations, for industry and distribution boards as well as in subscriber networks, where mechanical damages are not to be expected. | Conductor material | Copper
| 91 | Cables and Wires | Low Voltage Cables | Multi Cores | NYY-J LOW VOLTAGE UNARMOURED CABLE 4 X 2.5MM² RE | 2162435 | 32045 | HELUKABEL | 110.43 | https://pim-kvc.soneparsea.com:3443/PictureServer/default.aspx/helukabel-32045.jpg?988AA09A9D7872799CA1BCAABEAC9B95B2AAC072856960688573BEB5B9 | https://pim-kvc.soneparsea.com:3443/PictureServer/default.aspx/helukabel-32045.pdf?988AA09A9D7872799CA1BCAABEAC9B95B2AAC072856960688573C4A9B8 | NYY-J LOW VOLTAGE UNARMOURED CABLE 4 X 2.5MM² RE | Power cables for energy supply are installed in open air, in underground, in water, indoors, in cable ducts, power stations, for industry and distribution boards as well as in subscriber networks, where mechanical damages are not to be expected. | Conductor surface | Bare
| 91 | Cables and Wires | Low Voltage Cables | Multi Cores | NYY-J LOW VOLTAGE UNARMOURED CABLE 4 X 2.5MM² RE | 2162435 | 32045 | HELUKABEL | 110.43 | https://pim-kvc.soneparsea.com:3443/PictureServer/default.aspx/helukabel-32045.jpg?988AA09A9D7872799CA1BCAABEAC9B95B2AAC072856960688573BEB5B9 | https://pim-kvc.soneparsea.com:3443/PictureServer/default.aspx/helukabel-32045.pdf?988AA09A9D7872799CA1BCAABEAC9B95B2AAC072856960688573C4A9B8 | NYY-J LOW VOLTAGE UNARMOURED CABLE 4 X 2.5MM² RE | Power cables for energy supply are installed in open air, in underground, in water, indoors, in cable ducts, power stations, for industry and distribution boards as well as in subscriber networks, where mechanical damages are not to be expected. | Nominal cross section conductor | 2.5mm²
| 91 | Cables and Wires | Low Voltage Cables | Multi Cores | NYY-J LOW VOLTAGE UNARMOURED CABLE 4 X 2.5MM² RE | 2162435 | 32045 | HELUKABEL | 110.43 | https://pim-kvc.soneparsea.com:3443/PictureServer/default.aspx/helukabel-32045.jpg?988AA09A9D7872799CA1BCAABEAC9B95B2AAC072856960688573BEB5B9 | https://pim-kvc.soneparsea.com:3443/PictureServer/default.aspx/helukabel-32045.pdf?988AA09A9D7872799CA1BCAABEAC9B95B2AAC072856960688573C4A9B8 | NYY-J LOW VOLTAGE UNARMOURED CABLE 4 X 2.5MM² RE | Power cables for energy supply are installed in open air, in underground, in water, indoors, in cable ducts, power stations, for industry and distribution boards as well as in subscriber networks, where mechanical damages are not to be expected. | Number of cores | 4
| 91 | Cables and Wires | Low Voltage Cables | Multi Cores | NYY-J LOW VOLTAGE UNARMOURED CABLE 4 X 2.5MM² RE | 2162435 | 32045 | HELUKABEL | 110.43 | https://pim-kvc.soneparsea.com:3443/PictureServer/default.aspx/helukabel-32045.jpg?988AA09A9D7872799CA1BCAABEAC9B95B2AAC072856960688573BEB5B9 | https://pim-kvc.soneparsea.com:3443/PictureServer/default.aspx/helukabel-32045.pdf?988AA09A9D7872799CA1BCAABEAC9B95B2AAC072856960688573C4A9B8 | NYY-J LOW VOLTAGE UNARMOURED CABLE 4 X 2.5MM² RE | Power cables for energy supply are installed in open air, in underground, in water, indoors, in cable ducts, power stations, for industry and distribution boards as well as in subscriber networks, where mechanical damages are not to be expected. | Material core insulation | Polyvinyl chloride (PVC)
| 91 | Cables and Wires | Low Voltage Cables | Multi Cores | NYY-J LOW VOLTAGE UNARMOURED CABLE 4 X 2.5MM² RE | 2162435 | 32045 | HELUKABEL | 110.43 | https://pim-kvc.soneparsea.com:3443/PictureServer/default.aspx/helukabel-32045.jpg?988AA09A9D7872799CA1BCAABEAC9B95B2AAC072856960688573BEB5B9 | https://pim-kvc.soneparsea.com:3443/PictureServer/default.aspx/helukabel-32045.pdf?988AA09A9D7872799CA1BCAABEAC9B95B2AAC072856960688573C4A9B8 | NYY-J LOW VOLTAGE UNARMOURED CABLE 4 X 2.5MM² RE | Power cables for energy supply are installed in open air, in underground, in water, indoors, in cable ducts, power stations, for industry and distribution boards as well as in subscriber networks, where mechanical damages are not to be expected. | Material outer sheath | Polyvinyl chloride (PVC)
| 91 | Cables and Wires | Low Voltage Cables | Multi Cores | NYY-J LOW VOLTAGE UNARMOURED CABLE 4 X 2.5MM² RE | 2162435 | 32045 | HELUKABEL | 110.43 | https://pim-kvc.soneparsea.com:3443/PictureServer/default.aspx/helukabel-32045.jpg?988AA09A9D7872799CA1BCAABEAC9B95B2AAC072856960688573BEB5B9 | https://pim-kvc.soneparsea.com:3443/PictureServer/default.aspx/helukabel-32045.pdf?988AA09A9D7872799CA1BCAABEAC9B95B2AAC072856960688573C4A9B8 | NYY-J LOW VOLTAGE UNARMOURED CABLE 4 X 2.5MM² RE | Power cables for energy supply are installed in open air, in underground, in water, indoors, in cable ducts, power stations, for industry and distribution boards as well as in subscriber networks, where mechanical damages are not to be expected. | Colour outer sheath | Black
| 91 | Cables and Wires | Low Voltage Cables | Multi Cores | NYY-J LOW VOLTAGE UNARMOURED CABLE 4 X 2.5MM² RE | 2162435 | 32045 | HELUKABEL | 110.43 | https://pim-kvc.soneparsea.com:3443/PictureServer/default.aspx/helukabel-32045.jpg?988AA09A9D7872799CA1BCAABEAC9B95B2AAC072856960688573BEB5B9 | https://pim-kvc.soneparsea.com:3443/PictureServer/default.aspx/helukabel-32045.pdf?988AA09A9D7872799CA1BCAABEAC9B95B2AAC072856960688573C4A9B8 | NYY-J LOW VOLTAGE UNARMOURED CABLE 4 X 2.5MM² RE | Power cables for energy supply are installed in open air, in underground, in water, indoors, in cable ducts, power stations, for industry and distribution boards as well as in subscriber networks, where mechanical damages are not to be expected. | Permitted cable outer temperature during assembling/handling | -5...50°C
| 91 | Cables and Wires | Low Voltage Cables | Multi Cores | NYY-J LOW VOLTAGE UNARMOURED CABLE 4 X 2.5MM² RE | 2162435 | 32045 | HELUKABEL | 110.43 | https://pim-kvc.soneparsea.com:3443/PictureServer/default.aspx/helukabel-32045.jpg?988AA09A9D7872799CA1BCAABEAC9B95B2AAC072856960688573BEB5B9 | https://pim-kvc.soneparsea.com:3443/PictureServer/default.aspx/helukabel-32045.pdf?988AA09A9D7872799CA1BCAABEAC9B95B2AAC072856960688573C4A9B8 | NYY-J LOW VOLTAGE UNARMOURED CABLE 4 X 2.5MM² RE | Power cables for energy supply are installed in open air, in underground, in water, indoors, in cable ducts, power stations, for industry and distribution boards as well as in subscriber networks, where mechanical damages are not to be expected. | Permitted cable outer temperature after assembling without vibration | -40...70°C
| 91 | Cables and Wires | Low Voltage Cables | Multi Cores | NYY-J LOW VOLTAGE UNARMOURED CABLE 4 X 2.5MM² RE | 2162435 | 32045 | HELUKABEL | 110.43 | https://pim-kvc.soneparsea.com:3443/PictureServer/default.aspx/helukabel-32045.jpg?988AA09A9D7872799CA1BCAABEAC9B95B2AAC072856960688573BEB5B9 | https://pim-kvc.soneparsea.com:3443/PictureServer/default.aspx/helukabel-32045.pdf?988AA09A9D7872799CA1BCAABEAC9B95B2AAC072856960688573C4A9B8 | NYY-J LOW VOLTAGE UNARMOURED CABLE 4 X 2.5MM² RE | Power cables for energy supply are installed in open air, in underground, in water, indoors, in cable ducts, power stations, for industry and distribution boards as well as in subscriber networks, where mechanical damages are not to be expected. | Nominal voltage U0 | 600V
| 91 | Cables and Wires | Low Voltage Cables | Multi Cores | NYY-J LOW VOLTAGE UNARMOURED CABLE 4 X 2.5MM² RE | 2162435 | 32045 | HELUKABEL | 110.43 | https://pim-kvc.soneparsea.com:3443/PictureServer/default.aspx/helukabel-32045.jpg?988AA09A9D7872799CA1BCAABEAC9B95B2AAC072856960688573BEB5B9 | https://pim-kvc.soneparsea.com:3443/PictureServer/default.aspx/helukabel-32045.pdf?988AA09A9D7872799CA1BCAABEAC9B95B2AAC072856960688573C4A9B8 | NYY-J LOW VOLTAGE UNARMOURED CABLE 4 X 2.5MM² RE | Power cables for energy supply are installed in open air, in underground, in water, indoors, in cable ducts, power stations, for industry and distribution boards as well as in subscriber networks, where mechanical damages are not to be expected. | Nominal voltage U | 1000V
| 92 | Cables and Wires | Low Voltage Cables | Multi Cores | SID SILICONE CABLE 1.0MM² BROWN | 2162438 | 46504 | HELUKABEL | 16 | https://pim-kvc.soneparsea.com:3443/PictureServer/default.aspx/helukabel-46504.jpg?988AA09A9D7872799CA1BCAABEAC9B95B2AAC072866D65648473BEB5B9 | https://pim-kvc.soneparsea.com:3443/PictureServer/default.aspx/helukabel-46504.pdf?988AA09A9D7872799CA1BCAABEAC9B95B2AAC072866D65648473C4A9B8 | SID SILICONE CABLE 1.0MM² BROWN | Special cables for use in high, resp. low temperature areas. They are used mainly in the steel producing industries, in aviation industries as well as in ship building, cement, glas and ceramic factories. As this cables are halogen-free, especially suited for use in power stations. | Nominal cross section conductor | 1mm²
| 92 | Cables and Wires | Low Voltage Cables | Multi Cores | SID SILICONE CABLE 1.0MM² BROWN | 2162438 | 46504 | HELUKABEL | 16 | https://pim-kvc.soneparsea.com:3443/PictureServer/default.aspx/helukabel-46504.jpg?988AA09A9D7872799CA1BCAABEAC9B95B2AAC072866D65648473BEB5B9 | https://pim-kvc.soneparsea.com:3443/PictureServer/default.aspx/helukabel-46504.pdf?988AA09A9D7872799CA1BCAABEAC9B95B2AAC072866D65648473C4A9B8 | SID SILICONE CABLE 1.0MM² BROWN | Special cables for use in high, resp. low temperature areas. They are used mainly in the steel producing industries, in aviation industries as well as in ship building, cement, glas and ceramic factories. As this cables are halogen-free, especially suited for use in power stations. | Core colour | Brown
| 92 | Cables and Wires | Low Voltage Cables | Multi Cores | SID SILICONE CABLE 1.0MM² BROWN | 2162438 | 46504 | HELUKABEL | 16 | https://pim-kvc.soneparsea.com:3443/PictureServer/default.aspx/helukabel-46504.jpg?988AA09A9D7872799CA1BCAABEAC9B95B2AAC072866D65648473BEB5B9 | https://pim-kvc.soneparsea.com:3443/PictureServer/default.aspx/helukabel-46504.pdf?988AA09A9D7872799CA1BCAABEAC9B95B2AAC072866D65648473C4A9B8 | SID SILICONE CABLE 1.0MM² BROWN | Special cables for use in high, resp. low temperature areas. They are used mainly in the steel producing industries, in aviation industries as well as in ship building, cement, glas and ceramic factories. As this cables are halogen-free, especially suited for use in power stations. | Colour outer sheath | Brown
| 92 | Cables and Wires | Low Voltage Cables | Multi Cores | SID SILICONE CABLE 1.0MM² BROWN | 2162438 | 46504 | HELUKABEL | 16 | https://pim-kvc.soneparsea.com:3443/PictureServer/default.aspx/helukabel-46504.jpg?988AA09A9D7872799CA1BCAABEAC9B95B2AAC072866D65648473BEB5B9 | https://pim-kvc.soneparsea.com:3443/PictureServer/default.aspx/helukabel-46504.pdf?988AA09A9D7872799CA1BCAABEAC9B95B2AAC072866D65648473C4A9B8 | SID SILICONE CABLE 1.0MM² BROWN | Special cables for use in high, resp. low temperature areas. They are used mainly in the steel producing industries, in aviation industries as well as in ship building, cement, glas and ceramic factories. As this cables are halogen-free, especially suited for use in power stations. | Nominal voltage U0 | 300V
| 92 | Cables and Wires | Low Voltage Cables | Multi Cores | SID SILICONE CABLE 1.0MM² BROWN | 2162438 | 46504 | HELUKABEL | 16 | https://pim-kvc.soneparsea.com:3443/PictureServer/default.aspx/helukabel-46504.jpg?988AA09A9D7872799CA1BCAABEAC9B95B2AAC072866D65648473BEB5B9 | https://pim-kvc.soneparsea.com:3443/PictureServer/default.aspx/helukabel-46504.pdf?988AA09A9D7872799CA1BCAABEAC9B95B2AAC072866D65648473C4A9B8 | SID SILICONE CABLE 1.0MM² BROWN | Special cables for use in high, resp. low temperature areas. They are used mainly in the steel producing industries, in aviation industries as well as in ship building, cement, glas and ceramic factories. As this cables are halogen-free, especially suited for use in power stations. | Nominal voltage U | 500V
| 93 | Cables and Wires | Low Voltage Cables | Single Core | MAX-FOH-OSCR TWISTED PAIR CABLE 1PR X 2.5MM² ORANGE | 2162525 | MCI-MAX-FOH-OSCR 1PRX2.5OG | PRYSMIAN | 118 | https://pim-kvc.soneparsea.com:3443/PictureServer/default.aspx/draka-mci-max-foh1prx2.5_Image1.jpg?A097AD989F807182ACA9C6A6BD985DA1B3AE81B2B3AF5D9ABFAD85B5C4AF626285A49DB2B39E95657EAFC4AC | https://pim-kvc.soneparsea.com:3443/PictureServer/default.aspx/draka-mci-max-foh1prx2.5.pdf?94979590939394A6B1B0B572BF9A9961BDA6CC72B8A69865C0B7CC77806C5EA4B4AB | MAX-FOH-OSCR TWISTED PAIR CABLE 1PR X 2.5MM² ORANGE | Fire performance cables are specifically designed to facilitate the quick and orderly evacuation of the building occupants in the events of an emergency. Purpose designed to maintain circuit integrity to a host of critical safety systems, including fire alarms, emergency lights, CCTV systems and emergency power supplied. | Nominal cross section conductor | 2.5mm²
| 93 | Cables and Wires | Low Voltage Cables | Single Core | MAX-FOH-OSCR TWISTED PAIR CABLE 1PR X 2.5MM² ORANGE | 2162525 | MCI-MAX-FOH-OSCR 1PRX2.5OG | PRYSMIAN | 118 | https://pim-kvc.soneparsea.com:3443/PictureServer/default.aspx/draka-mci-max-foh1prx2.5_Image1.jpg?A097AD989F807182ACA9C6A6BD985DA1B3AE81B2B3AF5D9ABFAD85B5C4AF626285A49DB2B39E95657EAFC4AC | https://pim-kvc.soneparsea.com:3443/PictureServer/default.aspx/draka-mci-max-foh1prx2.5.pdf?94979590939394A6B1B0B572BF9A9961BDA6CC72B8A69865C0B7CC77806C5EA4B4AB | MAX-FOH-OSCR TWISTED PAIR CABLE 1PR X 2.5MM² ORANGE | Fire performance cables are specifically designed to facilitate the quick and orderly evacuation of the building occupants in the events of an emergency. Purpose designed to maintain circuit integrity to a host of critical safety systems, including fire alarms, emergency lights, CCTV systems and emergency power supplied. | Conductor category | Class 2 = stranded
| 93 | Cables and Wires | Low Voltage Cables | Single Core | MAX-FOH-OSCR TWISTED PAIR CABLE 1PR X 2.5MM² ORANGE | 2162525 | MCI-MAX-FOH-OSCR 1PRX2.5OG | PRYSMIAN | 118 | https://pim-kvc.soneparsea.com:3443/PictureServer/default.aspx/draka-mci-max-foh1prx2.5_Image1.jpg?A097AD989F807182ACA9C6A6BD985DA1B3AE81B2B3AF5D9ABFAD85B5C4AF626285A49DB2B39E95657EAFC4AC | https://pim-kvc.soneparsea.com:3443/PictureServer/default.aspx/draka-mci-max-foh1prx2.5.pdf?94979590939394A6B1B0B572BF9A9961BDA6CC72B8A69865C0B7CC77806C5EA4B4AB | MAX-FOH-OSCR TWISTED PAIR CABLE 1PR X 2.5MM² ORANGE | Fire performance cables are specifically designed to facilitate the quick and orderly evacuation of the building occupants in the events of an emergency. Purpose designed to maintain circuit integrity to a host of critical safety systems, including fire alarms, emergency lights, CCTV systems and emergency power supplied. | Number of cores | 2
| 93 | Cables and Wires | Low Voltage Cables | Single Core | MAX-FOH-OSCR TWISTED PAIR CABLE 1PR X 2.5MM² ORANGE | 2162525 | MCI-MAX-FOH-OSCR 1PRX2.5OG | PRYSMIAN | 118 | https://pim-kvc.soneparsea.com:3443/PictureServer/default.aspx/draka-mci-max-foh1prx2.5_Image1.jpg?A097AD989F807182ACA9C6A6BD985DA1B3AE81B2B3AF5D9ABFAD85B5C4AF626285A49DB2B39E95657EAFC4AC | https://pim-kvc.soneparsea.com:3443/PictureServer/default.aspx/draka-mci-max-foh1prx2.5.pdf?94979590939394A6B1B0B572BF9A9961BDA6CC72B8A69865C0B7CC77806C5EA4B4AB | MAX-FOH-OSCR TWISTED PAIR CABLE 1PR X 2.5MM² ORANGE | Fire performance cables are specifically designed to facilitate the quick and orderly evacuation of the building occupants in the events of an emergency. Purpose designed to maintain circuit integrity to a host of critical safety systems, including fire alarms, emergency lights, CCTV systems and emergency power supplied. | Colour outer sheath | Orange
| 94 | Cables and Wires | Low Voltage Cables | Single Core | 60227 IEC 01 THW 450/750V 1 X 4 CL1,GREEN/YELLOW | 2162526 | MCI-THW1X4G/YCL1 | PRYSMIAN | 18.7 | https://pim-kvc.soneparsea.com:3443/PictureServer/default.aspx/draka-mci-thw1x4g-ycl1.jpg?94979590939394A6B1B0B572BF9A9961C4ADCB76CA6B9761C9A8C07680A1A09B | https://pim-kvc.soneparsea.com:3443/PictureServer/default.aspx/draka-mci-thw1x4g-ycl1.pdf?94979590939394A6B1B0B572BF9A9961C4ADCB76CA6B9761C9A8C07680A7949A | 60227 IEC 01 THW 450/750V 1 X 4 CL1,GREEN/YELLOW | High quality low voltage wire and cable for building installation | Nominal cross section conductor | 4mm²
| 94 | Cables and Wires | Low Voltage Cables | Single Core | 60227 IEC 01 THW 450/750V 1 X 4 CL1,GREEN/YELLOW | 2162526 | MCI-THW1X4G/YCL1 | PRYSMIAN | 18.7 | https://pim-kvc.soneparsea.com:3443/PictureServer/default.aspx/draka-mci-thw1x4g-ycl1.jpg?94979590939394A6B1B0B572BF9A9961C4ADCB76CA6B9761C9A8C07680A1A09B | https://pim-kvc.soneparsea.com:3443/PictureServer/default.aspx/draka-mci-thw1x4g-ycl1.pdf?94979590939394A6B1B0B572BF9A9961C4ADCB76CA6B9761C9A8C07680A7949A | 60227 IEC 01 THW 450/750V 1 X 4 CL1,GREEN/YELLOW | High quality low voltage wire and cable for building installation | Number of cores | 1
| 94 | Cables and Wires | Low Voltage Cables | Single Core | 60227 IEC 01 THW 450/750V 1 X 4 CL1,GREEN/YELLOW | 2162526 | MCI-THW1X4G/YCL1 | PRYSMIAN | 18.7 | https://pim-kvc.soneparsea.com:3443/PictureServer/default.aspx/draka-mci-thw1x4g-ycl1.jpg?94979590939394A6B1B0B572BF9A9961C4ADCB76CA6B9761C9A8C07680A1A09B | https://pim-kvc.soneparsea.com:3443/PictureServer/default.aspx/draka-mci-thw1x4g-ycl1.pdf?94979590939394A6B1B0B572BF9A9961C4ADCB76CA6B9761C9A8C07680A7949A | 60227 IEC 01 THW 450/750V 1 X 4 CL1,GREEN/YELLOW | High quality low voltage wire and cable for building installation | Colour outer sheath | Other
| 94 | Cables and Wires | Low Voltage Cables | Single Core | 60227 IEC 01 THW 450/750V 1 X 4 CL1,GREEN/YELLOW | 2162526 | MCI-THW1X4G/YCL1 | PRYSMIAN | 18.7 | https://pim-kvc.soneparsea.com:3443/PictureServer/default.aspx/draka-mci-thw1x4g-ycl1.jpg?94979590939394A6B1B0B572BF9A9961C4ADCB76CA6B9761C9A8C07680A1A09B | https://pim-kvc.soneparsea.com:3443/PictureServer/default.aspx/draka-mci-thw1x4g-ycl1.pdf?94979590939394A6B1B0B572BF9A9961C4ADCB76CA6B9761C9A8C07680A7949A | 60227 IEC 01 THW 450/750V 1 X 4 CL1,GREEN/YELLOW | High quality low voltage wire and cable for building installation | Nominal voltage U0 | 450V
| 94 | Cables and Wires | Low Voltage Cables | Single Core | 60227 IEC 01 THW 450/750V 1 X 4 CL1,GREEN/YELLOW | 2162526 | MCI-THW1X4G/YCL1 | PRYSMIAN | 18.7 | https://pim-kvc.soneparsea.com:3443/PictureServer/default.aspx/draka-mci-thw1x4g-ycl1.jpg?94979590939394A6B1B0B572BF9A9961C4ADCB76CA6B9761C9A8C07680A1A09B | https://pim-kvc.soneparsea.com:3443/PictureServer/default.aspx/draka-mci-thw1x4g-ycl1.pdf?94979590939394A6B1B0B572BF9A9961C4ADCB76CA6B9761C9A8C07680A7949A | 60227 IEC 01 THW 450/750V 1 X 4 CL1,GREEN/YELLOW | High quality low voltage wire and cable for building installation | Nominal voltage U | 750V
| 95 | Cables and Wires | Low Voltage Cables | Single Core | 60227 IEC 01 THW 450/750V 1 X 6 CL2 LIGHT GREY | 2173359 | MCI-THW1X6LGYCL2 | PRYSMIAN | 30 | https://pim-kvc.soneparsea.com:3443/PictureServer/default.aspx/prysmian-mci-thw1x6lgycl2.jpg?A097AD989F807182ACB5C6BEC5A49995BE72C1A8BB64A49CC776CC7BBE9EA997BC7782AFC29E | https://pim-kvc.soneparsea.com:3443/PictureServer/default.aspx/prysmian-mci-thw1x6lgycl2.pdf?A097AD989F807182ACB5C6BEC5A49995BE72C1A8BB64A49CC776CC7BBE9EA997BC7782B5B69D | 60227 IEC 01 THW 450/750V 1 X 6 CL2 LIGHT GREY | High quality low voltage wire and cable for building installation | Nominal cross section conductor | 6mm²
| 95 | Cables and Wires | Low Voltage Cables | Single Core | 60227 IEC 01 THW 450/750V 1 X 6 CL2 LIGHT GREY | 2173359 | MCI-THW1X6LGYCL2 | PRYSMIAN | 30 | https://pim-kvc.soneparsea.com:3443/PictureServer/default.aspx/prysmian-mci-thw1x6lgycl2.jpg?A097AD989F807182ACB5C6BEC5A49995BE72C1A8BB64A49CC776CC7BBE9EA997BC7782AFC29E | https://pim-kvc.soneparsea.com:3443/PictureServer/default.aspx/prysmian-mci-thw1x6lgycl2.pdf?A097AD989F807182ACB5C6BEC5A49995BE72C1A8BB64A49CC776CC7BBE9EA997BC7782B5B69D | 60227 IEC 01 THW 450/750V 1 X 6 CL2 LIGHT GREY | High quality low voltage wire and cable for building installation | Number of cores | 1
| 95 | Cables and Wires | Low Voltage Cables | Single Core | 60227 IEC 01 THW 450/750V 1 X 6 CL2 LIGHT GREY | 2173359 | MCI-THW1X6LGYCL2 | PRYSMIAN | 30 | https://pim-kvc.soneparsea.com:3443/PictureServer/default.aspx/prysmian-mci-thw1x6lgycl2.jpg?A097AD989F807182ACB5C6BEC5A49995BE72C1A8BB64A49CC776CC7BBE9EA997BC7782AFC29E | https://pim-kvc.soneparsea.com:3443/PictureServer/default.aspx/prysmian-mci-thw1x6lgycl2.pdf?A097AD989F807182ACB5C6BEC5A49995BE72C1A8BB64A49CC776CC7BBE9EA997BC7782B5B69D | 60227 IEC 01 THW 450/750V 1 X 6 CL2 LIGHT GREY | High quality low voltage wire and cable for building installation | Colour outer sheath | Grey
| 95 | Cables and Wires | Low Voltage Cables | Single Core | 60227 IEC 01 THW 450/750V 1 X 6 CL2 LIGHT GREY | 2173359 | MCI-THW1X6LGYCL2 | PRYSMIAN | 30 | https://pim-kvc.soneparsea.com:3443/PictureServer/default.aspx/prysmian-mci-thw1x6lgycl2.jpg?A097AD989F807182ACB5C6BEC5A49995BE72C1A8BB64A49CC776CC7BBE9EA997BC7782AFC29E | https://pim-kvc.soneparsea.com:3443/PictureServer/default.aspx/prysmian-mci-thw1x6lgycl2.pdf?A097AD989F807182ACB5C6BEC5A49995BE72C1A8BB64A49CC776CC7BBE9EA997BC7782B5B69D | 60227 IEC 01 THW 450/750V 1 X 6 CL2 LIGHT GREY | High quality low voltage wire and cable for building installation | Nominal voltage U0 | 450V
| 95 | Cables and Wires | Low Voltage Cables | Single Core | 60227 IEC 01 THW 450/750V 1 X 6 CL2 LIGHT GREY | 2173359 | MCI-THW1X6LGYCL2 | PRYSMIAN | 30 | https://pim-kvc.soneparsea.com:3443/PictureServer/default.aspx/prysmian-mci-thw1x6lgycl2.jpg?A097AD989F807182ACB5C6BEC5A49995BE72C1A8BB64A49CC776CC7BBE9EA997BC7782AFC29E | https://pim-kvc.soneparsea.com:3443/PictureServer/default.aspx/prysmian-mci-thw1x6lgycl2.pdf?A097AD989F807182ACB5C6BEC5A49995BE72C1A8BB64A49CC776CC7BBE9EA997BC7782B5B69D | 60227 IEC 01 THW 450/750V 1 X 6 CL2 LIGHT GREY | High quality low voltage wire and cable for building installation | Nominal voltage U | 750V
| 96 | Cables and Wires | Low Voltage Cables | Single Core | THW PVC MEA TYPE A PVC CABLE SINGLE CORE 10MM² BLACK | 2217876 | CTWTHW1X10BK | CHAROONG THAI | 49.3 | https://pim-kvc.soneparsea.com:3443/PictureServer/default.aspx/CTW-CTWTHW_Image1.jpg?938D9597A1867E7BA48DB088A68E5D77A49CA88DA99679A1B1ACB97680A1A09B | https://pim-kvc.soneparsea.com:3443/PictureServer/default.aspx/ctw-CTWTHW1X10BK_Datasheet1.pdf?938D9597A1867E7BA48DB0A8C6AE5D77A49CA88DA968886580879FA49698A495C3ADB9AAC6685EA4B4AB | BLACK THW 1X10 SQ.MM.CTW | Building wiring for installation on insulator or in raceway, dry and wet location. | Nominal cross section conductor | 10mm²
| 96 | Cables and Wires | Low Voltage Cables | Single Core | THW PVC MEA TYPE A PVC CABLE SINGLE CORE 10MM² BLACK | 2217876 | CTWTHW1X10BK | CHAROONG THAI | 49.3 | https://pim-kvc.soneparsea.com:3443/PictureServer/default.aspx/CTW-CTWTHW_Image1.jpg?938D9597A1867E7BA48DB088A68E5D77A49CA88DA99679A1B1ACB97680A1A09B | https://pim-kvc.soneparsea.com:3443/PictureServer/default.aspx/ctw-CTWTHW1X10BK_Datasheet1.pdf?938D9597A1867E7BA48DB0A8C6AE5D77A49CA88DA968886580879FA49698A495C3ADB9AAC6685EA4B4AB | BLACK THW 1X10 SQ.MM.CTW | Building wiring for installation on insulator or in raceway, dry and wet location. | Number of cores | 1
| 96 | Cables and Wires | Low Voltage Cables | Single Core | THW PVC MEA TYPE A PVC CABLE SINGLE CORE 10MM² BLACK | 2217876 | CTWTHW1X10BK | CHAROONG THAI | 49.3 | https://pim-kvc.soneparsea.com:3443/PictureServer/default.aspx/CTW-CTWTHW_Image1.jpg?938D9597A1867E7BA48DB088A68E5D77A49CA88DA99679A1B1ACB97680A1A09B | https://pim-kvc.soneparsea.com:3443/PictureServer/default.aspx/ctw-CTWTHW1X10BK_Datasheet1.pdf?938D9597A1867E7BA48DB0A8C6AE5D77A49CA88DA968886580879FA49698A495C3ADB9AAC6685EA4B4AB | BLACK THW 1X10 SQ.MM.CTW | Building wiring for installation on insulator or in raceway, dry and wet location. | Material outer sheath | Polyvinyl chloride (PVC)
| 96 | Cables and Wires | Low Voltage Cables | Single Core | THW PVC MEA TYPE A PVC CABLE SINGLE CORE 10MM² BLACK | 2217876 | CTWTHW1X10BK | CHAROONG THAI | 49.3 | https://pim-kvc.soneparsea.com:3443/PictureServer/default.aspx/CTW-CTWTHW_Image1.jpg?938D9597A1867E7BA48DB088A68E5D77A49CA88DA99679A1B1ACB97680A1A09B | https://pim-kvc.soneparsea.com:3443/PictureServer/default.aspx/ctw-CTWTHW1X10BK_Datasheet1.pdf?938D9597A1867E7BA48DB0A8C6AE5D77A49CA88DA968886580879FA49698A495C3ADB9AAC6685EA4B4AB | BLACK THW 1X10 SQ.MM.CTW | Building wiring for installation on insulator or in raceway, dry and wet location. | Colour outer sheath | Black
| 97 | Cables and Wires | Low Voltage Cables | Single Core | H05V-K PVC-SINGLE CORE CABLE 1.0MM² VIOLET | 2219221 | 29120 | HELUKABEL | 10.99 | https://pim-kvc.soneparsea.com:3443/PictureServer/default.aspx/helukabel-29120_Image1.jpg?988AA09A9D7872799CA1BCAABEAC9B95B2AAC0728470616680A49DB2B39E95657EAFC4AC | https://pim-kvc.soneparsea.com:3443/PictureServer/default.aspx/helukabel-29120_Datasheet1.pdf?988AA09A9D7872799CA1BCAABEAC9B95B2AAC0728470616680A498A6C698A39CB5AAC87680A7949A | H05V-K PVC-SINGLE CORE CABLE 1.0MM² VIOLET | These insulated wires are determined for the installation to the inside of apparatus as well as for the protective laying to the lightings, in dry rooms, in production facilities, switch and distributor boards, in tubes, under and surface mounting of plasters. | Nominal cross section conductor | 1mm²
| 97 | Cables and Wires | Low Voltage Cables | Single Core | H05V-K PVC-SINGLE CORE CABLE 1.0MM² VIOLET | 2219221 | 29120 | HELUKABEL | 10.99 | https://pim-kvc.soneparsea.com:3443/PictureServer/default.aspx/helukabel-29120_Image1.jpg?988AA09A9D7872799CA1BCAABEAC9B95B2AAC0728470616680A49DB2B39E95657EAFC4AC | https://pim-kvc.soneparsea.com:3443/PictureServer/default.aspx/helukabel-29120_Datasheet1.pdf?988AA09A9D7872799CA1BCAABEAC9B95B2AAC0728470616680A498A6C698A39CB5AAC87680A7949A | H05V-K PVC-SINGLE CORE CABLE 1.0MM² VIOLET | These insulated wires are determined for the installation to the inside of apparatus as well as for the protective laying to the lightings, in dry rooms, in production facilities, switch and distributor boards, in tubes, under and surface mounting of plasters. | Conductor category | Class 5 = flexible
| 97 | Cables and Wires | Low Voltage Cables | Single Core | H05V-K PVC-SINGLE CORE CABLE 1.0MM² VIOLET | 2219221 | 29120 | HELUKABEL | 10.99 | https://pim-kvc.soneparsea.com:3443/PictureServer/default.aspx/helukabel-29120_Image1.jpg?988AA09A9D7872799CA1BCAABEAC9B95B2AAC0728470616680A49DB2B39E95657EAFC4AC | https://pim-kvc.soneparsea.com:3443/PictureServer/default.aspx/helukabel-29120_Datasheet1.pdf?988AA09A9D7872799CA1BCAABEAC9B95B2AAC0728470616680A498A6C698A39CB5AAC87680A7949A | H05V-K PVC-SINGLE CORE CABLE 1.0MM² VIOLET | These insulated wires are determined for the installation to the inside of apparatus as well as for the protective laying to the lightings, in dry rooms, in production facilities, switch and distributor boards, in tubes, under and surface mounting of plasters. | Number of cores | 1
| 97 | Cables and Wires | Low Voltage Cables | Single Core | H05V-K PVC-SINGLE CORE CABLE 1.0MM² VIOLET | 2219221 | 29120 | HELUKABEL | 10.99 | https://pim-kvc.soneparsea.com:3443/PictureServer/default.aspx/helukabel-29120_Image1.jpg?988AA09A9D7872799CA1BCAABEAC9B95B2AAC0728470616680A49DB2B39E95657EAFC4AC | https://pim-kvc.soneparsea.com:3443/PictureServer/default.aspx/helukabel-29120_Datasheet1.pdf?988AA09A9D7872799CA1BCAABEAC9B95B2AAC0728470616680A498A6C698A39CB5AAC87680A7949A | H05V-K PVC-SINGLE CORE CABLE 1.0MM² VIOLET | These insulated wires are determined for the installation to the inside of apparatus as well as for the protective laying to the lightings, in dry rooms, in production facilities, switch and distributor boards, in tubes, under and surface mounting of plasters. | Material core insulation | Polyvinyl chloride (PVC)
| 97 | Cables and Wires | Low Voltage Cables | Single Core | H05V-K PVC-SINGLE CORE CABLE 1.0MM² VIOLET | 2219221 | 29120 | HELUKABEL | 10.99 | https://pim-kvc.soneparsea.com:3443/PictureServer/default.aspx/helukabel-29120_Image1.jpg?988AA09A9D7872799CA1BCAABEAC9B95B2AAC0728470616680A49DB2B39E95657EAFC4AC | https://pim-kvc.soneparsea.com:3443/PictureServer/default.aspx/helukabel-29120_Datasheet1.pdf?988AA09A9D7872799CA1BCAABEAC9B95B2AAC0728470616680A498A6C698A39CB5AAC87680A7949A | H05V-K PVC-SINGLE CORE CABLE 1.0MM² VIOLET | These insulated wires are determined for the installation to the inside of apparatus as well as for the protective laying to the lightings, in dry rooms, in production facilities, switch and distributor boards, in tubes, under and surface mounting of plasters. | Screen | no
| 97 | Cables and Wires | Low Voltage Cables | Single Core | H05V-K PVC-SINGLE CORE CABLE 1.0MM² VIOLET | 2219221 | 29120 | HELUKABEL | 10.99 | https://pim-kvc.soneparsea.com:3443/PictureServer/default.aspx/helukabel-29120_Image1.jpg?988AA09A9D7872799CA1BCAABEAC9B95B2AAC0728470616680A49DB2B39E95657EAFC4AC | https://pim-kvc.soneparsea.com:3443/PictureServer/default.aspx/helukabel-29120_Datasheet1.pdf?988AA09A9D7872799CA1BCAABEAC9B95B2AAC0728470616680A498A6C698A39CB5AAC87680A7949A | H05V-K PVC-SINGLE CORE CABLE 1.0MM² VIOLET | These insulated wires are determined for the installation to the inside of apparatus as well as for the protective laying to the lightings, in dry rooms, in production facilities, switch and distributor boards, in tubes, under and surface mounting of plasters. | Material outer sheath | Polyvinyl chloride (PVC)
| 97 | Cables and Wires | Low Voltage Cables | Single Core | H05V-K PVC-SINGLE CORE CABLE 1.0MM² VIOLET | 2219221 | 29120 | HELUKABEL | 10.99 | https://pim-kvc.soneparsea.com:3443/PictureServer/default.aspx/helukabel-29120_Image1.jpg?988AA09A9D7872799CA1BCAABEAC9B95B2AAC0728470616680A49DB2B39E95657EAFC4AC | https://pim-kvc.soneparsea.com:3443/PictureServer/default.aspx/helukabel-29120_Datasheet1.pdf?988AA09A9D7872799CA1BCAABEAC9B95B2AAC0728470616680A498A6C698A39CB5AAC87680A7949A | H05V-K PVC-SINGLE CORE CABLE 1.0MM² VIOLET | These insulated wires are determined for the installation to the inside of apparatus as well as for the protective laying to the lightings, in dry rooms, in production facilities, switch and distributor boards, in tubes, under and surface mounting of plasters. | Colour outer sheath | Purple
| 97 | Cables and Wires | Low Voltage Cables | Single Core | H05V-K PVC-SINGLE CORE CABLE 1.0MM² VIOLET | 2219221 | 29120 | HELUKABEL | 10.99 | https://pim-kvc.soneparsea.com:3443/PictureServer/default.aspx/helukabel-29120_Image1.jpg?988AA09A9D7872799CA1BCAABEAC9B95B2AAC0728470616680A49DB2B39E95657EAFC4AC | https://pim-kvc.soneparsea.com:3443/PictureServer/default.aspx/helukabel-29120_Datasheet1.pdf?988AA09A9D7872799CA1BCAABEAC9B95B2AAC0728470616680A498A6C698A39CB5AAC87680A7949A | H05V-K PVC-SINGLE CORE CABLE 1.0MM² VIOLET | These insulated wires are determined for the installation to the inside of apparatus as well as for the protective laying to the lightings, in dry rooms, in production facilities, switch and distributor boards, in tubes, under and surface mounting of plasters. | Halogen free (according to EN 60754-1/2) | no
| 97 | Cables and Wires | Low Voltage Cables | Single Core | H05V-K PVC-SINGLE CORE CABLE 1.0MM² VIOLET | 2219221 | 29120 | HELUKABEL | 10.99 | https://pim-kvc.soneparsea.com:3443/PictureServer/default.aspx/helukabel-29120_Image1.jpg?988AA09A9D7872799CA1BCAABEAC9B95B2AAC0728470616680A49DB2B39E95657EAFC4AC | https://pim-kvc.soneparsea.com:3443/PictureServer/default.aspx/helukabel-29120_Datasheet1.pdf?988AA09A9D7872799CA1BCAABEAC9B95B2AAC0728470616680A498A6C698A39CB5AAC87680A7949A | H05V-K PVC-SINGLE CORE CABLE 1.0MM² VIOLET | These insulated wires are determined for the installation to the inside of apparatus as well as for the protective laying to the lightings, in dry rooms, in production facilities, switch and distributor boards, in tubes, under and surface mounting of plasters. | Permitted cable outer temperature during assembling/handling | -5...70°C
| 97 | Cables and Wires | Low Voltage Cables | Single Core | H05V-K PVC-SINGLE CORE CABLE 1.0MM² VIOLET | 2219221 | 29120 | HELUKABEL | 10.99 | https://pim-kvc.soneparsea.com:3443/PictureServer/default.aspx/helukabel-29120_Image1.jpg?988AA09A9D7872799CA1BCAABEAC9B95B2AAC0728470616680A49DB2B39E95657EAFC4AC | https://pim-kvc.soneparsea.com:3443/PictureServer/default.aspx/helukabel-29120_Datasheet1.pdf?988AA09A9D7872799CA1BCAABEAC9B95B2AAC0728470616680A498A6C698A39CB5AAC87680A7949A | H05V-K PVC-SINGLE CORE CABLE 1.0MM² VIOLET | These insulated wires are determined for the installation to the inside of apparatus as well as for the protective laying to the lightings, in dry rooms, in production facilities, switch and distributor boards, in tubes, under and surface mounting of plasters. | Permitted cable outer temperature after assembling without vibration | -30...80°C
| 97 | Cables and Wires | Low Voltage Cables | Single Core | H05V-K PVC-SINGLE CORE CABLE 1.0MM² VIOLET | 2219221 | 29120 | HELUKABEL | 10.99 | https://pim-kvc.soneparsea.com:3443/PictureServer/default.aspx/helukabel-29120_Image1.jpg?988AA09A9D7872799CA1BCAABEAC9B95B2AAC0728470616680A49DB2B39E95657EAFC4AC | https://pim-kvc.soneparsea.com:3443/PictureServer/default.aspx/helukabel-29120_Datasheet1.pdf?988AA09A9D7872799CA1BCAABEAC9B95B2AAC0728470616680A498A6C698A39CB5AAC87680A7949A | H05V-K PVC-SINGLE CORE CABLE 1.0MM² VIOLET | These insulated wires are determined for the installation to the inside of apparatus as well as for the protective laying to the lightings, in dry rooms, in production facilities, switch and distributor boards, in tubes, under and surface mounting of plasters. | Nominal voltage U0 | 300V
| 97 | Cables and Wires | Low Voltage Cables | Single Core | H05V-K PVC-SINGLE CORE CABLE 1.0MM² VIOLET | 2219221 | 29120 | HELUKABEL | 10.99 | https://pim-kvc.soneparsea.com:3443/PictureServer/default.aspx/helukabel-29120_Image1.jpg?988AA09A9D7872799CA1BCAABEAC9B95B2AAC0728470616680A49DB2B39E95657EAFC4AC | https://pim-kvc.soneparsea.com:3443/PictureServer/default.aspx/helukabel-29120_Datasheet1.pdf?988AA09A9D7872799CA1BCAABEAC9B95B2AAC0728470616680A498A6C698A39CB5AAC87680A7949A | H05V-K PVC-SINGLE CORE CABLE 1.0MM² VIOLET | These insulated wires are determined for the installation to the inside of apparatus as well as for the protective laying to the lightings, in dry rooms, in production facilities, switch and distributor boards, in tubes, under and surface mounting of plasters. | Nominal voltage U | 750V
| 98 | Cables and Wires | Low Voltage Cables | Single Core | H05Z-K SINGLE CORE HALOGEN-FREE CABLE 1.0MM² BLACK | 2219229 | 52890 | HELUKABEL | 16.11 | https://pim-kvc.soneparsea.com:3443/PictureServer/default.aspx/helukabel-52890_Image1.jpg?988AA09A9D7872799CA1BCAABEAC9B95B2AAC0728769686D80A49DB2B39E95657EAFC4AC | https://pim-kvc.soneparsea.com:3443/PictureServer/default.aspx/helukabel-52890_Datasheet1.pdf?988AA09A9D7872799CA1BCAABEAC9B95B2AAC0728769686D80A498A6C698A39CB5AAC87680A7949A | H05Z-K SINGLE CORE HALOGEN-FREE CABLE 1.0MM² BLACK | For applications that require a low development of smoke and corrosive gases in case of fire. Used for internal wiring of devices and for connecting luminaires. For installation in electrical pipes on and under plaster, but only for signal and control circuits. | Conductor material | Copper
| 98 | Cables and Wires | Low Voltage Cables | Single Core | H05Z-K SINGLE CORE HALOGEN-FREE CABLE 1.0MM² BLACK | 2219229 | 52890 | HELUKABEL | 16.11 | https://pim-kvc.soneparsea.com:3443/PictureServer/default.aspx/helukabel-52890_Image1.jpg?988AA09A9D7872799CA1BCAABEAC9B95B2AAC0728769686D80A49DB2B39E95657EAFC4AC | https://pim-kvc.soneparsea.com:3443/PictureServer/default.aspx/helukabel-52890_Datasheet1.pdf?988AA09A9D7872799CA1BCAABEAC9B95B2AAC0728769686D80A498A6C698A39CB5AAC87680A7949A | H05Z-K SINGLE CORE HALOGEN-FREE CABLE 1.0MM² BLACK | For applications that require a low development of smoke and corrosive gases in case of fire. Used for internal wiring of devices and for connecting luminaires. For installation in electrical pipes on and under plaster, but only for signal and control circuits. | Conductor surface | Bare
| 98 | Cables and Wires | Low Voltage Cables | Single Core | H05Z-K SINGLE CORE HALOGEN-FREE CABLE 1.0MM² BLACK | 2219229 | 52890 | HELUKABEL | 16.11 | https://pim-kvc.soneparsea.com:3443/PictureServer/default.aspx/helukabel-52890_Image1.jpg?988AA09A9D7872799CA1BCAABEAC9B95B2AAC0728769686D80A49DB2B39E95657EAFC4AC | https://pim-kvc.soneparsea.com:3443/PictureServer/default.aspx/helukabel-52890_Datasheet1.pdf?988AA09A9D7872799CA1BCAABEAC9B95B2AAC0728769686D80A498A6C698A39CB5AAC87680A7949A | H05Z-K SINGLE CORE HALOGEN-FREE CABLE 1.0MM² BLACK | For applications that require a low development of smoke and corrosive gases in case of fire. Used for internal wiring of devices and for connecting luminaires. For installation in electrical pipes on and under plaster, but only for signal and control circuits. | Nominal cross section conductor | 1mm²
| 98 | Cables and Wires | Low Voltage Cables | Single Core | H05Z-K SINGLE CORE HALOGEN-FREE CABLE 1.0MM² BLACK | 2219229 | 52890 | HELUKABEL | 16.11 | https://pim-kvc.soneparsea.com:3443/PictureServer/default.aspx/helukabel-52890_Image1.jpg?988AA09A9D7872799CA1BCAABEAC9B95B2AAC0728769686D80A49DB2B39E95657EAFC4AC | https://pim-kvc.soneparsea.com:3443/PictureServer/default.aspx/helukabel-52890_Datasheet1.pdf?988AA09A9D7872799CA1BCAABEAC9B95B2AAC0728769686D80A498A6C698A39CB5AAC87680A7949A | H05Z-K SINGLE CORE HALOGEN-FREE CABLE 1.0MM² BLACK | For applications that require a low development of smoke and corrosive gases in case of fire. Used for internal wiring of devices and for connecting luminaires. For installation in electrical pipes on and under plaster, but only for signal and control circuits. | AWG size | 8
| 98 | Cables and Wires | Low Voltage Cables | Single Core | H05Z-K SINGLE CORE HALOGEN-FREE CABLE 1.0MM² BLACK | 2219229 | 52890 | HELUKABEL | 16.11 | https://pim-kvc.soneparsea.com:3443/PictureServer/default.aspx/helukabel-52890_Image1.jpg?988AA09A9D7872799CA1BCAABEAC9B95B2AAC0728769686D80A49DB2B39E95657EAFC4AC | https://pim-kvc.soneparsea.com:3443/PictureServer/default.aspx/helukabel-52890_Datasheet1.pdf?988AA09A9D7872799CA1BCAABEAC9B95B2AAC0728769686D80A498A6C698A39CB5AAC87680A7949A | H05Z-K SINGLE CORE HALOGEN-FREE CABLE 1.0MM² BLACK | For applications that require a low development of smoke and corrosive gases in case of fire. Used for internal wiring of devices and for connecting luminaires. For installation in electrical pipes on and under plaster, but only for signal and control circuits. | Number of cores | 1
| 98 | Cables and Wires | Low Voltage Cables | Single Core | H05Z-K SINGLE CORE HALOGEN-FREE CABLE 1.0MM² BLACK | 2219229 | 52890 | HELUKABEL | 16.11 | https://pim-kvc.soneparsea.com:3443/PictureServer/default.aspx/helukabel-52890_Image1.jpg?988AA09A9D7872799CA1BCAABEAC9B95B2AAC0728769686D80A49DB2B39E95657EAFC4AC | https://pim-kvc.soneparsea.com:3443/PictureServer/default.aspx/helukabel-52890_Datasheet1.pdf?988AA09A9D7872799CA1BCAABEAC9B95B2AAC0728769686D80A498A6C698A39CB5AAC87680A7949A | H05Z-K SINGLE CORE HALOGEN-FREE CABLE 1.0MM² BLACK | For applications that require a low development of smoke and corrosive gases in case of fire. Used for internal wiring of devices and for connecting luminaires. For installation in electrical pipes on and under plaster, but only for signal and control circuits. | Colour outer sheath | Black
| 99 | Cables and Wires | Low Voltage Cables | Single Core | H07Z-K SINGLE CORE HALOGEN FREE CABLE 2.5MM² BLACK | 2219392 | 51777 | HELUKABEL | 0 | https://pim-kvc.soneparsea.com:3443/PictureServer/default.aspx/helukabel-51777_Image1.jpg?988AA09A9D7872799CA1BCAABEAC9B95B2AAC0728768676B87A49DB2B39E95657EAFC4AC | https://pim-kvc.soneparsea.com:3443/PictureServer/default.aspx/helukabel-51777_Datasheet1.pdf?988AA09A9D7872799CA1BCAABEAC9B95B2AAC0728768676B87A498A6C698A39CB5AAC87680A7949A | H07Z-K SINGLE CORE HALOGEN FREE CABLE 2.5MM² BLACK | For applications that require a low development of smoke and corrosive gases in case of fire. Installation in pipes on and under plaster or in similar enclosed systems. Suitable for protected, permanent laying in lighting installations or switch and control devices up to 1000V AC or 750V DC against earth. | Conductor material | Copper
| 99 | Cables and Wires | Low Voltage Cables | Single Core | H07Z-K SINGLE CORE HALOGEN FREE CABLE 2.5MM² BLACK | 2219392 | 51777 | HELUKABEL | 0 | https://pim-kvc.soneparsea.com:3443/PictureServer/default.aspx/helukabel-51777_Image1.jpg?988AA09A9D7872799CA1BCAABEAC9B95B2AAC0728768676B87A49DB2B39E95657EAFC4AC | https://pim-kvc.soneparsea.com:3443/PictureServer/default.aspx/helukabel-51777_Datasheet1.pdf?988AA09A9D7872799CA1BCAABEAC9B95B2AAC0728768676B87A498A6C698A39CB5AAC87680A7949A | H07Z-K SINGLE CORE HALOGEN FREE CABLE 2.5MM² BLACK | For applications that require a low development of smoke and corrosive gases in case of fire. Installation in pipes on and under plaster or in similar enclosed systems. Suitable for protected, permanent laying in lighting installations or switch and control devices up to 1000V AC or 750V DC against earth. | Nominal cross section conductor | 2.5mm²
| 99 | Cables and Wires | Low Voltage Cables | Single Core | H07Z-K SINGLE CORE HALOGEN FREE CABLE 2.5MM² BLACK | 2219392 | 51777 | HELUKABEL | 0 | https://pim-kvc.soneparsea.com:3443/PictureServer/default.aspx/helukabel-51777_Image1.jpg?988AA09A9D7872799CA1BCAABEAC9B95B2AAC0728768676B87A49DB2B39E95657EAFC4AC | https://pim-kvc.soneparsea.com:3443/PictureServer/default.aspx/helukabel-51777_Datasheet1.pdf?988AA09A9D7872799CA1BCAABEAC9B95B2AAC0728768676B87A498A6C698A39CB5AAC87680A7949A | H07Z-K SINGLE CORE HALOGEN FREE CABLE 2.5MM² BLACK | For applications that require a low development of smoke and corrosive gases in case of fire. Installation in pipes on and under plaster or in similar enclosed systems. Suitable for protected, permanent laying in lighting installations or switch and control devices up to 1000V AC or 750V DC against earth. | Number of cores | 1
| 99 | Cables and Wires | Low Voltage Cables | Single Core | H07Z-K SINGLE CORE HALOGEN FREE CABLE 2.5MM² BLACK | 2219392 | 51777 | HELUKABEL | 0 | https://pim-kvc.soneparsea.com:3443/PictureServer/default.aspx/helukabel-51777_Image1.jpg?988AA09A9D7872799CA1BCAABEAC9B95B2AAC0728768676B87A49DB2B39E95657EAFC4AC | https://pim-kvc.soneparsea.com:3443/PictureServer/default.aspx/helukabel-51777_Datasheet1.pdf?988AA09A9D7872799CA1BCAABEAC9B95B2AAC0728768676B87A498A6C698A39CB5AAC87680A7949A | H07Z-K SINGLE CORE HALOGEN FREE CABLE 2.5MM² BLACK | For applications that require a low development of smoke and corrosive gases in case of fire. Installation in pipes on and under plaster or in similar enclosed systems. Suitable for protected, permanent laying in lighting installations or switch and control devices up to 1000V AC or 750V DC against earth. | Max. conductor temperature | 90°C
| 99 | Cables and Wires | Low Voltage Cables | Single Core | H07Z-K SINGLE CORE HALOGEN FREE CABLE 2.5MM² BLACK | 2219392 | 51777 | HELUKABEL | 0 | https://pim-kvc.soneparsea.com:3443/PictureServer/default.aspx/helukabel-51777_Image1.jpg?988AA09A9D7872799CA1BCAABEAC9B95B2AAC0728768676B87A49DB2B39E95657EAFC4AC | https://pim-kvc.soneparsea.com:3443/PictureServer/default.aspx/helukabel-51777_Datasheet1.pdf?988AA09A9D7872799CA1BCAABEAC9B95B2AAC0728768676B87A498A6C698A39CB5AAC87680A7949A | H07Z-K SINGLE CORE HALOGEN FREE CABLE 2.5MM² BLACK | For applications that require a low development of smoke and corrosive gases in case of fire. Installation in pipes on and under plaster or in similar enclosed systems. Suitable for protected, permanent laying in lighting installations or switch and control devices up to 1000V AC or 750V DC against earth. | Material outer sheath | Polyolefin
| 99 | Cables and Wires | Low Voltage Cables | Single Core | H07Z-K SINGLE CORE HALOGEN FREE CABLE 2.5MM² BLACK | 2219392 | 51777 | HELUKABEL | 0 | https://pim-kvc.soneparsea.com:3443/PictureServer/default.aspx/helukabel-51777_Image1.jpg?988AA09A9D7872799CA1BCAABEAC9B95B2AAC0728768676B87A49DB2B39E95657EAFC4AC | https://pim-kvc.soneparsea.com:3443/PictureServer/default.aspx/helukabel-51777_Datasheet1.pdf?988AA09A9D7872799CA1BCAABEAC9B95B2AAC0728768676B87A498A6C698A39CB5AAC87680A7949A | H07Z-K SINGLE CORE HALOGEN FREE CABLE 2.5MM² BLACK | For applications that require a low development of smoke and corrosive gases in case of fire. Installation in pipes on and under plaster or in similar enclosed systems. Suitable for protected, permanent laying in lighting installations or switch and control devices up to 1000V AC or 750V DC against earth. | Colour outer sheath | Black
| 99 | Cables and Wires | Low Voltage Cables | Single Core | H07Z-K SINGLE CORE HALOGEN FREE CABLE 2.5MM² BLACK | 2219392 | 51777 | HELUKABEL | 0 | https://pim-kvc.soneparsea.com:3443/PictureServer/default.aspx/helukabel-51777_Image1.jpg?988AA09A9D7872799CA1BCAABEAC9B95B2AAC0728768676B87A49DB2B39E95657EAFC4AC | https://pim-kvc.soneparsea.com:3443/PictureServer/default.aspx/helukabel-51777_Datasheet1.pdf?988AA09A9D7872799CA1BCAABEAC9B95B2AAC0728768676B87A498A6C698A39CB5AAC87680A7949A | H07Z-K SINGLE CORE HALOGEN FREE CABLE 2.5MM² BLACK | For applications that require a low development of smoke and corrosive gases in case of fire. Installation in pipes on and under plaster or in similar enclosed systems. Suitable for protected, permanent laying in lighting installations or switch and control devices up to 1000V AC or 750V DC against earth. | Halogen free (according to EN 60754-1/2) | yes
| 100 | Cables and Wires | Low Voltage Cables | Single Core | MAX-FOH SINGLE CORE CABLE 10MM² ORANGE | 2219748 | MCI-MAX-FOH 1X10OG | PRYSMIAN | 111 | https://pim-kvc.soneparsea.com:3443/PictureServer/default.aspx/draka-MCI-MAX-FOH_Image1.jpg?A097AD989F807182ACA9C6A6BD985D81938E8192938F5D7A9F8DB38EBF9897998173BEB5B9 | https://pim-kvc.soneparsea.com:3443/PictureServer/default.aspx/prysmian-mci-max-foh1x10.pdf?A097AD989F807182ACB5C6BEC5A49995BE72C1A8BB649D95C872BAB4BA68A8658073C4A9B8 | MAX-FOH SINGLE CORE CABLE 10MM² ORANGE | Fire performance cables are specifically designed to facilitate the quick and orderly evacuation of the building occupants in the events of an emergency. Purpose designed to maintain circuit integrity to a host of critical safety systems, including fire alarms, emergency lights, CCTV systems and emergency power supplied. | Conductor material | Copper
| 100 | Cables and Wires | Low Voltage Cables | Single Core | MAX-FOH SINGLE CORE CABLE 10MM² ORANGE | 2219748 | MCI-MAX-FOH 1X10OG | PRYSMIAN | 111 | https://pim-kvc.soneparsea.com:3443/PictureServer/default.aspx/draka-MCI-MAX-FOH_Image1.jpg?A097AD989F807182ACA9C6A6BD985D81938E8192938F5D7A9F8DB38EBF9897998173BEB5B9 | https://pim-kvc.soneparsea.com:3443/PictureServer/default.aspx/prysmian-mci-max-foh1x10.pdf?A097AD989F807182ACB5C6BEC5A49995BE72C1A8BB649D95C872BAB4BA68A8658073C4A9B8 | MAX-FOH SINGLE CORE CABLE 10MM² ORANGE | Fire performance cables are specifically designed to facilitate the quick and orderly evacuation of the building occupants in the events of an emergency. Purpose designed to maintain circuit integrity to a host of critical safety systems, including fire alarms, emergency lights, CCTV systems and emergency power supplied. | Nominal cross section conductor | 10mm²
| 100 | Cables and Wires | Low Voltage Cables | Single Core | MAX-FOH SINGLE CORE CABLE 10MM² ORANGE | 2219748 | MCI-MAX-FOH 1X10OG | PRYSMIAN | 111 | https://pim-kvc.soneparsea.com:3443/PictureServer/default.aspx/draka-MCI-MAX-FOH_Image1.jpg?A097AD989F807182ACA9C6A6BD985D81938E8192938F5D7A9F8DB38EBF9897998173BEB5B9 | https://pim-kvc.soneparsea.com:3443/PictureServer/default.aspx/prysmian-mci-max-foh1x10.pdf?A097AD989F807182ACB5C6BEC5A49995BE72C1A8BB649D95C872BAB4BA68A8658073C4A9B8 | MAX-FOH SINGLE CORE CABLE 10MM² ORANGE | Fire performance cables are specifically designed to facilitate the quick and orderly evacuation of the building occupants in the events of an emergency. Purpose designed to maintain circuit integrity to a host of critical safety systems, including fire alarms, emergency lights, CCTV systems and emergency power supplied. | Conductor category | Class 2 = stranded
| 100 | Cables and Wires | Low Voltage Cables | Single Core | MAX-FOH SINGLE CORE CABLE 10MM² ORANGE | 2219748 | MCI-MAX-FOH 1X10OG | PRYSMIAN | 111 | https://pim-kvc.soneparsea.com:3443/PictureServer/default.aspx/draka-MCI-MAX-FOH_Image1.jpg?A097AD989F807182ACA9C6A6BD985D81938E8192938F5D7A9F8DB38EBF9897998173BEB5B9 | https://pim-kvc.soneparsea.com:3443/PictureServer/default.aspx/prysmian-mci-max-foh1x10.pdf?A097AD989F807182ACB5C6BEC5A49995BE72C1A8BB649D95C872BAB4BA68A8658073C4A9B8 | MAX-FOH SINGLE CORE CABLE 10MM² ORANGE | Fire performance cables are specifically designed to facilitate the quick and orderly evacuation of the building occupants in the events of an emergency. Purpose designed to maintain circuit integrity to a host of critical safety systems, including fire alarms, emergency lights, CCTV systems and emergency power supplied. | Number of cores | 1
| 100 | Cables and Wires | Low Voltage Cables | Single Core | MAX-FOH SINGLE CORE CABLE 10MM² ORANGE | 2219748 | MCI-MAX-FOH 1X10OG | PRYSMIAN | 111 | https://pim-kvc.soneparsea.com:3443/PictureServer/default.aspx/draka-MCI-MAX-FOH_Image1.jpg?A097AD989F807182ACA9C6A6BD985D81938E8192938F5D7A9F8DB38EBF9897998173BEB5B9 | https://pim-kvc.soneparsea.com:3443/PictureServer/default.aspx/prysmian-mci-max-foh1x10.pdf?A097AD989F807182ACB5C6BEC5A49995BE72C1A8BB649D95C872BAB4BA68A8658073C4A9B8 | MAX-FOH SINGLE CORE CABLE 10MM² ORANGE | Fire performance cables are specifically designed to facilitate the quick and orderly evacuation of the building occupants in the events of an emergency. Purpose designed to maintain circuit integrity to a host of critical safety systems, including fire alarms, emergency lights, CCTV systems and emergency power supplied. | Specification core insulation | Crosslinked polyethylene (XLPE)
| 100 | Cables and Wires | Low Voltage Cables | Single Core | MAX-FOH SINGLE CORE CABLE 10MM² ORANGE | 2219748 | MCI-MAX-FOH 1X10OG | PRYSMIAN | 111 | https://pim-kvc.soneparsea.com:3443/PictureServer/default.aspx/draka-MCI-MAX-FOH_Image1.jpg?A097AD989F807182ACA9C6A6BD985D81938E8192938F5D7A9F8DB38EBF9897998173BEB5B9 | https://pim-kvc.soneparsea.com:3443/PictureServer/default.aspx/prysmian-mci-max-foh1x10.pdf?A097AD989F807182ACB5C6BEC5A49995BE72C1A8BB649D95C872BAB4BA68A8658073C4A9B8 | MAX-FOH SINGLE CORE CABLE 10MM² ORANGE | Fire performance cables are specifically designed to facilitate the quick and orderly evacuation of the building occupants in the events of an emergency. Purpose designed to maintain circuit integrity to a host of critical safety systems, including fire alarms, emergency lights, CCTV systems and emergency power supplied. | Colour outer sheath | Orange
| 100 | Cables and Wires | Low Voltage Cables | Single Core | MAX-FOH SINGLE CORE CABLE 10MM² ORANGE | 2219748 | MCI-MAX-FOH 1X10OG | PRYSMIAN | 111 | https://pim-kvc.soneparsea.com:3443/PictureServer/default.aspx/draka-MCI-MAX-FOH_Image1.jpg?A097AD989F807182ACA9C6A6BD985D81938E8192938F5D7A9F8DB38EBF9897998173BEB5B9 | https://pim-kvc.soneparsea.com:3443/PictureServer/default.aspx/prysmian-mci-max-foh1x10.pdf?A097AD989F807182ACB5C6BEC5A49995BE72C1A8BB649D95C872BAB4BA68A8658073C4A9B8 | MAX-FOH SINGLE CORE CABLE 10MM² ORANGE | Fire performance cables are specifically designed to facilitate the quick and orderly evacuation of the building occupants in the events of an emergency. Purpose designed to maintain circuit integrity to a host of critical safety systems, including fire alarms, emergency lights, CCTV systems and emergency power supplied. | Nominal voltage U0 | 600V
| 100 | Cables and Wires | Low Voltage Cables | Single Core | MAX-FOH SINGLE CORE CABLE 10MM² ORANGE | 2219748 | MCI-MAX-FOH 1X10OG | PRYSMIAN | 111 | https://pim-kvc.soneparsea.com:3443/PictureServer/default.aspx/draka-MCI-MAX-FOH_Image1.jpg?A097AD989F807182ACA9C6A6BD985D81938E8192938F5D7A9F8DB38EBF9897998173BEB5B9 | https://pim-kvc.soneparsea.com:3443/PictureServer/default.aspx/prysmian-mci-max-foh1x10.pdf?A097AD989F807182ACB5C6BEC5A49995BE72C1A8BB649D95C872BAB4BA68A8658073C4A9B8 | MAX-FOH SINGLE CORE CABLE 10MM² ORANGE | Fire performance cables are specifically designed to facilitate the quick and orderly evacuation of the building occupants in the events of an emergency. Purpose designed to maintain circuit integrity to a host of critical safety systems, including fire alarms, emergency lights, CCTV systems and emergency power supplied. | Nominal voltage U | 1000V
| 101 | Cables and Wires | Low Voltage Cables | Single Core | MAX-FOH SINGLE CORE CABLE 120MM² ORANGE | 2219749 | MCI-MAX-FOH 1X120OG | PRYSMIAN | 900 | https://pim-kvc.soneparsea.com:3443/PictureServer/default.aspx/draka-MCI-MAX-FOH_Image1.jpg?A097AD989F807182ACA9C6A6BD985D81938E8192938F5D7A9F8DB38EBF9897998173BEB5B9 | https://pim-kvc.soneparsea.com:3443/PictureServer/default.aspx/prysmian-mci-max-foh1x120.pdf?A097AD989F807182ACB5C6BEC5A49995BE72C1A8BB649D95C872BAB4BA68A865827582B5B69D | MAX-FOH SINGLE CORE CABLE 120MM² ORANGE | Fire performance cables are specifically designed to facilitate the quick and orderly evacuation of the building occupants in the events of an emergency. Purpose designed to maintain circuit integrity to a host of critical safety systems, including fire alarms, emergency lights, CCTV systems and emergency power supplied. | Conductor material | Copper
| 101 | Cables and Wires | Low Voltage Cables | Single Core | MAX-FOH SINGLE CORE CABLE 120MM² ORANGE | 2219749 | MCI-MAX-FOH 1X120OG | PRYSMIAN | 900 | https://pim-kvc.soneparsea.com:3443/PictureServer/default.aspx/draka-MCI-MAX-FOH_Image1.jpg?A097AD989F807182ACA9C6A6BD985D81938E8192938F5D7A9F8DB38EBF9897998173BEB5B9 | https://pim-kvc.soneparsea.com:3443/PictureServer/default.aspx/prysmian-mci-max-foh1x120.pdf?A097AD989F807182ACB5C6BEC5A49995BE72C1A8BB649D95C872BAB4BA68A865827582B5B69D | MAX-FOH SINGLE CORE CABLE 120MM² ORANGE | Fire performance cables are specifically designed to facilitate the quick and orderly evacuation of the building occupants in the events of an emergency. Purpose designed to maintain circuit integrity to a host of critical safety systems, including fire alarms, emergency lights, CCTV systems and emergency power supplied. | Nominal cross section conductor | 120mm²
| 101 | Cables and Wires | Low Voltage Cables | Single Core | MAX-FOH SINGLE CORE CABLE 120MM² ORANGE | 2219749 | MCI-MAX-FOH 1X120OG | PRYSMIAN | 900 | https://pim-kvc.soneparsea.com:3443/PictureServer/default.aspx/draka-MCI-MAX-FOH_Image1.jpg?A097AD989F807182ACA9C6A6BD985D81938E8192938F5D7A9F8DB38EBF9897998173BEB5B9 | https://pim-kvc.soneparsea.com:3443/PictureServer/default.aspx/prysmian-mci-max-foh1x120.pdf?A097AD989F807182ACB5C6BEC5A49995BE72C1A8BB649D95C872BAB4BA68A865827582B5B69D | MAX-FOH SINGLE CORE CABLE 120MM² ORANGE | Fire performance cables are specifically designed to facilitate the quick and orderly evacuation of the building occupants in the events of an emergency. Purpose designed to maintain circuit integrity to a host of critical safety systems, including fire alarms, emergency lights, CCTV systems and emergency power supplied. | Conductor category | Class 2 = stranded
| 101 | Cables and Wires | Low Voltage Cables | Single Core | MAX-FOH SINGLE CORE CABLE 120MM² ORANGE | 2219749 | MCI-MAX-FOH 1X120OG | PRYSMIAN | 900 | https://pim-kvc.soneparsea.com:3443/PictureServer/default.aspx/draka-MCI-MAX-FOH_Image1.jpg?A097AD989F807182ACA9C6A6BD985D81938E8192938F5D7A9F8DB38EBF9897998173BEB5B9 | https://pim-kvc.soneparsea.com:3443/PictureServer/default.aspx/prysmian-mci-max-foh1x120.pdf?A097AD989F807182ACB5C6BEC5A49995BE72C1A8BB649D95C872BAB4BA68A865827582B5B69D | MAX-FOH SINGLE CORE CABLE 120MM² ORANGE | Fire performance cables are specifically designed to facilitate the quick and orderly evacuation of the building occupants in the events of an emergency. Purpose designed to maintain circuit integrity to a host of critical safety systems, including fire alarms, emergency lights, CCTV systems and emergency power supplied. | Number of cores | 1
| 101 | Cables and Wires | Low Voltage Cables | Single Core | MAX-FOH SINGLE CORE CABLE 120MM² ORANGE | 2219749 | MCI-MAX-FOH 1X120OG | PRYSMIAN | 900 | https://pim-kvc.soneparsea.com:3443/PictureServer/default.aspx/draka-MCI-MAX-FOH_Image1.jpg?A097AD989F807182ACA9C6A6BD985D81938E8192938F5D7A9F8DB38EBF9897998173BEB5B9 | https://pim-kvc.soneparsea.com:3443/PictureServer/default.aspx/prysmian-mci-max-foh1x120.pdf?A097AD989F807182ACB5C6BEC5A49995BE72C1A8BB649D95C872BAB4BA68A865827582B5B69D | MAX-FOH SINGLE CORE CABLE 120MM² ORANGE | Fire performance cables are specifically designed to facilitate the quick and orderly evacuation of the building occupants in the events of an emergency. Purpose designed to maintain circuit integrity to a host of critical safety systems, including fire alarms, emergency lights, CCTV systems and emergency power supplied. | Specification core insulation | Crosslinked polyethylene (XLPE)
| 101 | Cables and Wires | Low Voltage Cables | Single Core | MAX-FOH SINGLE CORE CABLE 120MM² ORANGE | 2219749 | MCI-MAX-FOH 1X120OG | PRYSMIAN | 900 | https://pim-kvc.soneparsea.com:3443/PictureServer/default.aspx/draka-MCI-MAX-FOH_Image1.jpg?A097AD989F807182ACA9C6A6BD985D81938E8192938F5D7A9F8DB38EBF9897998173BEB5B9 | https://pim-kvc.soneparsea.com:3443/PictureServer/default.aspx/prysmian-mci-max-foh1x120.pdf?A097AD989F807182ACB5C6BEC5A49995BE72C1A8BB649D95C872BAB4BA68A865827582B5B69D | MAX-FOH SINGLE CORE CABLE 120MM² ORANGE | Fire performance cables are specifically designed to facilitate the quick and orderly evacuation of the building occupants in the events of an emergency. Purpose designed to maintain circuit integrity to a host of critical safety systems, including fire alarms, emergency lights, CCTV systems and emergency power supplied. | Colour outer sheath | Orange
| 101 | Cables and Wires | Low Voltage Cables | Single Core | MAX-FOH SINGLE CORE CABLE 120MM² ORANGE | 2219749 | MCI-MAX-FOH 1X120OG | PRYSMIAN | 900 | https://pim-kvc.soneparsea.com:3443/PictureServer/default.aspx/draka-MCI-MAX-FOH_Image1.jpg?A097AD989F807182ACA9C6A6BD985D81938E8192938F5D7A9F8DB38EBF9897998173BEB5B9 | https://pim-kvc.soneparsea.com:3443/PictureServer/default.aspx/prysmian-mci-max-foh1x120.pdf?A097AD989F807182ACB5C6BEC5A49995BE72C1A8BB649D95C872BAB4BA68A865827582B5B69D | MAX-FOH SINGLE CORE CABLE 120MM² ORANGE | Fire performance cables are specifically designed to facilitate the quick and orderly evacuation of the building occupants in the events of an emergency. Purpose designed to maintain circuit integrity to a host of critical safety systems, including fire alarms, emergency lights, CCTV systems and emergency power supplied. | Nominal voltage U0 | 600V
| 101 | Cables and Wires | Low Voltage Cables | Single Core | MAX-FOH SINGLE CORE CABLE 120MM² ORANGE | 2219749 | MCI-MAX-FOH 1X120OG | PRYSMIAN | 900 | https://pim-kvc.soneparsea.com:3443/PictureServer/default.aspx/draka-MCI-MAX-FOH_Image1.jpg?A097AD989F807182ACA9C6A6BD985D81938E8192938F5D7A9F8DB38EBF9897998173BEB5B9 | https://pim-kvc.soneparsea.com:3443/PictureServer/default.aspx/prysmian-mci-max-foh1x120.pdf?A097AD989F807182ACB5C6BEC5A49995BE72C1A8BB649D95C872BAB4BA68A865827582B5B69D | MAX-FOH SINGLE CORE CABLE 120MM² ORANGE | Fire performance cables are specifically designed to facilitate the quick and orderly evacuation of the building occupants in the events of an emergency. Purpose designed to maintain circuit integrity to a host of critical safety systems, including fire alarms, emergency lights, CCTV systems and emergency power supplied. | Nominal voltage U | 1000V
| 102 | Cables and Wires | Low Voltage Cables | Single Core | MAX-FOH SINGLE CORE CABLE 16MM² ORANGE | 2219751 | MCI-MAX-FOH 1X16OG | PRYSMIAN | 147 | https://pim-kvc.soneparsea.com:3443/PictureServer/default.aspx/draka-MCI-MAX-FOH_Image1.jpg?A097AD989F807182ACA9C6A6BD985D81938E8192938F5D7A9F8DB38EBF9897998173BEB5B9 | https://pim-kvc.soneparsea.com:3443/PictureServer/default.aspx/prysmian-mci-max-foh1x16.pdf?A097AD989F807182ACB5C6BEC5A49995BE72C1A8BB649D95C872BAB4BA68A8658673C4A9B8 | MAX-FOH SINGLE CORE CABLE 16MM² ORANGE | Fire performance cables are specifically designed to facilitate the quick and orderly evacuation of the building occupants in the events of an emergency. Purpose designed to maintain circuit integrity to a host of critical safety systems, including fire alarms, emergency lights, CCTV systems and emergency power supplied. | Conductor material | Copper
| 102 | Cables and Wires | Low Voltage Cables | Single Core | MAX-FOH SINGLE CORE CABLE 16MM² ORANGE | 2219751 | MCI-MAX-FOH 1X16OG | PRYSMIAN | 147 | https://pim-kvc.soneparsea.com:3443/PictureServer/default.aspx/draka-MCI-MAX-FOH_Image1.jpg?A097AD989F807182ACA9C6A6BD985D81938E8192938F5D7A9F8DB38EBF9897998173BEB5B9 | https://pim-kvc.soneparsea.com:3443/PictureServer/default.aspx/prysmian-mci-max-foh1x16.pdf?A097AD989F807182ACB5C6BEC5A49995BE72C1A8BB649D95C872BAB4BA68A8658673C4A9B8 | MAX-FOH SINGLE CORE CABLE 16MM² ORANGE | Fire performance cables are specifically designed to facilitate the quick and orderly evacuation of the building occupants in the events of an emergency. Purpose designed to maintain circuit integrity to a host of critical safety systems, including fire alarms, emergency lights, CCTV systems and emergency power supplied. | Nominal cross section conductor | 16mm²
| 102 | Cables and Wires | Low Voltage Cables | Single Core | MAX-FOH SINGLE CORE CABLE 16MM² ORANGE | 2219751 | MCI-MAX-FOH 1X16OG | PRYSMIAN | 147 | https://pim-kvc.soneparsea.com:3443/PictureServer/default.aspx/draka-MCI-MAX-FOH_Image1.jpg?A097AD989F807182ACA9C6A6BD985D81938E8192938F5D7A9F8DB38EBF9897998173BEB5B9 | https://pim-kvc.soneparsea.com:3443/PictureServer/default.aspx/prysmian-mci-max-foh1x16.pdf?A097AD989F807182ACB5C6BEC5A49995BE72C1A8BB649D95C872BAB4BA68A8658673C4A9B8 | MAX-FOH SINGLE CORE CABLE 16MM² ORANGE | Fire performance cables are specifically designed to facilitate the quick and orderly evacuation of the building occupants in the events of an emergency. Purpose designed to maintain circuit integrity to a host of critical safety systems, including fire alarms, emergency lights, CCTV systems and emergency power supplied. | Conductor category | Class 2 = stranded
| 102 | Cables and Wires | Low Voltage Cables | Single Core | MAX-FOH SINGLE CORE CABLE 16MM² ORANGE | 2219751 | MCI-MAX-FOH 1X16OG | PRYSMIAN | 147 | https://pim-kvc.soneparsea.com:3443/PictureServer/default.aspx/draka-MCI-MAX-FOH_Image1.jpg?A097AD989F807182ACA9C6A6BD985D81938E8192938F5D7A9F8DB38EBF9897998173BEB5B9 | https://pim-kvc.soneparsea.com:3443/PictureServer/default.aspx/prysmian-mci-max-foh1x16.pdf?A097AD989F807182ACB5C6BEC5A49995BE72C1A8BB649D95C872BAB4BA68A8658673C4A9B8 | MAX-FOH SINGLE CORE CABLE 16MM² ORANGE | Fire performance cables are specifically designed to facilitate the quick and orderly evacuation of the building occupants in the events of an emergency. Purpose designed to maintain circuit integrity to a host of critical safety systems, including fire alarms, emergency lights, CCTV systems and emergency power supplied. | Number of cores | 1
| 102 | Cables and Wires | Low Voltage Cables | Single Core | MAX-FOH SINGLE CORE CABLE 16MM² ORANGE | 2219751 | MCI-MAX-FOH 1X16OG | PRYSMIAN | 147 | https://pim-kvc.soneparsea.com:3443/PictureServer/default.aspx/draka-MCI-MAX-FOH_Image1.jpg?A097AD989F807182ACA9C6A6BD985D81938E8192938F5D7A9F8DB38EBF9897998173BEB5B9 | https://pim-kvc.soneparsea.com:3443/PictureServer/default.aspx/prysmian-mci-max-foh1x16.pdf?A097AD989F807182ACB5C6BEC5A49995BE72C1A8BB649D95C872BAB4BA68A8658673C4A9B8 | MAX-FOH SINGLE CORE CABLE 16MM² ORANGE | Fire performance cables are specifically designed to facilitate the quick and orderly evacuation of the building occupants in the events of an emergency. Purpose designed to maintain circuit integrity to a host of critical safety systems, including fire alarms, emergency lights, CCTV systems and emergency power supplied. | Specification core insulation | Crosslinked polyethylene (XLPE)
| 102 | Cables and Wires | Low Voltage Cables | Single Core | MAX-FOH SINGLE CORE CABLE 16MM² ORANGE | 2219751 | MCI-MAX-FOH 1X16OG | PRYSMIAN | 147 | https://pim-kvc.soneparsea.com:3443/PictureServer/default.aspx/draka-MCI-MAX-FOH_Image1.jpg?A097AD989F807182ACA9C6A6BD985D81938E8192938F5D7A9F8DB38EBF9897998173BEB5B9 | https://pim-kvc.soneparsea.com:3443/PictureServer/default.aspx/prysmian-mci-max-foh1x16.pdf?A097AD989F807182ACB5C6BEC5A49995BE72C1A8BB649D95C872BAB4BA68A8658673C4A9B8 | MAX-FOH SINGLE CORE CABLE 16MM² ORANGE | Fire performance cables are specifically designed to facilitate the quick and orderly evacuation of the building occupants in the events of an emergency. Purpose designed to maintain circuit integrity to a host of critical safety systems, including fire alarms, emergency lights, CCTV systems and emergency power supplied. | Colour outer sheath | Orange
| 102 | Cables and Wires | Low Voltage Cables | Single Core | MAX-FOH SINGLE CORE CABLE 16MM² ORANGE | 2219751 | MCI-MAX-FOH 1X16OG | PRYSMIAN | 147 | https://pim-kvc.soneparsea.com:3443/PictureServer/default.aspx/draka-MCI-MAX-FOH_Image1.jpg?A097AD989F807182ACA9C6A6BD985D81938E8192938F5D7A9F8DB38EBF9897998173BEB5B9 | https://pim-kvc.soneparsea.com:3443/PictureServer/default.aspx/prysmian-mci-max-foh1x16.pdf?A097AD989F807182ACB5C6BEC5A49995BE72C1A8BB649D95C872BAB4BA68A8658673C4A9B8 | MAX-FOH SINGLE CORE CABLE 16MM² ORANGE | Fire performance cables are specifically designed to facilitate the quick and orderly evacuation of the building occupants in the events of an emergency. Purpose designed to maintain circuit integrity to a host of critical safety systems, including fire alarms, emergency lights, CCTV systems and emergency power supplied. | Nominal voltage U0 | 600V
| 102 | Cables and Wires | Low Voltage Cables | Single Core | MAX-FOH SINGLE CORE CABLE 16MM² ORANGE | 2219751 | MCI-MAX-FOH 1X16OG | PRYSMIAN | 147 | https://pim-kvc.soneparsea.com:3443/PictureServer/default.aspx/draka-MCI-MAX-FOH_Image1.jpg?A097AD989F807182ACA9C6A6BD985D81938E8192938F5D7A9F8DB38EBF9897998173BEB5B9 | https://pim-kvc.soneparsea.com:3443/PictureServer/default.aspx/prysmian-mci-max-foh1x16.pdf?A097AD989F807182ACB5C6BEC5A49995BE72C1A8BB649D95C872BAB4BA68A8658673C4A9B8 | MAX-FOH SINGLE CORE CABLE 16MM² ORANGE | Fire performance cables are specifically designed to facilitate the quick and orderly evacuation of the building occupants in the events of an emergency. Purpose designed to maintain circuit integrity to a host of critical safety systems, including fire alarms, emergency lights, CCTV systems and emergency power supplied. | Nominal voltage U | 1000V
| 103 | Cables and Wires | Low Voltage Cables | Single Core | MAX-FOH SINGLE CORE CABLE 240MM² ORANGE | 2219754 | MCI-MAX-FOH 1X240OG | PRYSMIAN | 1750 | https://pim-kvc.soneparsea.com:3443/PictureServer/default.aspx/draka-MCI-MAX-FOH_Image1.jpg?A097AD989F807182ACA9C6A6BD985D81938E8192938F5D7A9F8DB38EBF9897998173BEB5B9 | https://pim-kvc.soneparsea.com:3443/PictureServer/default.aspx/prysmian-mci-max-foh1x240.pdf?A097AD989F807182ACB5C6BEC5A49995BE72C1A8BB649D95C872BAB4BA68A866847582B5B69D | MAX-FOH SINGLE CORE CABLE 240MM² ORANGE | Fire performance cables are specifically designed to facilitate the quick and orderly evacuation of the building occupants in the events of an emergency. Purpose designed to maintain circuit integrity to a host of critical safety systems, including fire alarms, emergency lights, CCTV systems and emergency power supplied. | Conductor material | Copper
| 103 | Cables and Wires | Low Voltage Cables | Single Core | MAX-FOH SINGLE CORE CABLE 240MM² ORANGE | 2219754 | MCI-MAX-FOH 1X240OG | PRYSMIAN | 1750 | https://pim-kvc.soneparsea.com:3443/PictureServer/default.aspx/draka-MCI-MAX-FOH_Image1.jpg?A097AD989F807182ACA9C6A6BD985D81938E8192938F5D7A9F8DB38EBF9897998173BEB5B9 | https://pim-kvc.soneparsea.com:3443/PictureServer/default.aspx/prysmian-mci-max-foh1x240.pdf?A097AD989F807182ACB5C6BEC5A49995BE72C1A8BB649D95C872BAB4BA68A866847582B5B69D | MAX-FOH SINGLE CORE CABLE 240MM² ORANGE | Fire performance cables are specifically designed to facilitate the quick and orderly evacuation of the building occupants in the events of an emergency. Purpose designed to maintain circuit integrity to a host of critical safety systems, including fire alarms, emergency lights, CCTV systems and emergency power supplied. | Nominal cross section conductor | 240mm²
| 103 | Cables and Wires | Low Voltage Cables | Single Core | MAX-FOH SINGLE CORE CABLE 240MM² ORANGE | 2219754 | MCI-MAX-FOH 1X240OG | PRYSMIAN | 1750 | https://pim-kvc.soneparsea.com:3443/PictureServer/default.aspx/draka-MCI-MAX-FOH_Image1.jpg?A097AD989F807182ACA9C6A6BD985D81938E8192938F5D7A9F8DB38EBF9897998173BEB5B9 | https://pim-kvc.soneparsea.com:3443/PictureServer/default.aspx/prysmian-mci-max-foh1x240.pdf?A097AD989F807182ACB5C6BEC5A49995BE72C1A8BB649D95C872BAB4BA68A866847582B5B69D | MAX-FOH SINGLE CORE CABLE 240MM² ORANGE | Fire performance cables are specifically designed to facilitate the quick and orderly evacuation of the building occupants in the events of an emergency. Purpose designed to maintain circuit integrity to a host of critical safety systems, including fire alarms, emergency lights, CCTV systems and emergency power supplied. | Conductor category | Class 2 = stranded
| 103 | Cables and Wires | Low Voltage Cables | Single Core | MAX-FOH SINGLE CORE CABLE 240MM² ORANGE | 2219754 | MCI-MAX-FOH 1X240OG | PRYSMIAN | 1750 | https://pim-kvc.soneparsea.com:3443/PictureServer/default.aspx/draka-MCI-MAX-FOH_Image1.jpg?A097AD989F807182ACA9C6A6BD985D81938E8192938F5D7A9F8DB38EBF9897998173BEB5B9 | https://pim-kvc.soneparsea.com:3443/PictureServer/default.aspx/prysmian-mci-max-foh1x240.pdf?A097AD989F807182ACB5C6BEC5A49995BE72C1A8BB649D95C872BAB4BA68A866847582B5B69D | MAX-FOH SINGLE CORE CABLE 240MM² ORANGE | Fire performance cables are specifically designed to facilitate the quick and orderly evacuation of the building occupants in the events of an emergency. Purpose designed to maintain circuit integrity to a host of critical safety systems, including fire alarms, emergency lights, CCTV systems and emergency power supplied. | Number of cores | 1
| 103 | Cables and Wires | Low Voltage Cables | Single Core | MAX-FOH SINGLE CORE CABLE 240MM² ORANGE | 2219754 | MCI-MAX-FOH 1X240OG | PRYSMIAN | 1750 | https://pim-kvc.soneparsea.com:3443/PictureServer/default.aspx/draka-MCI-MAX-FOH_Image1.jpg?A097AD989F807182ACA9C6A6BD985D81938E8192938F5D7A9F8DB38EBF9897998173BEB5B9 | https://pim-kvc.soneparsea.com:3443/PictureServer/default.aspx/prysmian-mci-max-foh1x240.pdf?A097AD989F807182ACB5C6BEC5A49995BE72C1A8BB649D95C872BAB4BA68A866847582B5B69D | MAX-FOH SINGLE CORE CABLE 240MM² ORANGE | Fire performance cables are specifically designed to facilitate the quick and orderly evacuation of the building occupants in the events of an emergency. Purpose designed to maintain circuit integrity to a host of critical safety systems, including fire alarms, emergency lights, CCTV systems and emergency power supplied. | Specification core insulation | Crosslinked polyethylene (XLPE)
| 103 | Cables and Wires | Low Voltage Cables | Single Core | MAX-FOH SINGLE CORE CABLE 240MM² ORANGE | 2219754 | MCI-MAX-FOH 1X240OG | PRYSMIAN | 1750 | https://pim-kvc.soneparsea.com:3443/PictureServer/default.aspx/draka-MCI-MAX-FOH_Image1.jpg?A097AD989F807182ACA9C6A6BD985D81938E8192938F5D7A9F8DB38EBF9897998173BEB5B9 | https://pim-kvc.soneparsea.com:3443/PictureServer/default.aspx/prysmian-mci-max-foh1x240.pdf?A097AD989F807182ACB5C6BEC5A49995BE72C1A8BB649D95C872BAB4BA68A866847582B5B69D | MAX-FOH SINGLE CORE CABLE 240MM² ORANGE | Fire performance cables are specifically designed to facilitate the quick and orderly evacuation of the building occupants in the events of an emergency. Purpose designed to maintain circuit integrity to a host of critical safety systems, including fire alarms, emergency lights, CCTV systems and emergency power supplied. | Colour outer sheath | Orange
| 103 | Cables and Wires | Low Voltage Cables | Single Core | MAX-FOH SINGLE CORE CABLE 240MM² ORANGE | 2219754 | MCI-MAX-FOH 1X240OG | PRYSMIAN | 1750 | https://pim-kvc.soneparsea.com:3443/PictureServer/default.aspx/draka-MCI-MAX-FOH_Image1.jpg?A097AD989F807182ACA9C6A6BD985D81938E8192938F5D7A9F8DB38EBF9897998173BEB5B9 | https://pim-kvc.soneparsea.com:3443/PictureServer/default.aspx/prysmian-mci-max-foh1x240.pdf?A097AD989F807182ACB5C6BEC5A49995BE72C1A8BB649D95C872BAB4BA68A866847582B5B69D | MAX-FOH SINGLE CORE CABLE 240MM² ORANGE | Fire performance cables are specifically designed to facilitate the quick and orderly evacuation of the building occupants in the events of an emergency. Purpose designed to maintain circuit integrity to a host of critical safety systems, including fire alarms, emergency lights, CCTV systems and emergency power supplied. | Nominal voltage U0 | 600V
| 103 | Cables and Wires | Low Voltage Cables | Single Core | MAX-FOH SINGLE CORE CABLE 240MM² ORANGE | 2219754 | MCI-MAX-FOH 1X240OG | PRYSMIAN | 1750 | https://pim-kvc.soneparsea.com:3443/PictureServer/default.aspx/draka-MCI-MAX-FOH_Image1.jpg?A097AD989F807182ACA9C6A6BD985D81938E8192938F5D7A9F8DB38EBF9897998173BEB5B9 | https://pim-kvc.soneparsea.com:3443/PictureServer/default.aspx/prysmian-mci-max-foh1x240.pdf?A097AD989F807182ACB5C6BEC5A49995BE72C1A8BB649D95C872BAB4BA68A866847582B5B69D | MAX-FOH SINGLE CORE CABLE 240MM² ORANGE | Fire performance cables are specifically designed to facilitate the quick and orderly evacuation of the building occupants in the events of an emergency. Purpose designed to maintain circuit integrity to a host of critical safety systems, including fire alarms, emergency lights, CCTV systems and emergency power supplied. | Nominal voltage U | 1000V
| 104 | Cables and Wires | Low Voltage Cables | Single Core | MAX-FOH SINGLE CORE CABLE 25MM² ORANGE | 2219755 | MCI-MAX-FOH 1X25OG | PRYSMIAN | 214 | https://pim-kvc.soneparsea.com:3443/PictureServer/default.aspx/draka-MCI-MAX-FOH_Image1.jpg?A097AD989F807182ACA9C6A6BD985D81938E8192938F5D7A9F8DB38EBF9897998173BEB5B9 | https://pim-kvc.soneparsea.com:3443/PictureServer/default.aspx/prysmian-mci-max-foh1x25.pdf?A097AD989F807182ACB5C6BEC5A49995BE72C1A8BB649D95C872BAB4BA68A8668573C4A9B8 | MAX-FOH SINGLE CORE CABLE 25MM² ORANGE | Fire performance cables are specifically designed to facilitate the quick and orderly evacuation of the building occupants in the events of an emergency. Purpose designed to maintain circuit integrity to a host of critical safety systems, including fire alarms, emergency lights, CCTV systems and emergency power supplied. | Conductor material | Copper
| 104 | Cables and Wires | Low Voltage Cables | Single Core | MAX-FOH SINGLE CORE CABLE 25MM² ORANGE | 2219755 | MCI-MAX-FOH 1X25OG | PRYSMIAN | 214 | https://pim-kvc.soneparsea.com:3443/PictureServer/default.aspx/draka-MCI-MAX-FOH_Image1.jpg?A097AD989F807182ACA9C6A6BD985D81938E8192938F5D7A9F8DB38EBF9897998173BEB5B9 | https://pim-kvc.soneparsea.com:3443/PictureServer/default.aspx/prysmian-mci-max-foh1x25.pdf?A097AD989F807182ACB5C6BEC5A49995BE72C1A8BB649D95C872BAB4BA68A8668573C4A9B8 | MAX-FOH SINGLE CORE CABLE 25MM² ORANGE | Fire performance cables are specifically designed to facilitate the quick and orderly evacuation of the building occupants in the events of an emergency. Purpose designed to maintain circuit integrity to a host of critical safety systems, including fire alarms, emergency lights, CCTV systems and emergency power supplied. | Nominal cross section conductor | 25mm²
| 104 | Cables and Wires | Low Voltage Cables | Single Core | MAX-FOH SINGLE CORE CABLE 25MM² ORANGE | 2219755 | MCI-MAX-FOH 1X25OG | PRYSMIAN | 214 | https://pim-kvc.soneparsea.com:3443/PictureServer/default.aspx/draka-MCI-MAX-FOH_Image1.jpg?A097AD989F807182ACA9C6A6BD985D81938E8192938F5D7A9F8DB38EBF9897998173BEB5B9 | https://pim-kvc.soneparsea.com:3443/PictureServer/default.aspx/prysmian-mci-max-foh1x25.pdf?A097AD989F807182ACB5C6BEC5A49995BE72C1A8BB649D95C872BAB4BA68A8668573C4A9B8 | MAX-FOH SINGLE CORE CABLE 25MM² ORANGE | Fire performance cables are specifically designed to facilitate the quick and orderly evacuation of the building occupants in the events of an emergency. Purpose designed to maintain circuit integrity to a host of critical safety systems, including fire alarms, emergency lights, CCTV systems and emergency power supplied. | Conductor category | Class 2 = stranded
| 104 | Cables and Wires | Low Voltage Cables | Single Core | MAX-FOH SINGLE CORE CABLE 25MM² ORANGE | 2219755 | MCI-MAX-FOH 1X25OG | PRYSMIAN | 214 | https://pim-kvc.soneparsea.com:3443/PictureServer/default.aspx/draka-MCI-MAX-FOH_Image1.jpg?A097AD989F807182ACA9C6A6BD985D81938E8192938F5D7A9F8DB38EBF9897998173BEB5B9 | https://pim-kvc.soneparsea.com:3443/PictureServer/default.aspx/prysmian-mci-max-foh1x25.pdf?A097AD989F807182ACB5C6BEC5A49995BE72C1A8BB649D95C872BAB4BA68A8668573C4A9B8 | MAX-FOH SINGLE CORE CABLE 25MM² ORANGE | Fire performance cables are specifically designed to facilitate the quick and orderly evacuation of the building occupants in the events of an emergency. Purpose designed to maintain circuit integrity to a host of critical safety systems, including fire alarms, emergency lights, CCTV systems and emergency power supplied. | Number of cores | 1
| 104 | Cables and Wires | Low Voltage Cables | Single Core | MAX-FOH SINGLE CORE CABLE 25MM² ORANGE | 2219755 | MCI-MAX-FOH 1X25OG | PRYSMIAN | 214 | https://pim-kvc.soneparsea.com:3443/PictureServer/default.aspx/draka-MCI-MAX-FOH_Image1.jpg?A097AD989F807182ACA9C6A6BD985D81938E8192938F5D7A9F8DB38EBF9897998173BEB5B9 | https://pim-kvc.soneparsea.com:3443/PictureServer/default.aspx/prysmian-mci-max-foh1x25.pdf?A097AD989F807182ACB5C6BEC5A49995BE72C1A8BB649D95C872BAB4BA68A8668573C4A9B8 | MAX-FOH SINGLE CORE CABLE 25MM² ORANGE | Fire performance cables are specifically designed to facilitate the quick and orderly evacuation of the building occupants in the events of an emergency. Purpose designed to maintain circuit integrity to a host of critical safety systems, including fire alarms, emergency lights, CCTV systems and emergency power supplied. | Specification core insulation | Crosslinked polyethylene (XLPE)
| 104 | Cables and Wires | Low Voltage Cables | Single Core | MAX-FOH SINGLE CORE CABLE 25MM² ORANGE | 2219755 | MCI-MAX-FOH 1X25OG | PRYSMIAN | 214 | https://pim-kvc.soneparsea.com:3443/PictureServer/default.aspx/draka-MCI-MAX-FOH_Image1.jpg?A097AD989F807182ACA9C6A6BD985D81938E8192938F5D7A9F8DB38EBF9897998173BEB5B9 | https://pim-kvc.soneparsea.com:3443/PictureServer/default.aspx/prysmian-mci-max-foh1x25.pdf?A097AD989F807182ACB5C6BEC5A49995BE72C1A8BB649D95C872BAB4BA68A8668573C4A9B8 | MAX-FOH SINGLE CORE CABLE 25MM² ORANGE | Fire performance cables are specifically designed to facilitate the quick and orderly evacuation of the building occupants in the events of an emergency. Purpose designed to maintain circuit integrity to a host of critical safety systems, including fire alarms, emergency lights, CCTV systems and emergency power supplied. | Colour outer sheath | Orange
| 104 | Cables and Wires | Low Voltage Cables | Single Core | MAX-FOH SINGLE CORE CABLE 25MM² ORANGE | 2219755 | MCI-MAX-FOH 1X25OG | PRYSMIAN | 214 | https://pim-kvc.soneparsea.com:3443/PictureServer/default.aspx/draka-MCI-MAX-FOH_Image1.jpg?A097AD989F807182ACA9C6A6BD985D81938E8192938F5D7A9F8DB38EBF9897998173BEB5B9 | https://pim-kvc.soneparsea.com:3443/PictureServer/default.aspx/prysmian-mci-max-foh1x25.pdf?A097AD989F807182ACB5C6BEC5A49995BE72C1A8BB649D95C872BAB4BA68A8668573C4A9B8 | MAX-FOH SINGLE CORE CABLE 25MM² ORANGE | Fire performance cables are specifically designed to facilitate the quick and orderly evacuation of the building occupants in the events of an emergency. Purpose designed to maintain circuit integrity to a host of critical safety systems, including fire alarms, emergency lights, CCTV systems and emergency power supplied. | Nominal voltage U0 | 600V
| 104 | Cables and Wires | Low Voltage Cables | Single Core | MAX-FOH SINGLE CORE CABLE 25MM² ORANGE | 2219755 | MCI-MAX-FOH 1X25OG | PRYSMIAN | 214 | https://pim-kvc.soneparsea.com:3443/PictureServer/default.aspx/draka-MCI-MAX-FOH_Image1.jpg?A097AD989F807182ACA9C6A6BD985D81938E8192938F5D7A9F8DB38EBF9897998173BEB5B9 | https://pim-kvc.soneparsea.com:3443/PictureServer/default.aspx/prysmian-mci-max-foh1x25.pdf?A097AD989F807182ACB5C6BEC5A49995BE72C1A8BB649D95C872BAB4BA68A8668573C4A9B8 | MAX-FOH SINGLE CORE CABLE 25MM² ORANGE | Fire performance cables are specifically designed to facilitate the quick and orderly evacuation of the building occupants in the events of an emergency. Purpose designed to maintain circuit integrity to a host of critical safety systems, including fire alarms, emergency lights, CCTV systems and emergency power supplied. | Nominal voltage U | 1000V
| 105 | Cables and Wires | Low Voltage Cables | Single Core | MAX-FOH SINGLE CORE CABLE 50MM² ORANGE | 2219758 | MCI-MAX-FOH 1X50OG | PRYSMIAN | 400 | https://pim-kvc.soneparsea.com:3443/PictureServer/default.aspx/draka-MCI-MAX-FOH_Image1.jpg?A097AD989F807182ACA9C6A6BD985D81938E8192938F5D7A9F8DB38EBF9897998173BEB5B9 | https://pim-kvc.soneparsea.com:3443/PictureServer/default.aspx/prysmian-mci-max-foh1x50.pdf?A097AD989F807182ACB5C6BEC5A49995BE72C1A8BB649D95C872BAB4BA68A8698073C4A9B8 | MAX-FOH SINGLE CORE CABLE 50MM² ORANGE | Fire performance cables are specifically designed to facilitate the quick and orderly evacuation of the building occupants in the events of an emergency. Purpose designed to maintain circuit integrity to a host of critical safety systems, including fire alarms, emergency lights, CCTV systems and emergency power supplied. | Conductor material | Copper
| 105 | Cables and Wires | Low Voltage Cables | Single Core | MAX-FOH SINGLE CORE CABLE 50MM² ORANGE | 2219758 | MCI-MAX-FOH 1X50OG | PRYSMIAN | 400 | https://pim-kvc.soneparsea.com:3443/PictureServer/default.aspx/draka-MCI-MAX-FOH_Image1.jpg?A097AD989F807182ACA9C6A6BD985D81938E8192938F5D7A9F8DB38EBF9897998173BEB5B9 | https://pim-kvc.soneparsea.com:3443/PictureServer/default.aspx/prysmian-mci-max-foh1x50.pdf?A097AD989F807182ACB5C6BEC5A49995BE72C1A8BB649D95C872BAB4BA68A8698073C4A9B8 | MAX-FOH SINGLE CORE CABLE 50MM² ORANGE | Fire performance cables are specifically designed to facilitate the quick and orderly evacuation of the building occupants in the events of an emergency. Purpose designed to maintain circuit integrity to a host of critical safety systems, including fire alarms, emergency lights, CCTV systems and emergency power supplied. | Nominal cross section conductor | 50mm²
| 105 | Cables and Wires | Low Voltage Cables | Single Core | MAX-FOH SINGLE CORE CABLE 50MM² ORANGE | 2219758 | MCI-MAX-FOH 1X50OG | PRYSMIAN | 400 | https://pim-kvc.soneparsea.com:3443/PictureServer/default.aspx/draka-MCI-MAX-FOH_Image1.jpg?A097AD989F807182ACA9C6A6BD985D81938E8192938F5D7A9F8DB38EBF9897998173BEB5B9 | https://pim-kvc.soneparsea.com:3443/PictureServer/default.aspx/prysmian-mci-max-foh1x50.pdf?A097AD989F807182ACB5C6BEC5A49995BE72C1A8BB649D95C872BAB4BA68A8698073C4A9B8 | MAX-FOH SINGLE CORE CABLE 50MM² ORANGE | Fire performance cables are specifically designed to facilitate the quick and orderly evacuation of the building occupants in the events of an emergency. Purpose designed to maintain circuit integrity to a host of critical safety systems, including fire alarms, emergency lights, CCTV systems and emergency power supplied. | Conductor category | Class 2 = stranded
| 105 | Cables and Wires | Low Voltage Cables | Single Core | MAX-FOH SINGLE CORE CABLE 50MM² ORANGE | 2219758 | MCI-MAX-FOH 1X50OG | PRYSMIAN | 400 | https://pim-kvc.soneparsea.com:3443/PictureServer/default.aspx/draka-MCI-MAX-FOH_Image1.jpg?A097AD989F807182ACA9C6A6BD985D81938E8192938F5D7A9F8DB38EBF9897998173BEB5B9 | https://pim-kvc.soneparsea.com:3443/PictureServer/default.aspx/prysmian-mci-max-foh1x50.pdf?A097AD989F807182ACB5C6BEC5A49995BE72C1A8BB649D95C872BAB4BA68A8698073C4A9B8 | MAX-FOH SINGLE CORE CABLE 50MM² ORANGE | Fire performance cables are specifically designed to facilitate the quick and orderly evacuation of the building occupants in the events of an emergency. Purpose designed to maintain circuit integrity to a host of critical safety systems, including fire alarms, emergency lights, CCTV systems and emergency power supplied. | Number of cores | 1
| 105 | Cables and Wires | Low Voltage Cables | Single Core | MAX-FOH SINGLE CORE CABLE 50MM² ORANGE | 2219758 | MCI-MAX-FOH 1X50OG | PRYSMIAN | 400 | https://pim-kvc.soneparsea.com:3443/PictureServer/default.aspx/draka-MCI-MAX-FOH_Image1.jpg?A097AD989F807182ACA9C6A6BD985D81938E8192938F5D7A9F8DB38EBF9897998173BEB5B9 | https://pim-kvc.soneparsea.com:3443/PictureServer/default.aspx/prysmian-mci-max-foh1x50.pdf?A097AD989F807182ACB5C6BEC5A49995BE72C1A8BB649D95C872BAB4BA68A8698073C4A9B8 | MAX-FOH SINGLE CORE CABLE 50MM² ORANGE | Fire performance cables are specifically designed to facilitate the quick and orderly evacuation of the building occupants in the events of an emergency. Purpose designed to maintain circuit integrity to a host of critical safety systems, including fire alarms, emergency lights, CCTV systems and emergency power supplied. | Specification core insulation | Crosslinked polyethylene (XLPE)
| 105 | Cables and Wires | Low Voltage Cables | Single Core | MAX-FOH SINGLE CORE CABLE 50MM² ORANGE | 2219758 | MCI-MAX-FOH 1X50OG | PRYSMIAN | 400 | https://pim-kvc.soneparsea.com:3443/PictureServer/default.aspx/draka-MCI-MAX-FOH_Image1.jpg?A097AD989F807182ACA9C6A6BD985D81938E8192938F5D7A9F8DB38EBF9897998173BEB5B9 | https://pim-kvc.soneparsea.com:3443/PictureServer/default.aspx/prysmian-mci-max-foh1x50.pdf?A097AD989F807182ACB5C6BEC5A49995BE72C1A8BB649D95C872BAB4BA68A8698073C4A9B8 | MAX-FOH SINGLE CORE CABLE 50MM² ORANGE | Fire performance cables are specifically designed to facilitate the quick and orderly evacuation of the building occupants in the events of an emergency. Purpose designed to maintain circuit integrity to a host of critical safety systems, including fire alarms, emergency lights, CCTV systems and emergency power supplied. | Colour outer sheath | Orange
| 105 | Cables and Wires | Low Voltage Cables | Single Core | MAX-FOH SINGLE CORE CABLE 50MM² ORANGE | 2219758 | MCI-MAX-FOH 1X50OG | PRYSMIAN | 400 | https://pim-kvc.soneparsea.com:3443/PictureServer/default.aspx/draka-MCI-MAX-FOH_Image1.jpg?A097AD989F807182ACA9C6A6BD985D81938E8192938F5D7A9F8DB38EBF9897998173BEB5B9 | https://pim-kvc.soneparsea.com:3443/PictureServer/default.aspx/prysmian-mci-max-foh1x50.pdf?A097AD989F807182ACB5C6BEC5A49995BE72C1A8BB649D95C872BAB4BA68A8698073C4A9B8 | MAX-FOH SINGLE CORE CABLE 50MM² ORANGE | Fire performance cables are specifically designed to facilitate the quick and orderly evacuation of the building occupants in the events of an emergency. Purpose designed to maintain circuit integrity to a host of critical safety systems, including fire alarms, emergency lights, CCTV systems and emergency power supplied. | Nominal voltage U0 | 600V
| 105 | Cables and Wires | Low Voltage Cables | Single Core | MAX-FOH SINGLE CORE CABLE 50MM² ORANGE | 2219758 | MCI-MAX-FOH 1X50OG | PRYSMIAN | 400 | https://pim-kvc.soneparsea.com:3443/PictureServer/default.aspx/draka-MCI-MAX-FOH_Image1.jpg?A097AD989F807182ACA9C6A6BD985D81938E8192938F5D7A9F8DB38EBF9897998173BEB5B9 | https://pim-kvc.soneparsea.com:3443/PictureServer/default.aspx/prysmian-mci-max-foh1x50.pdf?A097AD989F807182ACB5C6BEC5A49995BE72C1A8BB649D95C872BAB4BA68A8698073C4A9B8 | MAX-FOH SINGLE CORE CABLE 50MM² ORANGE | Fire performance cables are specifically designed to facilitate the quick and orderly evacuation of the building occupants in the events of an emergency. Purpose designed to maintain circuit integrity to a host of critical safety systems, including fire alarms, emergency lights, CCTV systems and emergency power supplied. | Nominal voltage U | 1000V
| 106 | Cables and Wires | Low Voltage Cables | Single Core | MAX-FOH SINGLE CORE CABLE 70MM² ORANGE | 2219759 | MCI-MAX-FOH 1X70OG | PRYSMIAN | 510 | https://pim-kvc.soneparsea.com:3443/PictureServer/default.aspx/draka-MCI-MAX-FOH_Image1.jpg?A097AD989F807182ACA9C6A6BD985D81938E8192938F5D7A9F8DB38EBF9897998173BEB5B9 | https://pim-kvc.soneparsea.com:3443/PictureServer/default.aspx/prysmian-mci-max-foh1x70.pdf?A097AD989F807182ACB5C6BEC5A49995BE72C1A8BB649D95C872BAB4BA68A86B8073C4A9B8 | MAX-FOH SINGLE CORE CABLE 70MM² ORANGE | Fire performance cables are specifically designed to facilitate the quick and orderly evacuation of the building occupants in the events of an emergency. Purpose designed to maintain circuit integrity to a host of critical safety systems, including fire alarms, emergency lights, CCTV systems and emergency power supplied. | Conductor material | Copper
| 106 | Cables and Wires | Low Voltage Cables | Single Core | MAX-FOH SINGLE CORE CABLE 70MM² ORANGE | 2219759 | MCI-MAX-FOH 1X70OG | PRYSMIAN | 510 | https://pim-kvc.soneparsea.com:3443/PictureServer/default.aspx/draka-MCI-MAX-FOH_Image1.jpg?A097AD989F807182ACA9C6A6BD985D81938E8192938F5D7A9F8DB38EBF9897998173BEB5B9 | https://pim-kvc.soneparsea.com:3443/PictureServer/default.aspx/prysmian-mci-max-foh1x70.pdf?A097AD989F807182ACB5C6BEC5A49995BE72C1A8BB649D95C872BAB4BA68A86B8073C4A9B8 | MAX-FOH SINGLE CORE CABLE 70MM² ORANGE | Fire performance cables are specifically designed to facilitate the quick and orderly evacuation of the building occupants in the events of an emergency. Purpose designed to maintain circuit integrity to a host of critical safety systems, including fire alarms, emergency lights, CCTV systems and emergency power supplied. | Nominal cross section conductor | 70mm²
| 106 | Cables and Wires | Low Voltage Cables | Single Core | MAX-FOH SINGLE CORE CABLE 70MM² ORANGE | 2219759 | MCI-MAX-FOH 1X70OG | PRYSMIAN | 510 | https://pim-kvc.soneparsea.com:3443/PictureServer/default.aspx/draka-MCI-MAX-FOH_Image1.jpg?A097AD989F807182ACA9C6A6BD985D81938E8192938F5D7A9F8DB38EBF9897998173BEB5B9 | https://pim-kvc.soneparsea.com:3443/PictureServer/default.aspx/prysmian-mci-max-foh1x70.pdf?A097AD989F807182ACB5C6BEC5A49995BE72C1A8BB649D95C872BAB4BA68A86B8073C4A9B8 | MAX-FOH SINGLE CORE CABLE 70MM² ORANGE | Fire performance cables are specifically designed to facilitate the quick and orderly evacuation of the building occupants in the events of an emergency. Purpose designed to maintain circuit integrity to a host of critical safety systems, including fire alarms, emergency lights, CCTV systems and emergency power supplied. | Conductor category | Class 2 = stranded
| 106 | Cables and Wires | Low Voltage Cables | Single Core | MAX-FOH SINGLE CORE CABLE 70MM² ORANGE | 2219759 | MCI-MAX-FOH 1X70OG | PRYSMIAN | 510 | https://pim-kvc.soneparsea.com:3443/PictureServer/default.aspx/draka-MCI-MAX-FOH_Image1.jpg?A097AD989F807182ACA9C6A6BD985D81938E8192938F5D7A9F8DB38EBF9897998173BEB5B9 | https://pim-kvc.soneparsea.com:3443/PictureServer/default.aspx/prysmian-mci-max-foh1x70.pdf?A097AD989F807182ACB5C6BEC5A49995BE72C1A8BB649D95C872BAB4BA68A86B8073C4A9B8 | MAX-FOH SINGLE CORE CABLE 70MM² ORANGE | Fire performance cables are specifically designed to facilitate the quick and orderly evacuation of the building occupants in the events of an emergency. Purpose designed to maintain circuit integrity to a host of critical safety systems, including fire alarms, emergency lights, CCTV systems and emergency power supplied. | Number of cores | 1
| 106 | Cables and Wires | Low Voltage Cables | Single Core | MAX-FOH SINGLE CORE CABLE 70MM² ORANGE | 2219759 | MCI-MAX-FOH 1X70OG | PRYSMIAN | 510 | https://pim-kvc.soneparsea.com:3443/PictureServer/default.aspx/draka-MCI-MAX-FOH_Image1.jpg?A097AD989F807182ACA9C6A6BD985D81938E8192938F5D7A9F8DB38EBF9897998173BEB5B9 | https://pim-kvc.soneparsea.com:3443/PictureServer/default.aspx/prysmian-mci-max-foh1x70.pdf?A097AD989F807182ACB5C6BEC5A49995BE72C1A8BB649D95C872BAB4BA68A86B8073C4A9B8 | MAX-FOH SINGLE CORE CABLE 70MM² ORANGE | Fire performance cables are specifically designed to facilitate the quick and orderly evacuation of the building occupants in the events of an emergency. Purpose designed to maintain circuit integrity to a host of critical safety systems, including fire alarms, emergency lights, CCTV systems and emergency power supplied. | Specification core insulation | Crosslinked polyethylene (XLPE)
| 106 | Cables and Wires | Low Voltage Cables | Single Core | MAX-FOH SINGLE CORE CABLE 70MM² ORANGE | 2219759 | MCI-MAX-FOH 1X70OG | PRYSMIAN | 510 | https://pim-kvc.soneparsea.com:3443/PictureServer/default.aspx/draka-MCI-MAX-FOH_Image1.jpg?A097AD989F807182ACA9C6A6BD985D81938E8192938F5D7A9F8DB38EBF9897998173BEB5B9 | https://pim-kvc.soneparsea.com:3443/PictureServer/default.aspx/prysmian-mci-max-foh1x70.pdf?A097AD989F807182ACB5C6BEC5A49995BE72C1A8BB649D95C872BAB4BA68A86B8073C4A9B8 | MAX-FOH SINGLE CORE CABLE 70MM² ORANGE | Fire performance cables are specifically designed to facilitate the quick and orderly evacuation of the building occupants in the events of an emergency. Purpose designed to maintain circuit integrity to a host of critical safety systems, including fire alarms, emergency lights, CCTV systems and emergency power supplied. | Colour outer sheath | Orange
| 106 | Cables and Wires | Low Voltage Cables | Single Core | MAX-FOH SINGLE CORE CABLE 70MM² ORANGE | 2219759 | MCI-MAX-FOH 1X70OG | PRYSMIAN | 510 | https://pim-kvc.soneparsea.com:3443/PictureServer/default.aspx/draka-MCI-MAX-FOH_Image1.jpg?A097AD989F807182ACA9C6A6BD985D81938E8192938F5D7A9F8DB38EBF9897998173BEB5B9 | https://pim-kvc.soneparsea.com:3443/PictureServer/default.aspx/prysmian-mci-max-foh1x70.pdf?A097AD989F807182ACB5C6BEC5A49995BE72C1A8BB649D95C872BAB4BA68A86B8073C4A9B8 | MAX-FOH SINGLE CORE CABLE 70MM² ORANGE | Fire performance cables are specifically designed to facilitate the quick and orderly evacuation of the building occupants in the events of an emergency. Purpose designed to maintain circuit integrity to a host of critical safety systems, including fire alarms, emergency lights, CCTV systems and emergency power supplied. | Nominal voltage U0 | 600V
| 106 | Cables and Wires | Low Voltage Cables | Single Core | MAX-FOH SINGLE CORE CABLE 70MM² ORANGE | 2219759 | MCI-MAX-FOH 1X70OG | PRYSMIAN | 510 | https://pim-kvc.soneparsea.com:3443/PictureServer/default.aspx/draka-MCI-MAX-FOH_Image1.jpg?A097AD989F807182ACA9C6A6BD985D81938E8192938F5D7A9F8DB38EBF9897998173BEB5B9 | https://pim-kvc.soneparsea.com:3443/PictureServer/default.aspx/prysmian-mci-max-foh1x70.pdf?A097AD989F807182ACB5C6BEC5A49995BE72C1A8BB649D95C872BAB4BA68A86B8073C4A9B8 | MAX-FOH SINGLE CORE CABLE 70MM² ORANGE | Fire performance cables are specifically designed to facilitate the quick and orderly evacuation of the building occupants in the events of an emergency. Purpose designed to maintain circuit integrity to a host of critical safety systems, including fire alarms, emergency lights, CCTV systems and emergency power supplied. | Nominal voltage U | 1000V
| 107 | Cables and Wires | Low Voltage Cables | Single Core | MAX-FOH SINGLE CORE CABLE 95MM² ORANGE | 2219760 | MCI-MAX-FOH 1X95OG | PRYSMIAN | 700 | https://pim-kvc.soneparsea.com:3443/PictureServer/default.aspx/draka-MCI-MAX-FOH_Image1.jpg?A097AD989F807182ACA9C6A6BD985D81938E8192938F5D7A9F8DB38EBF9897998173BEB5B9 | https://pim-kvc.soneparsea.com:3443/PictureServer/default.aspx/prysmian-mci-max-foh1x95.pdf?A097AD989F807182ACB5C6BEC5A49995BE72C1A8BB649D95C872BAB4BA68A86D8573C4A9B8 | MAX-FOH SINGLE CORE CABLE 95MM² ORANGE | Fire performance cables are specifically designed to facilitate the quick and orderly evacuation of the building occupants in the events of an emergency. Purpose designed to maintain circuit integrity to a host of critical safety systems, including fire alarms, emergency lights, CCTV systems and emergency power supplied. | Conductor material | Copper
| 107 | Cables and Wires | Low Voltage Cables | Single Core | MAX-FOH SINGLE CORE CABLE 95MM² ORANGE | 2219760 | MCI-MAX-FOH 1X95OG | PRYSMIAN | 700 | https://pim-kvc.soneparsea.com:3443/PictureServer/default.aspx/draka-MCI-MAX-FOH_Image1.jpg?A097AD989F807182ACA9C6A6BD985D81938E8192938F5D7A9F8DB38EBF9897998173BEB5B9 | https://pim-kvc.soneparsea.com:3443/PictureServer/default.aspx/prysmian-mci-max-foh1x95.pdf?A097AD989F807182ACB5C6BEC5A49995BE72C1A8BB649D95C872BAB4BA68A86D8573C4A9B8 | MAX-FOH SINGLE CORE CABLE 95MM² ORANGE | Fire performance cables are specifically designed to facilitate the quick and orderly evacuation of the building occupants in the events of an emergency. Purpose designed to maintain circuit integrity to a host of critical safety systems, including fire alarms, emergency lights, CCTV systems and emergency power supplied. | Nominal cross section conductor | 95mm²
| 107 | Cables and Wires | Low Voltage Cables | Single Core | MAX-FOH SINGLE CORE CABLE 95MM² ORANGE | 2219760 | MCI-MAX-FOH 1X95OG | PRYSMIAN | 700 | https://pim-kvc.soneparsea.com:3443/PictureServer/default.aspx/draka-MCI-MAX-FOH_Image1.jpg?A097AD989F807182ACA9C6A6BD985D81938E8192938F5D7A9F8DB38EBF9897998173BEB5B9 | https://pim-kvc.soneparsea.com:3443/PictureServer/default.aspx/prysmian-mci-max-foh1x95.pdf?A097AD989F807182ACB5C6BEC5A49995BE72C1A8BB649D95C872BAB4BA68A86D8573C4A9B8 | MAX-FOH SINGLE CORE CABLE 95MM² ORANGE | Fire performance cables are specifically designed to facilitate the quick and orderly evacuation of the building occupants in the events of an emergency. Purpose designed to maintain circuit integrity to a host of critical safety systems, including fire alarms, emergency lights, CCTV systems and emergency power supplied. | Conductor category | Class 2 = stranded
| 107 | Cables and Wires | Low Voltage Cables | Single Core | MAX-FOH SINGLE CORE CABLE 95MM² ORANGE | 2219760 | MCI-MAX-FOH 1X95OG | PRYSMIAN | 700 | https://pim-kvc.soneparsea.com:3443/PictureServer/default.aspx/draka-MCI-MAX-FOH_Image1.jpg?A097AD989F807182ACA9C6A6BD985D81938E8192938F5D7A9F8DB38EBF9897998173BEB5B9 | https://pim-kvc.soneparsea.com:3443/PictureServer/default.aspx/prysmian-mci-max-foh1x95.pdf?A097AD989F807182ACB5C6BEC5A49995BE72C1A8BB649D95C872BAB4BA68A86D8573C4A9B8 | MAX-FOH SINGLE CORE CABLE 95MM² ORANGE | Fire performance cables are specifically designed to facilitate the quick and orderly evacuation of the building occupants in the events of an emergency. Purpose designed to maintain circuit integrity to a host of critical safety systems, including fire alarms, emergency lights, CCTV systems and emergency power supplied. | Number of cores | 1
| 107 | Cables and Wires | Low Voltage Cables | Single Core | MAX-FOH SINGLE CORE CABLE 95MM² ORANGE | 2219760 | MCI-MAX-FOH 1X95OG | PRYSMIAN | 700 | https://pim-kvc.soneparsea.com:3443/PictureServer/default.aspx/draka-MCI-MAX-FOH_Image1.jpg?A097AD989F807182ACA9C6A6BD985D81938E8192938F5D7A9F8DB38EBF9897998173BEB5B9 | https://pim-kvc.soneparsea.com:3443/PictureServer/default.aspx/prysmian-mci-max-foh1x95.pdf?A097AD989F807182ACB5C6BEC5A49995BE72C1A8BB649D95C872BAB4BA68A86D8573C4A9B8 | MAX-FOH SINGLE CORE CABLE 95MM² ORANGE | Fire performance cables are specifically designed to facilitate the quick and orderly evacuation of the building occupants in the events of an emergency. Purpose designed to maintain circuit integrity to a host of critical safety systems, including fire alarms, emergency lights, CCTV systems and emergency power supplied. | Specification core insulation | Crosslinked polyethylene (XLPE)
| 107 | Cables and Wires | Low Voltage Cables | Single Core | MAX-FOH SINGLE CORE CABLE 95MM² ORANGE | 2219760 | MCI-MAX-FOH 1X95OG | PRYSMIAN | 700 | https://pim-kvc.soneparsea.com:3443/PictureServer/default.aspx/draka-MCI-MAX-FOH_Image1.jpg?A097AD989F807182ACA9C6A6BD985D81938E8192938F5D7A9F8DB38EBF9897998173BEB5B9 | https://pim-kvc.soneparsea.com:3443/PictureServer/default.aspx/prysmian-mci-max-foh1x95.pdf?A097AD989F807182ACB5C6BEC5A49995BE72C1A8BB649D95C872BAB4BA68A86D8573C4A9B8 | MAX-FOH SINGLE CORE CABLE 95MM² ORANGE | Fire performance cables are specifically designed to facilitate the quick and orderly evacuation of the building occupants in the events of an emergency. Purpose designed to maintain circuit integrity to a host of critical safety systems, including fire alarms, emergency lights, CCTV systems and emergency power supplied. | Colour outer sheath | Orange
| 107 | Cables and Wires | Low Voltage Cables | Single Core | MAX-FOH SINGLE CORE CABLE 95MM² ORANGE | 2219760 | MCI-MAX-FOH 1X95OG | PRYSMIAN | 700 | https://pim-kvc.soneparsea.com:3443/PictureServer/default.aspx/draka-MCI-MAX-FOH_Image1.jpg?A097AD989F807182ACA9C6A6BD985D81938E8192938F5D7A9F8DB38EBF9897998173BEB5B9 | https://pim-kvc.soneparsea.com:3443/PictureServer/default.aspx/prysmian-mci-max-foh1x95.pdf?A097AD989F807182ACB5C6BEC5A49995BE72C1A8BB649D95C872BAB4BA68A86D8573C4A9B8 | MAX-FOH SINGLE CORE CABLE 95MM² ORANGE | Fire performance cables are specifically designed to facilitate the quick and orderly evacuation of the building occupants in the events of an emergency. Purpose designed to maintain circuit integrity to a host of critical safety systems, including fire alarms, emergency lights, CCTV systems and emergency power supplied. | Nominal voltage U0 | 600V
| 107 | Cables and Wires | Low Voltage Cables | Single Core | MAX-FOH SINGLE CORE CABLE 95MM² ORANGE | 2219760 | MCI-MAX-FOH 1X95OG | PRYSMIAN | 700 | https://pim-kvc.soneparsea.com:3443/PictureServer/default.aspx/draka-MCI-MAX-FOH_Image1.jpg?A097AD989F807182ACA9C6A6BD985D81938E8192938F5D7A9F8DB38EBF9897998173BEB5B9 | https://pim-kvc.soneparsea.com:3443/PictureServer/default.aspx/prysmian-mci-max-foh1x95.pdf?A097AD989F807182ACB5C6BEC5A49995BE72C1A8BB649D95C872BAB4BA68A86D8573C4A9B8 | MAX-FOH SINGLE CORE CABLE 95MM² ORANGE | Fire performance cables are specifically designed to facilitate the quick and orderly evacuation of the building occupants in the events of an emergency. Purpose designed to maintain circuit integrity to a host of critical safety systems, including fire alarms, emergency lights, CCTV systems and emergency power supplied. | Nominal voltage U | 1000V
| 108 | Cables and Wires | Low Voltage Cables | Single Core | SID SILICONE CABLE 1.0MM² BLUE | 2220530 | 46503 | HELUKABEL | 16 | https://pim-kvc.soneparsea.com:3443/PictureServer/default.aspx/helukabel-46503_Image1.jpg?988AA09A9D7872799CA1BCAABEAC9B95B2AAC072866D656483A49DB2B39E95657EAFC4AC | https://pim-kvc.soneparsea.com:3443/PictureServer/default.aspx/helukabel-46503_Datasheet1.pdf?988AA09A9D7872799CA1BCAABEAC9B95B2AAC072866D656483A498A6C698A39CB5AAC87680A7949A | SID SILICONE CABLE 1.0MM² BLUE | Special cables for use in high, resp. low temperature areas. They are used mainly in the steel producing industries, in aviation industries as well as in ship building, cement, glas and ceramic factories. As this cables are halogen-free, especially suited for use in power stations. | Nominal cross section conductor | 1mm²
| 108 | Cables and Wires | Low Voltage Cables | Single Core | SID SILICONE CABLE 1.0MM² BLUE | 2220530 | 46503 | HELUKABEL | 16 | https://pim-kvc.soneparsea.com:3443/PictureServer/default.aspx/helukabel-46503_Image1.jpg?988AA09A9D7872799CA1BCAABEAC9B95B2AAC072866D656483A49DB2B39E95657EAFC4AC | https://pim-kvc.soneparsea.com:3443/PictureServer/default.aspx/helukabel-46503_Datasheet1.pdf?988AA09A9D7872799CA1BCAABEAC9B95B2AAC072866D656483A498A6C698A39CB5AAC87680A7949A | SID SILICONE CABLE 1.0MM² BLUE | Special cables for use in high, resp. low temperature areas. They are used mainly in the steel producing industries, in aviation industries as well as in ship building, cement, glas and ceramic factories. As this cables are halogen-free, especially suited for use in power stations. | Core colour | Blue
| 108 | Cables and Wires | Low Voltage Cables | Single Core | SID SILICONE CABLE 1.0MM² BLUE | 2220530 | 46503 | HELUKABEL | 16 | https://pim-kvc.soneparsea.com:3443/PictureServer/default.aspx/helukabel-46503_Image1.jpg?988AA09A9D7872799CA1BCAABEAC9B95B2AAC072866D656483A49DB2B39E95657EAFC4AC | https://pim-kvc.soneparsea.com:3443/PictureServer/default.aspx/helukabel-46503_Datasheet1.pdf?988AA09A9D7872799CA1BCAABEAC9B95B2AAC072866D656483A498A6C698A39CB5AAC87680A7949A | SID SILICONE CABLE 1.0MM² BLUE | Special cables for use in high, resp. low temperature areas. They are used mainly in the steel producing industries, in aviation industries as well as in ship building, cement, glas and ceramic factories. As this cables are halogen-free, especially suited for use in power stations. | Colour outer sheath | Blue
| 108 | Cables and Wires | Low Voltage Cables | Single Core | SID SILICONE CABLE 1.0MM² BLUE | 2220530 | 46503 | HELUKABEL | 16 | https://pim-kvc.soneparsea.com:3443/PictureServer/default.aspx/helukabel-46503_Image1.jpg?988AA09A9D7872799CA1BCAABEAC9B95B2AAC072866D656483A49DB2B39E95657EAFC4AC | https://pim-kvc.soneparsea.com:3443/PictureServer/default.aspx/helukabel-46503_Datasheet1.pdf?988AA09A9D7872799CA1BCAABEAC9B95B2AAC072866D656483A498A6C698A39CB5AAC87680A7949A | SID SILICONE CABLE 1.0MM² BLUE | Special cables for use in high, resp. low temperature areas. They are used mainly in the steel producing industries, in aviation industries as well as in ship building, cement, glas and ceramic factories. As this cables are halogen-free, especially suited for use in power stations. | Nominal voltage U0 | 300V
| 108 | Cables and Wires | Low Voltage Cables | Single Core | SID SILICONE CABLE 1.0MM² BLUE | 2220530 | 46503 | HELUKABEL | 16 | https://pim-kvc.soneparsea.com:3443/PictureServer/default.aspx/helukabel-46503_Image1.jpg?988AA09A9D7872799CA1BCAABEAC9B95B2AAC072866D656483A49DB2B39E95657EAFC4AC | https://pim-kvc.soneparsea.com:3443/PictureServer/default.aspx/helukabel-46503_Datasheet1.pdf?988AA09A9D7872799CA1BCAABEAC9B95B2AAC072866D656483A498A6C698A39CB5AAC87680A7949A | SID SILICONE CABLE 1.0MM² BLUE | Special cables for use in high, resp. low temperature areas. They are used mainly in the steel producing industries, in aviation industries as well as in ship building, cement, glas and ceramic factories. As this cables are halogen-free, especially suited for use in power stations. | Nominal voltage U | 500V
| 109 | Cables and Wires | Low Voltage Cables | Single Core | H05V-K SIZE 0.5MM2 BLACK | 2302534 | PR9031011101 | PRYSMIAN | 0 | https://pim-kvc.soneparsea.com:3443/PictureServer/default.aspx/prysmian-pr9031011101_Image1.jpg?A097AD989F807182ACB5C6BEC5A49995BE72C4B78B6763658076857682688F7DBDA6BBAA83659AA4B7 | https://pim-kvc.soneparsea.com:3443/PictureServer/default.aspx/prysmian-h05v-k-series_Datasheet1.pdf?A097AD989F807182ACB5C6BEC5A49995BE72BC7587AD5D9F7DB8B9B7BB9CA39394A6C8A6C59F9599C47682B5B69D | H05V-K SIZE 0.5MM2 BLACK | It can be used in covered, dry places, in fixed plants, in distribution panels, on and under plaster as laid in conduit or on insulating support. | Conductor material | Copper
| 109 | Cables and Wires | Low Voltage Cables | Single Core | H05V-K SIZE 0.5MM2 BLACK | 2302534 | PR9031011101 | PRYSMIAN | 0 | https://pim-kvc.soneparsea.com:3443/PictureServer/default.aspx/prysmian-pr9031011101_Image1.jpg?A097AD989F807182ACB5C6BEC5A49995BE72C4B78B6763658076857682688F7DBDA6BBAA83659AA4B7 | https://pim-kvc.soneparsea.com:3443/PictureServer/default.aspx/prysmian-h05v-k-series_Datasheet1.pdf?A097AD989F807182ACB5C6BEC5A49995BE72BC7587AD5D9F7DB8B9B7BB9CA39394A6C8A6C59F9599C47682B5B69D | H05V-K SIZE 0.5MM2 BLACK | It can be used in covered, dry places, in fixed plants, in distribution panels, on and under plaster as laid in conduit or on insulating support. | Nominal cross section conductor | 0.5mm²
| 109 | Cables and Wires | Low Voltage Cables | Single Core | H05V-K SIZE 0.5MM2 BLACK | 2302534 | PR9031011101 | PRYSMIAN | 0 | https://pim-kvc.soneparsea.com:3443/PictureServer/default.aspx/prysmian-pr9031011101_Image1.jpg?A097AD989F807182ACB5C6BEC5A49995BE72C4B78B6763658076857682688F7DBDA6BBAA83659AA4B7 | https://pim-kvc.soneparsea.com:3443/PictureServer/default.aspx/prysmian-h05v-k-series_Datasheet1.pdf?A097AD989F807182ACB5C6BEC5A49995BE72BC7587AD5D9F7DB8B9B7BB9CA39394A6C8A6C59F9599C47682B5B69D | H05V-K SIZE 0.5MM2 BLACK | It can be used in covered, dry places, in fixed plants, in distribution panels, on and under plaster as laid in conduit or on insulating support. | Conductor category | Class 5 = flexible
| 109 | Cables and Wires | Low Voltage Cables | Single Core | H05V-K SIZE 0.5MM2 BLACK | 2302534 | PR9031011101 | PRYSMIAN | 0 | https://pim-kvc.soneparsea.com:3443/PictureServer/default.aspx/prysmian-pr9031011101_Image1.jpg?A097AD989F807182ACB5C6BEC5A49995BE72C4B78B6763658076857682688F7DBDA6BBAA83659AA4B7 | https://pim-kvc.soneparsea.com:3443/PictureServer/default.aspx/prysmian-h05v-k-series_Datasheet1.pdf?A097AD989F807182ACB5C6BEC5A49995BE72BC7587AD5D9F7DB8B9B7BB9CA39394A6C8A6C59F9599C47682B5B69D | H05V-K SIZE 0.5MM2 BLACK | It can be used in covered, dry places, in fixed plants, in distribution panels, on and under plaster as laid in conduit or on insulating support. | Number of cores | 1
| 109 | Cables and Wires | Low Voltage Cables | Single Core | H05V-K SIZE 0.5MM2 BLACK | 2302534 | PR9031011101 | PRYSMIAN | 0 | https://pim-kvc.soneparsea.com:3443/PictureServer/default.aspx/prysmian-pr9031011101_Image1.jpg?A097AD989F807182ACB5C6BEC5A49995BE72C4B78B6763658076857682688F7DBDA6BBAA83659AA4B7 | https://pim-kvc.soneparsea.com:3443/PictureServer/default.aspx/prysmian-h05v-k-series_Datasheet1.pdf?A097AD989F807182ACB5C6BEC5A49995BE72BC7587AD5D9F7DB8B9B7BB9CA39394A6C8A6C59F9599C47682B5B69D | H05V-K SIZE 0.5MM2 BLACK | It can be used in covered, dry places, in fixed plants, in distribution panels, on and under plaster as laid in conduit or on insulating support. | Material outer sheath | Polyvinyl chloride (PVC)
| 109 | Cables and Wires | Low Voltage Cables | Single Core | H05V-K SIZE 0.5MM2 BLACK | 2302534 | PR9031011101 | PRYSMIAN | 0 | https://pim-kvc.soneparsea.com:3443/PictureServer/default.aspx/prysmian-pr9031011101_Image1.jpg?A097AD989F807182ACB5C6BEC5A49995BE72C4B78B6763658076857682688F7DBDA6BBAA83659AA4B7 | https://pim-kvc.soneparsea.com:3443/PictureServer/default.aspx/prysmian-h05v-k-series_Datasheet1.pdf?A097AD989F807182ACB5C6BEC5A49995BE72BC7587AD5D9F7DB8B9B7BB9CA39394A6C8A6C59F9599C47682B5B69D | H05V-K SIZE 0.5MM2 BLACK | It can be used in covered, dry places, in fixed plants, in distribution panels, on and under plaster as laid in conduit or on insulating support. | Colour outer sheath | Black
| 109 | Cables and Wires | Low Voltage Cables | Single Core | H05V-K SIZE 0.5MM2 BLACK | 2302534 | PR9031011101 | PRYSMIAN | 0 | https://pim-kvc.soneparsea.com:3443/PictureServer/default.aspx/prysmian-pr9031011101_Image1.jpg?A097AD989F807182ACB5C6BEC5A49995BE72C4B78B6763658076857682688F7DBDA6BBAA83659AA4B7 | https://pim-kvc.soneparsea.com:3443/PictureServer/default.aspx/prysmian-h05v-k-series_Datasheet1.pdf?A097AD989F807182ACB5C6BEC5A49995BE72BC7587AD5D9F7DB8B9B7BB9CA39394A6C8A6C59F9599C47682B5B69D | H05V-K SIZE 0.5MM2 BLACK | It can be used in covered, dry places, in fixed plants, in distribution panels, on and under plaster as laid in conduit or on insulating support. | Cable geometry | Round
| 109 | Cables and Wires | Low Voltage Cables | Single Core | H05V-K SIZE 0.5MM2 BLACK | 2302534 | PR9031011101 | PRYSMIAN | 0 | https://pim-kvc.soneparsea.com:3443/PictureServer/default.aspx/prysmian-pr9031011101_Image1.jpg?A097AD989F807182ACB5C6BEC5A49995BE72C4B78B6763658076857682688F7DBDA6BBAA83659AA4B7 | https://pim-kvc.soneparsea.com:3443/PictureServer/default.aspx/prysmian-h05v-k-series_Datasheet1.pdf?A097AD989F807182ACB5C6BEC5A49995BE72BC7587AD5D9F7DB8B9B7BB9CA39394A6C8A6C59F9599C47682B5B69D | H05V-K SIZE 0.5MM2 BLACK | It can be used in covered, dry places, in fixed plants, in distribution panels, on and under plaster as laid in conduit or on insulating support. | Nominal voltage U0 | 300V
| 109 | Cables and Wires | Low Voltage Cables | Single Core | H05V-K SIZE 0.5MM2 BLACK | 2302534 | PR9031011101 | PRYSMIAN | 0 | https://pim-kvc.soneparsea.com:3443/PictureServer/default.aspx/prysmian-pr9031011101_Image1.jpg?A097AD989F807182ACB5C6BEC5A49995BE72C4B78B6763658076857682688F7DBDA6BBAA83659AA4B7 | https://pim-kvc.soneparsea.com:3443/PictureServer/default.aspx/prysmian-h05v-k-series_Datasheet1.pdf?A097AD989F807182ACB5C6BEC5A49995BE72BC7587AD5D9F7DB8B9B7BB9CA39394A6C8A6C59F9599C47682B5B69D | H05V-K SIZE 0.5MM2 BLACK | It can be used in covered, dry places, in fixed plants, in distribution panels, on and under plaster as laid in conduit or on insulating support. | Nominal voltage U | 500V
| 109 | Cables and Wires | Low Voltage Cables | Single Core | H05V-K SIZE 0.5MM2 BLACK | 2302534 | PR9031011101 | PRYSMIAN | 0 | https://pim-kvc.soneparsea.com:3443/PictureServer/default.aspx/prysmian-pr9031011101_Image1.jpg?A097AD989F807182ACB5C6BEC5A49995BE72C4B78B6763658076857682688F7DBDA6BBAA83659AA4B7 | https://pim-kvc.soneparsea.com:3443/PictureServer/default.aspx/prysmian-h05v-k-series_Datasheet1.pdf?A097AD989F807182ACB5C6BEC5A49995BE72BC7587AD5D9F7DB8B9B7BB9CA39394A6C8A6C59F9599C47682B5B69D | H05V-K SIZE 0.5MM2 BLACK | It can be used in covered, dry places, in fixed plants, in distribution panels, on and under plaster as laid in conduit or on insulating support. | Shape of conductor | Round
| 110 | Cables and Wires | Low Voltage Cables | Single Core | H05V-K SIZE 0.5MM² LIGHT BLUE | 2302535 | PR9031011102 | PRYSMIAN | 0 | https://pim-kvc.soneparsea.com:3443/PictureServer/default.aspx/PRYSMIAN-PR9031011102_Image1.jpg?A097AD989F807182AC95A69EA58479759E72A4978B6763658076857682698F7DBDA6BBAA83659AA4B7 | https://pim-kvc.soneparsea.com:3443/PictureServer/default.aspx/prysmian-h05v-k-series_Datasheet1.pdf?A097AD989F807182ACB5C6BEC5A49995BE72BC7587AD5D9F7DB8B9B7BB9CA39394A6C8A6C59F9599C47682B5B69D | H05V-K SIZE 0.5MM² LIGHT BLUE | It can be used in covered, dry places, in fixed plants, in distribution panels, on and under plaster as laid in conduit or on insulating support. | Conductor material | Copper
| 110 | Cables and Wires | Low Voltage Cables | Single Core | H05V-K SIZE 0.5MM² LIGHT BLUE | 2302535 | PR9031011102 | PRYSMIAN | 0 | https://pim-kvc.soneparsea.com:3443/PictureServer/default.aspx/PRYSMIAN-PR9031011102_Image1.jpg?A097AD989F807182AC95A69EA58479759E72A4978B6763658076857682698F7DBDA6BBAA83659AA4B7 | https://pim-kvc.soneparsea.com:3443/PictureServer/default.aspx/prysmian-h05v-k-series_Datasheet1.pdf?A097AD989F807182ACB5C6BEC5A49995BE72BC7587AD5D9F7DB8B9B7BB9CA39394A6C8A6C59F9599C47682B5B69D | H05V-K SIZE 0.5MM² LIGHT BLUE | It can be used in covered, dry places, in fixed plants, in distribution panels, on and under plaster as laid in conduit or on insulating support. | Nominal cross section conductor | 0.5mm²
| 110 | Cables and Wires | Low Voltage Cables | Single Core | H05V-K SIZE 0.5MM² LIGHT BLUE | 2302535 | PR9031011102 | PRYSMIAN | 0 | https://pim-kvc.soneparsea.com:3443/PictureServer/default.aspx/PRYSMIAN-PR9031011102_Image1.jpg?A097AD989F807182AC95A69EA58479759E72A4978B6763658076857682698F7DBDA6BBAA83659AA4B7 | https://pim-kvc.soneparsea.com:3443/PictureServer/default.aspx/prysmian-h05v-k-series_Datasheet1.pdf?A097AD989F807182ACB5C6BEC5A49995BE72BC7587AD5D9F7DB8B9B7BB9CA39394A6C8A6C59F9599C47682B5B69D | H05V-K SIZE 0.5MM² LIGHT BLUE | It can be used in covered, dry places, in fixed plants, in distribution panels, on and under plaster as laid in conduit or on insulating support. | Conductor category | Class 5 = flexible
| 110 | Cables and Wires | Low Voltage Cables | Single Core | H05V-K SIZE 0.5MM² LIGHT BLUE | 2302535 | PR9031011102 | PRYSMIAN | 0 | https://pim-kvc.soneparsea.com:3443/PictureServer/default.aspx/PRYSMIAN-PR9031011102_Image1.jpg?A097AD989F807182AC95A69EA58479759E72A4978B6763658076857682698F7DBDA6BBAA83659AA4B7 | https://pim-kvc.soneparsea.com:3443/PictureServer/default.aspx/prysmian-h05v-k-series_Datasheet1.pdf?A097AD989F807182ACB5C6BEC5A49995BE72BC7587AD5D9F7DB8B9B7BB9CA39394A6C8A6C59F9599C47682B5B69D | H05V-K SIZE 0.5MM² LIGHT BLUE | It can be used in covered, dry places, in fixed plants, in distribution panels, on and under plaster as laid in conduit or on insulating support. | Number of cores | 1
| 110 | Cables and Wires | Low Voltage Cables | Single Core | H05V-K SIZE 0.5MM² LIGHT BLUE | 2302535 | PR9031011102 | PRYSMIAN | 0 | https://pim-kvc.soneparsea.com:3443/PictureServer/default.aspx/PRYSMIAN-PR9031011102_Image1.jpg?A097AD989F807182AC95A69EA58479759E72A4978B6763658076857682698F7DBDA6BBAA83659AA4B7 | https://pim-kvc.soneparsea.com:3443/PictureServer/default.aspx/prysmian-h05v-k-series_Datasheet1.pdf?A097AD989F807182ACB5C6BEC5A49995BE72BC7587AD5D9F7DB8B9B7BB9CA39394A6C8A6C59F9599C47682B5B69D | H05V-K SIZE 0.5MM² LIGHT BLUE | It can be used in covered, dry places, in fixed plants, in distribution panels, on and under plaster as laid in conduit or on insulating support. | Material outer sheath | Polyvinyl chloride (PVC)
| 110 | Cables and Wires | Low Voltage Cables | Single Core | H05V-K SIZE 0.5MM² LIGHT BLUE | 2302535 | PR9031011102 | PRYSMIAN | 0 | https://pim-kvc.soneparsea.com:3443/PictureServer/default.aspx/PRYSMIAN-PR9031011102_Image1.jpg?A097AD989F807182AC95A69EA58479759E72A4978B6763658076857682698F7DBDA6BBAA83659AA4B7 | https://pim-kvc.soneparsea.com:3443/PictureServer/default.aspx/prysmian-h05v-k-series_Datasheet1.pdf?A097AD989F807182ACB5C6BEC5A49995BE72BC7587AD5D9F7DB8B9B7BB9CA39394A6C8A6C59F9599C47682B5B69D | H05V-K SIZE 0.5MM² LIGHT BLUE | It can be used in covered, dry places, in fixed plants, in distribution panels, on and under plaster as laid in conduit or on insulating support. | Colour outer sheath | Blue
| 110 | Cables and Wires | Low Voltage Cables | Single Core | H05V-K SIZE 0.5MM² LIGHT BLUE | 2302535 | PR9031011102 | PRYSMIAN | 0 | https://pim-kvc.soneparsea.com:3443/PictureServer/default.aspx/PRYSMIAN-PR9031011102_Image1.jpg?A097AD989F807182AC95A69EA58479759E72A4978B6763658076857682698F7DBDA6BBAA83659AA4B7 | https://pim-kvc.soneparsea.com:3443/PictureServer/default.aspx/prysmian-h05v-k-series_Datasheet1.pdf?A097AD989F807182ACB5C6BEC5A49995BE72BC7587AD5D9F7DB8B9B7BB9CA39394A6C8A6C59F9599C47682B5B69D | H05V-K SIZE 0.5MM² LIGHT BLUE | It can be used in covered, dry places, in fixed plants, in distribution panels, on and under plaster as laid in conduit or on insulating support. | Cable geometry | Round
| 110 | Cables and Wires | Low Voltage Cables | Single Core | H05V-K SIZE 0.5MM² LIGHT BLUE | 2302535 | PR9031011102 | PRYSMIAN | 0 | https://pim-kvc.soneparsea.com:3443/PictureServer/default.aspx/PRYSMIAN-PR9031011102_Image1.jpg?A097AD989F807182AC95A69EA58479759E72A4978B6763658076857682698F7DBDA6BBAA83659AA4B7 | https://pim-kvc.soneparsea.com:3443/PictureServer/default.aspx/prysmian-h05v-k-series_Datasheet1.pdf?A097AD989F807182ACB5C6BEC5A49995BE72BC7587AD5D9F7DB8B9B7BB9CA39394A6C8A6C59F9599C47682B5B69D | H05V-K SIZE 0.5MM² LIGHT BLUE | It can be used in covered, dry places, in fixed plants, in distribution panels, on and under plaster as laid in conduit or on insulating support. | Nominal voltage U0 | 300V
| 110 | Cables and Wires | Low Voltage Cables | Single Core | H05V-K SIZE 0.5MM² LIGHT BLUE | 2302535 | PR9031011102 | PRYSMIAN | 0 | https://pim-kvc.soneparsea.com:3443/PictureServer/default.aspx/PRYSMIAN-PR9031011102_Image1.jpg?A097AD989F807182AC95A69EA58479759E72A4978B6763658076857682698F7DBDA6BBAA83659AA4B7 | https://pim-kvc.soneparsea.com:3443/PictureServer/default.aspx/prysmian-h05v-k-series_Datasheet1.pdf?A097AD989F807182ACB5C6BEC5A49995BE72BC7587AD5D9F7DB8B9B7BB9CA39394A6C8A6C59F9599C47682B5B69D | H05V-K SIZE 0.5MM² LIGHT BLUE | It can be used in covered, dry places, in fixed plants, in distribution panels, on and under plaster as laid in conduit or on insulating support. | Nominal voltage U | 500V
| 110 | Cables and Wires | Low Voltage Cables | Single Core | H05V-K SIZE 0.5MM² LIGHT BLUE | 2302535 | PR9031011102 | PRYSMIAN | 0 | https://pim-kvc.soneparsea.com:3443/PictureServer/default.aspx/PRYSMIAN-PR9031011102_Image1.jpg?A097AD989F807182AC95A69EA58479759E72A4978B6763658076857682698F7DBDA6BBAA83659AA4B7 | https://pim-kvc.soneparsea.com:3443/PictureServer/default.aspx/prysmian-h05v-k-series_Datasheet1.pdf?A097AD989F807182ACB5C6BEC5A49995BE72BC7587AD5D9F7DB8B9B7BB9CA39394A6C8A6C59F9599C47682B5B69D | H05V-K SIZE 0.5MM² LIGHT BLUE | It can be used in covered, dry places, in fixed plants, in distribution panels, on and under plaster as laid in conduit or on insulating support. | Shape of conductor | Round
| 111 | Cables and Wires | Low Voltage Cables | Single Core | H05V-K SIZE 0.5MM2 BROWN | 2302536 | PR9031011103 | PRYSMIAN | 0 | https://pim-kvc.soneparsea.com:3443/PictureServer/default.aspx/PRYSMIAN-PR9031011103_Image1.jpg?A097AD989F807182AC95A69EA58479759E72A4978B67636580768576826A8F7DBDA6BBAA83659AA4B7 | https://pim-kvc.soneparsea.com:3443/PictureServer/default.aspx/prysmian-h05v-k-series_Datasheet1.pdf?A097AD989F807182ACB5C6BEC5A49995BE72BC7587AD5D9F7DB8B9B7BB9CA39394A6C8A6C59F9599C47682B5B69D | H05V-K SIZE 0.5MM2 BROWN | It can be used in covered, dry places, in fixed plants, in distribution panels, on and under plaster as laid in conduit or on insulating support. | Conductor material | Copper
| 111 | Cables and Wires | Low Voltage Cables | Single Core | H05V-K SIZE 0.5MM2 BROWN | 2302536 | PR9031011103 | PRYSMIAN | 0 | https://pim-kvc.soneparsea.com:3443/PictureServer/default.aspx/PRYSMIAN-PR9031011103_Image1.jpg?A097AD989F807182AC95A69EA58479759E72A4978B67636580768576826A8F7DBDA6BBAA83659AA4B7 | https://pim-kvc.soneparsea.com:3443/PictureServer/default.aspx/prysmian-h05v-k-series_Datasheet1.pdf?A097AD989F807182ACB5C6BEC5A49995BE72BC7587AD5D9F7DB8B9B7BB9CA39394A6C8A6C59F9599C47682B5B69D | H05V-K SIZE 0.5MM2 BROWN | It can be used in covered, dry places, in fixed plants, in distribution panels, on and under plaster as laid in conduit or on insulating support. | Nominal cross section conductor | 0.5mm²
| 111 | Cables and Wires | Low Voltage Cables | Single Core | H05V-K SIZE 0.5MM2 BROWN | 2302536 | PR9031011103 | PRYSMIAN | 0 | https://pim-kvc.soneparsea.com:3443/PictureServer/default.aspx/PRYSMIAN-PR9031011103_Image1.jpg?A097AD989F807182AC95A69EA58479759E72A4978B67636580768576826A8F7DBDA6BBAA83659AA4B7 | https://pim-kvc.soneparsea.com:3443/PictureServer/default.aspx/prysmian-h05v-k-series_Datasheet1.pdf?A097AD989F807182ACB5C6BEC5A49995BE72BC7587AD5D9F7DB8B9B7BB9CA39394A6C8A6C59F9599C47682B5B69D | H05V-K SIZE 0.5MM2 BROWN | It can be used in covered, dry places, in fixed plants, in distribution panels, on and under plaster as laid in conduit or on insulating support. | Conductor category | Class 5 = flexible
| 111 | Cables and Wires | Low Voltage Cables | Single Core | H05V-K SIZE 0.5MM2 BROWN | 2302536 | PR9031011103 | PRYSMIAN | 0 | https://pim-kvc.soneparsea.com:3443/PictureServer/default.aspx/PRYSMIAN-PR9031011103_Image1.jpg?A097AD989F807182AC95A69EA58479759E72A4978B67636580768576826A8F7DBDA6BBAA83659AA4B7 | https://pim-kvc.soneparsea.com:3443/PictureServer/default.aspx/prysmian-h05v-k-series_Datasheet1.pdf?A097AD989F807182ACB5C6BEC5A49995BE72BC7587AD5D9F7DB8B9B7BB9CA39394A6C8A6C59F9599C47682B5B69D | H05V-K SIZE 0.5MM2 BROWN | It can be used in covered, dry places, in fixed plants, in distribution panels, on and under plaster as laid in conduit or on insulating support. | Number of cores | 1
| 111 | Cables and Wires | Low Voltage Cables | Single Core | H05V-K SIZE 0.5MM2 BROWN | 2302536 | PR9031011103 | PRYSMIAN | 0 | https://pim-kvc.soneparsea.com:3443/PictureServer/default.aspx/PRYSMIAN-PR9031011103_Image1.jpg?A097AD989F807182AC95A69EA58479759E72A4978B67636580768576826A8F7DBDA6BBAA83659AA4B7 | https://pim-kvc.soneparsea.com:3443/PictureServer/default.aspx/prysmian-h05v-k-series_Datasheet1.pdf?A097AD989F807182ACB5C6BEC5A49995BE72BC7587AD5D9F7DB8B9B7BB9CA39394A6C8A6C59F9599C47682B5B69D | H05V-K SIZE 0.5MM2 BROWN | It can be used in covered, dry places, in fixed plants, in distribution panels, on and under plaster as laid in conduit or on insulating support. | Material outer sheath | Polyvinyl chloride (PVC)
| 111 | Cables and Wires | Low Voltage Cables | Single Core | H05V-K SIZE 0.5MM2 BROWN | 2302536 | PR9031011103 | PRYSMIAN | 0 | https://pim-kvc.soneparsea.com:3443/PictureServer/default.aspx/PRYSMIAN-PR9031011103_Image1.jpg?A097AD989F807182AC95A69EA58479759E72A4978B67636580768576826A8F7DBDA6BBAA83659AA4B7 | https://pim-kvc.soneparsea.com:3443/PictureServer/default.aspx/prysmian-h05v-k-series_Datasheet1.pdf?A097AD989F807182ACB5C6BEC5A49995BE72BC7587AD5D9F7DB8B9B7BB9CA39394A6C8A6C59F9599C47682B5B69D | H05V-K SIZE 0.5MM2 BROWN | It can be used in covered, dry places, in fixed plants, in distribution panels, on and under plaster as laid in conduit or on insulating support. | Colour outer sheath | Brown
| 111 | Cables and Wires | Low Voltage Cables | Single Core | H05V-K SIZE 0.5MM2 BROWN | 2302536 | PR9031011103 | PRYSMIAN | 0 | https://pim-kvc.soneparsea.com:3443/PictureServer/default.aspx/PRYSMIAN-PR9031011103_Image1.jpg?A097AD989F807182AC95A69EA58479759E72A4978B67636580768576826A8F7DBDA6BBAA83659AA4B7 | https://pim-kvc.soneparsea.com:3443/PictureServer/default.aspx/prysmian-h05v-k-series_Datasheet1.pdf?A097AD989F807182ACB5C6BEC5A49995BE72BC7587AD5D9F7DB8B9B7BB9CA39394A6C8A6C59F9599C47682B5B69D | H05V-K SIZE 0.5MM2 BROWN | It can be used in covered, dry places, in fixed plants, in distribution panels, on and under plaster as laid in conduit or on insulating support. | Cable geometry | Round
| 111 | Cables and Wires | Low Voltage Cables | Single Core | H05V-K SIZE 0.5MM2 BROWN | 2302536 | PR9031011103 | PRYSMIAN | 0 | https://pim-kvc.soneparsea.com:3443/PictureServer/default.aspx/PRYSMIAN-PR9031011103_Image1.jpg?A097AD989F807182AC95A69EA58479759E72A4978B67636580768576826A8F7DBDA6BBAA83659AA4B7 | https://pim-kvc.soneparsea.com:3443/PictureServer/default.aspx/prysmian-h05v-k-series_Datasheet1.pdf?A097AD989F807182ACB5C6BEC5A49995BE72BC7587AD5D9F7DB8B9B7BB9CA39394A6C8A6C59F9599C47682B5B69D | H05V-K SIZE 0.5MM2 BROWN | It can be used in covered, dry places, in fixed plants, in distribution panels, on and under plaster as laid in conduit or on insulating support. | Nominal voltage U0 | 300V
| 111 | Cables and Wires | Low Voltage Cables | Single Core | H05V-K SIZE 0.5MM2 BROWN | 2302536 | PR9031011103 | PRYSMIAN | 0 | https://pim-kvc.soneparsea.com:3443/PictureServer/default.aspx/PRYSMIAN-PR9031011103_Image1.jpg?A097AD989F807182AC95A69EA58479759E72A4978B67636580768576826A8F7DBDA6BBAA83659AA4B7 | https://pim-kvc.soneparsea.com:3443/PictureServer/default.aspx/prysmian-h05v-k-series_Datasheet1.pdf?A097AD989F807182ACB5C6BEC5A49995BE72BC7587AD5D9F7DB8B9B7BB9CA39394A6C8A6C59F9599C47682B5B69D | H05V-K SIZE 0.5MM2 BROWN | It can be used in covered, dry places, in fixed plants, in distribution panels, on and under plaster as laid in conduit or on insulating support. | Nominal voltage U | 500V
| 111 | Cables and Wires | Low Voltage Cables | Single Core | H05V-K SIZE 0.5MM2 BROWN | 2302536 | PR9031011103 | PRYSMIAN | 0 | https://pim-kvc.soneparsea.com:3443/PictureServer/default.aspx/PRYSMIAN-PR9031011103_Image1.jpg?A097AD989F807182AC95A69EA58479759E72A4978B67636580768576826A8F7DBDA6BBAA83659AA4B7 | https://pim-kvc.soneparsea.com:3443/PictureServer/default.aspx/prysmian-h05v-k-series_Datasheet1.pdf?A097AD989F807182ACB5C6BEC5A49995BE72BC7587AD5D9F7DB8B9B7BB9CA39394A6C8A6C59F9599C47682B5B69D | H05V-K SIZE 0.5MM2 BROWN | It can be used in covered, dry places, in fixed plants, in distribution panels, on and under plaster as laid in conduit or on insulating support. | Shape of conductor | Round
| 112 | Cables and Wires | Low Voltage Cables | Single Core | H05V-K SIZE 0.5MM2 RED | 2302538 | PR9031011110 | PRYSMIAN | 0 | https://pim-kvc.soneparsea.com:3443/PictureServer/default.aspx/PRYSMIAN-PR9031011110_Image1.jpg?A097AD989F807182AC95A69EA58479759E72A4978B6763658076857683678F7DBDA6BBAA83659AA4B7 | https://pim-kvc.soneparsea.com:3443/PictureServer/default.aspx/prysmian-h05v-k-series_Datasheet1.pdf?A097AD989F807182ACB5C6BEC5A49995BE72BC7587AD5D9F7DB8B9B7BB9CA39394A6C8A6C59F9599C47682B5B69D | H05V-K SIZE 0.5MM2 RED | It can be used in covered, dry places, in fixed plants, in distribution panels, on and under plaster as laid in conduit or on insulating support. | Conductor material | Copper
| 112 | Cables and Wires | Low Voltage Cables | Single Core | H05V-K SIZE 0.5MM2 RED | 2302538 | PR9031011110 | PRYSMIAN | 0 | https://pim-kvc.soneparsea.com:3443/PictureServer/default.aspx/PRYSMIAN-PR9031011110_Image1.jpg?A097AD989F807182AC95A69EA58479759E72A4978B6763658076857683678F7DBDA6BBAA83659AA4B7 | https://pim-kvc.soneparsea.com:3443/PictureServer/default.aspx/prysmian-h05v-k-series_Datasheet1.pdf?A097AD989F807182ACB5C6BEC5A49995BE72BC7587AD5D9F7DB8B9B7BB9CA39394A6C8A6C59F9599C47682B5B69D | H05V-K SIZE 0.5MM2 RED | It can be used in covered, dry places, in fixed plants, in distribution panels, on and under plaster as laid in conduit or on insulating support. | Nominal cross section conductor | 0.5mm²
| 112 | Cables and Wires | Low Voltage Cables | Single Core | H05V-K SIZE 0.5MM2 RED | 2302538 | PR9031011110 | PRYSMIAN | 0 | https://pim-kvc.soneparsea.com:3443/PictureServer/default.aspx/PRYSMIAN-PR9031011110_Image1.jpg?A097AD989F807182AC95A69EA58479759E72A4978B6763658076857683678F7DBDA6BBAA83659AA4B7 | https://pim-kvc.soneparsea.com:3443/PictureServer/default.aspx/prysmian-h05v-k-series_Datasheet1.pdf?A097AD989F807182ACB5C6BEC5A49995BE72BC7587AD5D9F7DB8B9B7BB9CA39394A6C8A6C59F9599C47682B5B69D | H05V-K SIZE 0.5MM2 RED | It can be used in covered, dry places, in fixed plants, in distribution panels, on and under plaster as laid in conduit or on insulating support. | Conductor category | Class 5 = flexible
| 112 | Cables and Wires | Low Voltage Cables | Single Core | H05V-K SIZE 0.5MM2 RED | 2302538 | PR9031011110 | PRYSMIAN | 0 | https://pim-kvc.soneparsea.com:3443/PictureServer/default.aspx/PRYSMIAN-PR9031011110_Image1.jpg?A097AD989F807182AC95A69EA58479759E72A4978B6763658076857683678F7DBDA6BBAA83659AA4B7 | https://pim-kvc.soneparsea.com:3443/PictureServer/default.aspx/prysmian-h05v-k-series_Datasheet1.pdf?A097AD989F807182ACB5C6BEC5A49995BE72BC7587AD5D9F7DB8B9B7BB9CA39394A6C8A6C59F9599C47682B5B69D | H05V-K SIZE 0.5MM2 RED | It can be used in covered, dry places, in fixed plants, in distribution panels, on and under plaster as laid in conduit or on insulating support. | Number of cores | 1
| 112 | Cables and Wires | Low Voltage Cables | Single Core | H05V-K SIZE 0.5MM2 RED | 2302538 | PR9031011110 | PRYSMIAN | 0 | https://pim-kvc.soneparsea.com:3443/PictureServer/default.aspx/PRYSMIAN-PR9031011110_Image1.jpg?A097AD989F807182AC95A69EA58479759E72A4978B6763658076857683678F7DBDA6BBAA83659AA4B7 | https://pim-kvc.soneparsea.com:3443/PictureServer/default.aspx/prysmian-h05v-k-series_Datasheet1.pdf?A097AD989F807182ACB5C6BEC5A49995BE72BC7587AD5D9F7DB8B9B7BB9CA39394A6C8A6C59F9599C47682B5B69D | H05V-K SIZE 0.5MM2 RED | It can be used in covered, dry places, in fixed plants, in distribution panels, on and under plaster as laid in conduit or on insulating support. | Material outer sheath | Polyvinyl chloride (PVC)
| 112 | Cables and Wires | Low Voltage Cables | Single Core | H05V-K SIZE 0.5MM2 RED | 2302538 | PR9031011110 | PRYSMIAN | 0 | https://pim-kvc.soneparsea.com:3443/PictureServer/default.aspx/PRYSMIAN-PR9031011110_Image1.jpg?A097AD989F807182AC95A69EA58479759E72A4978B6763658076857683678F7DBDA6BBAA83659AA4B7 | https://pim-kvc.soneparsea.com:3443/PictureServer/default.aspx/prysmian-h05v-k-series_Datasheet1.pdf?A097AD989F807182ACB5C6BEC5A49995BE72BC7587AD5D9F7DB8B9B7BB9CA39394A6C8A6C59F9599C47682B5B69D | H05V-K SIZE 0.5MM2 RED | It can be used in covered, dry places, in fixed plants, in distribution panels, on and under plaster as laid in conduit or on insulating support. | Colour outer sheath | Red
| 112 | Cables and Wires | Low Voltage Cables | Single Core | H05V-K SIZE 0.5MM2 RED | 2302538 | PR9031011110 | PRYSMIAN | 0 | https://pim-kvc.soneparsea.com:3443/PictureServer/default.aspx/PRYSMIAN-PR9031011110_Image1.jpg?A097AD989F807182AC95A69EA58479759E72A4978B6763658076857683678F7DBDA6BBAA83659AA4B7 | https://pim-kvc.soneparsea.com:3443/PictureServer/default.aspx/prysmian-h05v-k-series_Datasheet1.pdf?A097AD989F807182ACB5C6BEC5A49995BE72BC7587AD5D9F7DB8B9B7BB9CA39394A6C8A6C59F9599C47682B5B69D | H05V-K SIZE 0.5MM2 RED | It can be used in covered, dry places, in fixed plants, in distribution panels, on and under plaster as laid in conduit or on insulating support. | Cable geometry | Round
| 112 | Cables and Wires | Low Voltage Cables | Single Core | H05V-K SIZE 0.5MM2 RED | 2302538 | PR9031011110 | PRYSMIAN | 0 | https://pim-kvc.soneparsea.com:3443/PictureServer/default.aspx/PRYSMIAN-PR9031011110_Image1.jpg?A097AD989F807182AC95A69EA58479759E72A4978B6763658076857683678F7DBDA6BBAA83659AA4B7 | https://pim-kvc.soneparsea.com:3443/PictureServer/default.aspx/prysmian-h05v-k-series_Datasheet1.pdf?A097AD989F807182ACB5C6BEC5A49995BE72BC7587AD5D9F7DB8B9B7BB9CA39394A6C8A6C59F9599C47682B5B69D | H05V-K SIZE 0.5MM2 RED | It can be used in covered, dry places, in fixed plants, in distribution panels, on and under plaster as laid in conduit or on insulating support. | Nominal voltage U0 | 300V
| 112 | Cables and Wires | Low Voltage Cables | Single Core | H05V-K SIZE 0.5MM2 RED | 2302538 | PR9031011110 | PRYSMIAN | 0 | https://pim-kvc.soneparsea.com:3443/PictureServer/default.aspx/PRYSMIAN-PR9031011110_Image1.jpg?A097AD989F807182AC95A69EA58479759E72A4978B6763658076857683678F7DBDA6BBAA83659AA4B7 | https://pim-kvc.soneparsea.com:3443/PictureServer/default.aspx/prysmian-h05v-k-series_Datasheet1.pdf?A097AD989F807182ACB5C6BEC5A49995BE72BC7587AD5D9F7DB8B9B7BB9CA39394A6C8A6C59F9599C47682B5B69D | H05V-K SIZE 0.5MM2 RED | It can be used in covered, dry places, in fixed plants, in distribution panels, on and under plaster as laid in conduit or on insulating support. | Nominal voltage U | 500V
| 112 | Cables and Wires | Low Voltage Cables | Single Core | H05V-K SIZE 0.5MM2 RED | 2302538 | PR9031011110 | PRYSMIAN | 0 | https://pim-kvc.soneparsea.com:3443/PictureServer/default.aspx/PRYSMIAN-PR9031011110_Image1.jpg?A097AD989F807182AC95A69EA58479759E72A4978B6763658076857683678F7DBDA6BBAA83659AA4B7 | https://pim-kvc.soneparsea.com:3443/PictureServer/default.aspx/prysmian-h05v-k-series_Datasheet1.pdf?A097AD989F807182ACB5C6BEC5A49995BE72BC7587AD5D9F7DB8B9B7BB9CA39394A6C8A6C59F9599C47682B5B69D | H05V-K SIZE 0.5MM2 RED | It can be used in covered, dry places, in fixed plants, in distribution panels, on and under plaster as laid in conduit or on insulating support. | Shape of conductor | Round
| 113 | Cables and Wires | Low Voltage Cables | Single Core | H05V-K SIZE 0.5MM2 WHITE | 2302539 | PR9031011114 | PRYSMIAN | 0 | https://pim-kvc.soneparsea.com:3443/PictureServer/default.aspx/PRYSMIAN-PR9031011114_Image1.jpg?A097AD989F807182AC95A69EA58479759E72A4978B67636580768576836B8F7DBDA6BBAA83659AA4B7 | https://pim-kvc.soneparsea.com:3443/PictureServer/default.aspx/prysmian-h05v-k-series_Datasheet1.pdf?A097AD989F807182ACB5C6BEC5A49995BE72BC7587AD5D9F7DB8B9B7BB9CA39394A6C8A6C59F9599C47682B5B69D | H05V-K SIZE 0.5MM2 WHITE | It can be used in covered, dry places, in fixed plants, in distribution panels, on and under plaster as laid in conduit or on insulating support. | Conductor material | Copper
| 113 | Cables and Wires | Low Voltage Cables | Single Core | H05V-K SIZE 0.5MM2 WHITE | 2302539 | PR9031011114 | PRYSMIAN | 0 | https://pim-kvc.soneparsea.com:3443/PictureServer/default.aspx/PRYSMIAN-PR9031011114_Image1.jpg?A097AD989F807182AC95A69EA58479759E72A4978B67636580768576836B8F7DBDA6BBAA83659AA4B7 | https://pim-kvc.soneparsea.com:3443/PictureServer/default.aspx/prysmian-h05v-k-series_Datasheet1.pdf?A097AD989F807182ACB5C6BEC5A49995BE72BC7587AD5D9F7DB8B9B7BB9CA39394A6C8A6C59F9599C47682B5B69D | H05V-K SIZE 0.5MM2 WHITE | It can be used in covered, dry places, in fixed plants, in distribution panels, on and under plaster as laid in conduit or on insulating support. | Nominal cross section conductor | 0.5mm²
| 113 | Cables and Wires | Low Voltage Cables | Single Core | H05V-K SIZE 0.5MM2 WHITE | 2302539 | PR9031011114 | PRYSMIAN | 0 | https://pim-kvc.soneparsea.com:3443/PictureServer/default.aspx/PRYSMIAN-PR9031011114_Image1.jpg?A097AD989F807182AC95A69EA58479759E72A4978B67636580768576836B8F7DBDA6BBAA83659AA4B7 | https://pim-kvc.soneparsea.com:3443/PictureServer/default.aspx/prysmian-h05v-k-series_Datasheet1.pdf?A097AD989F807182ACB5C6BEC5A49995BE72BC7587AD5D9F7DB8B9B7BB9CA39394A6C8A6C59F9599C47682B5B69D | H05V-K SIZE 0.5MM2 WHITE | It can be used in covered, dry places, in fixed plants, in distribution panels, on and under plaster as laid in conduit or on insulating support. | Conductor category | Class 5 = flexible
| 113 | Cables and Wires | Low Voltage Cables | Single Core | H05V-K SIZE 0.5MM2 WHITE | 2302539 | PR9031011114 | PRYSMIAN | 0 | https://pim-kvc.soneparsea.com:3443/PictureServer/default.aspx/PRYSMIAN-PR9031011114_Image1.jpg?A097AD989F807182AC95A69EA58479759E72A4978B67636580768576836B8F7DBDA6BBAA83659AA4B7 | https://pim-kvc.soneparsea.com:3443/PictureServer/default.aspx/prysmian-h05v-k-series_Datasheet1.pdf?A097AD989F807182ACB5C6BEC5A49995BE72BC7587AD5D9F7DB8B9B7BB9CA39394A6C8A6C59F9599C47682B5B69D | H05V-K SIZE 0.5MM2 WHITE | It can be used in covered, dry places, in fixed plants, in distribution panels, on and under plaster as laid in conduit or on insulating support. | Number of cores | 1
| 113 | Cables and Wires | Low Voltage Cables | Single Core | H05V-K SIZE 0.5MM2 WHITE | 2302539 | PR9031011114 | PRYSMIAN | 0 | https://pim-kvc.soneparsea.com:3443/PictureServer/default.aspx/PRYSMIAN-PR9031011114_Image1.jpg?A097AD989F807182AC95A69EA58479759E72A4978B67636580768576836B8F7DBDA6BBAA83659AA4B7 | https://pim-kvc.soneparsea.com:3443/PictureServer/default.aspx/prysmian-h05v-k-series_Datasheet1.pdf?A097AD989F807182ACB5C6BEC5A49995BE72BC7587AD5D9F7DB8B9B7BB9CA39394A6C8A6C59F9599C47682B5B69D | H05V-K SIZE 0.5MM2 WHITE | It can be used in covered, dry places, in fixed plants, in distribution panels, on and under plaster as laid in conduit or on insulating support. | Material outer sheath | Polyvinyl chloride (PVC)
| 113 | Cables and Wires | Low Voltage Cables | Single Core | H05V-K SIZE 0.5MM2 WHITE | 2302539 | PR9031011114 | PRYSMIAN | 0 | https://pim-kvc.soneparsea.com:3443/PictureServer/default.aspx/PRYSMIAN-PR9031011114_Image1.jpg?A097AD989F807182AC95A69EA58479759E72A4978B67636580768576836B8F7DBDA6BBAA83659AA4B7 | https://pim-kvc.soneparsea.com:3443/PictureServer/default.aspx/prysmian-h05v-k-series_Datasheet1.pdf?A097AD989F807182ACB5C6BEC5A49995BE72BC7587AD5D9F7DB8B9B7BB9CA39394A6C8A6C59F9599C47682B5B69D | H05V-K SIZE 0.5MM2 WHITE | It can be used in covered, dry places, in fixed plants, in distribution panels, on and under plaster as laid in conduit or on insulating support. | Colour outer sheath | White
| 113 | Cables and Wires | Low Voltage Cables | Single Core | H05V-K SIZE 0.5MM2 WHITE | 2302539 | PR9031011114 | PRYSMIAN | 0 | https://pim-kvc.soneparsea.com:3443/PictureServer/default.aspx/PRYSMIAN-PR9031011114_Image1.jpg?A097AD989F807182AC95A69EA58479759E72A4978B67636580768576836B8F7DBDA6BBAA83659AA4B7 | https://pim-kvc.soneparsea.com:3443/PictureServer/default.aspx/prysmian-h05v-k-series_Datasheet1.pdf?A097AD989F807182ACB5C6BEC5A49995BE72BC7587AD5D9F7DB8B9B7BB9CA39394A6C8A6C59F9599C47682B5B69D | H05V-K SIZE 0.5MM2 WHITE | It can be used in covered, dry places, in fixed plants, in distribution panels, on and under plaster as laid in conduit or on insulating support. | Cable geometry | Round
| 113 | Cables and Wires | Low Voltage Cables | Single Core | H05V-K SIZE 0.5MM2 WHITE | 2302539 | PR9031011114 | PRYSMIAN | 0 | https://pim-kvc.soneparsea.com:3443/PictureServer/default.aspx/PRYSMIAN-PR9031011114_Image1.jpg?A097AD989F807182AC95A69EA58479759E72A4978B67636580768576836B8F7DBDA6BBAA83659AA4B7 | https://pim-kvc.soneparsea.com:3443/PictureServer/default.aspx/prysmian-h05v-k-series_Datasheet1.pdf?A097AD989F807182ACB5C6BEC5A49995BE72BC7587AD5D9F7DB8B9B7BB9CA39394A6C8A6C59F9599C47682B5B69D | H05V-K SIZE 0.5MM2 WHITE | It can be used in covered, dry places, in fixed plants, in distribution panels, on and under plaster as laid in conduit or on insulating support. | Nominal voltage U0 | 300V
| 113 | Cables and Wires | Low Voltage Cables | Single Core | H05V-K SIZE 0.5MM2 WHITE | 2302539 | PR9031011114 | PRYSMIAN | 0 | https://pim-kvc.soneparsea.com:3443/PictureServer/default.aspx/PRYSMIAN-PR9031011114_Image1.jpg?A097AD989F807182AC95A69EA58479759E72A4978B67636580768576836B8F7DBDA6BBAA83659AA4B7 | https://pim-kvc.soneparsea.com:3443/PictureServer/default.aspx/prysmian-h05v-k-series_Datasheet1.pdf?A097AD989F807182ACB5C6BEC5A49995BE72BC7587AD5D9F7DB8B9B7BB9CA39394A6C8A6C59F9599C47682B5B69D | H05V-K SIZE 0.5MM2 WHITE | It can be used in covered, dry places, in fixed plants, in distribution panels, on and under plaster as laid in conduit or on insulating support. | Nominal voltage U | 500V
| 113 | Cables and Wires | Low Voltage Cables | Single Core | H05V-K SIZE 0.5MM2 WHITE | 2302539 | PR9031011114 | PRYSMIAN | 0 | https://pim-kvc.soneparsea.com:3443/PictureServer/default.aspx/PRYSMIAN-PR9031011114_Image1.jpg?A097AD989F807182AC95A69EA58479759E72A4978B67636580768576836B8F7DBDA6BBAA83659AA4B7 | https://pim-kvc.soneparsea.com:3443/PictureServer/default.aspx/prysmian-h05v-k-series_Datasheet1.pdf?A097AD989F807182ACB5C6BEC5A49995BE72BC7587AD5D9F7DB8B9B7BB9CA39394A6C8A6C59F9599C47682B5B69D | H05V-K SIZE 0.5MM2 WHITE | It can be used in covered, dry places, in fixed plants, in distribution panels, on and under plaster as laid in conduit or on insulating support. | Shape of conductor | Round
| 114 | Cables and Wires | Low Voltage Cables | Single Core | H05V-K SIZE 0.5MM2 YELLOW | 2302540 | PR9031011115 | PRYSMIAN | 0 | https://pim-kvc.soneparsea.com:3443/PictureServer/default.aspx/PRYSMIAN-PR9031011115_Image1.jpg?A097AD989F807182AC95A69EA58479759E72A4978B67636580768576836C8F7DBDA6BBAA83659AA4B7 | https://pim-kvc.soneparsea.com:3443/PictureServer/default.aspx/prysmian-h05v-k-series_Datasheet1.pdf?A097AD989F807182ACB5C6BEC5A49995BE72BC7587AD5D9F7DB8B9B7BB9CA39394A6C8A6C59F9599C47682B5B69D | H05V-K SIZE 0.5MM2 YELLOW | It can be used in covered, dry places, in fixed plants, in distribution panels, on and under plaster as laid in conduit or on insulating support. | Conductor material | Copper
| 114 | Cables and Wires | Low Voltage Cables | Single Core | H05V-K SIZE 0.5MM2 YELLOW | 2302540 | PR9031011115 | PRYSMIAN | 0 | https://pim-kvc.soneparsea.com:3443/PictureServer/default.aspx/PRYSMIAN-PR9031011115_Image1.jpg?A097AD989F807182AC95A69EA58479759E72A4978B67636580768576836C8F7DBDA6BBAA83659AA4B7 | https://pim-kvc.soneparsea.com:3443/PictureServer/default.aspx/prysmian-h05v-k-series_Datasheet1.pdf?A097AD989F807182ACB5C6BEC5A49995BE72BC7587AD5D9F7DB8B9B7BB9CA39394A6C8A6C59F9599C47682B5B69D | H05V-K SIZE 0.5MM2 YELLOW | It can be used in covered, dry places, in fixed plants, in distribution panels, on and under plaster as laid in conduit or on insulating support. | Nominal cross section conductor | 0.5mm²
| 114 | Cables and Wires | Low Voltage Cables | Single Core | H05V-K SIZE 0.5MM2 YELLOW | 2302540 | PR9031011115 | PRYSMIAN | 0 | https://pim-kvc.soneparsea.com:3443/PictureServer/default.aspx/PRYSMIAN-PR9031011115_Image1.jpg?A097AD989F807182AC95A69EA58479759E72A4978B67636580768576836C8F7DBDA6BBAA83659AA4B7 | https://pim-kvc.soneparsea.com:3443/PictureServer/default.aspx/prysmian-h05v-k-series_Datasheet1.pdf?A097AD989F807182ACB5C6BEC5A49995BE72BC7587AD5D9F7DB8B9B7BB9CA39394A6C8A6C59F9599C47682B5B69D | H05V-K SIZE 0.5MM2 YELLOW | It can be used in covered, dry places, in fixed plants, in distribution panels, on and under plaster as laid in conduit or on insulating support. | Conductor category | Class 5 = flexible
| 114 | Cables and Wires | Low Voltage Cables | Single Core | H05V-K SIZE 0.5MM2 YELLOW | 2302540 | PR9031011115 | PRYSMIAN | 0 | https://pim-kvc.soneparsea.com:3443/PictureServer/default.aspx/PRYSMIAN-PR9031011115_Image1.jpg?A097AD989F807182AC95A69EA58479759E72A4978B67636580768576836C8F7DBDA6BBAA83659AA4B7 | https://pim-kvc.soneparsea.com:3443/PictureServer/default.aspx/prysmian-h05v-k-series_Datasheet1.pdf?A097AD989F807182ACB5C6BEC5A49995BE72BC7587AD5D9F7DB8B9B7BB9CA39394A6C8A6C59F9599C47682B5B69D | H05V-K SIZE 0.5MM2 YELLOW | It can be used in covered, dry places, in fixed plants, in distribution panels, on and under plaster as laid in conduit or on insulating support. | Number of cores | 1
| 114 | Cables and Wires | Low Voltage Cables | Single Core | H05V-K SIZE 0.5MM2 YELLOW | 2302540 | PR9031011115 | PRYSMIAN | 0 | https://pim-kvc.soneparsea.com:3443/PictureServer/default.aspx/PRYSMIAN-PR9031011115_Image1.jpg?A097AD989F807182AC95A69EA58479759E72A4978B67636580768576836C8F7DBDA6BBAA83659AA4B7 | https://pim-kvc.soneparsea.com:3443/PictureServer/default.aspx/prysmian-h05v-k-series_Datasheet1.pdf?A097AD989F807182ACB5C6BEC5A49995BE72BC7587AD5D9F7DB8B9B7BB9CA39394A6C8A6C59F9599C47682B5B69D | H05V-K SIZE 0.5MM2 YELLOW | It can be used in covered, dry places, in fixed plants, in distribution panels, on and under plaster as laid in conduit or on insulating support. | Material outer sheath | Polyvinyl chloride (PVC)
| 114 | Cables and Wires | Low Voltage Cables | Single Core | H05V-K SIZE 0.5MM2 YELLOW | 2302540 | PR9031011115 | PRYSMIAN | 0 | https://pim-kvc.soneparsea.com:3443/PictureServer/default.aspx/PRYSMIAN-PR9031011115_Image1.jpg?A097AD989F807182AC95A69EA58479759E72A4978B67636580768576836C8F7DBDA6BBAA83659AA4B7 | https://pim-kvc.soneparsea.com:3443/PictureServer/default.aspx/prysmian-h05v-k-series_Datasheet1.pdf?A097AD989F807182ACB5C6BEC5A49995BE72BC7587AD5D9F7DB8B9B7BB9CA39394A6C8A6C59F9599C47682B5B69D | H05V-K SIZE 0.5MM2 YELLOW | It can be used in covered, dry places, in fixed plants, in distribution panels, on and under plaster as laid in conduit or on insulating support. | Colour outer sheath | Yellow
| 114 | Cables and Wires | Low Voltage Cables | Single Core | H05V-K SIZE 0.5MM2 YELLOW | 2302540 | PR9031011115 | PRYSMIAN | 0 | https://pim-kvc.soneparsea.com:3443/PictureServer/default.aspx/PRYSMIAN-PR9031011115_Image1.jpg?A097AD989F807182AC95A69EA58479759E72A4978B67636580768576836C8F7DBDA6BBAA83659AA4B7 | https://pim-kvc.soneparsea.com:3443/PictureServer/default.aspx/prysmian-h05v-k-series_Datasheet1.pdf?A097AD989F807182ACB5C6BEC5A49995BE72BC7587AD5D9F7DB8B9B7BB9CA39394A6C8A6C59F9599C47682B5B69D | H05V-K SIZE 0.5MM2 YELLOW | It can be used in covered, dry places, in fixed plants, in distribution panels, on and under plaster as laid in conduit or on insulating support. | Cable geometry | Round
| 114 | Cables and Wires | Low Voltage Cables | Single Core | H05V-K SIZE 0.5MM2 YELLOW | 2302540 | PR9031011115 | PRYSMIAN | 0 | https://pim-kvc.soneparsea.com:3443/PictureServer/default.aspx/PRYSMIAN-PR9031011115_Image1.jpg?A097AD989F807182AC95A69EA58479759E72A4978B67636580768576836C8F7DBDA6BBAA83659AA4B7 | https://pim-kvc.soneparsea.com:3443/PictureServer/default.aspx/prysmian-h05v-k-series_Datasheet1.pdf?A097AD989F807182ACB5C6BEC5A49995BE72BC7587AD5D9F7DB8B9B7BB9CA39394A6C8A6C59F9599C47682B5B69D | H05V-K SIZE 0.5MM2 YELLOW | It can be used in covered, dry places, in fixed plants, in distribution panels, on and under plaster as laid in conduit or on insulating support. | Nominal voltage U0 | 300V
| 114 | Cables and Wires | Low Voltage Cables | Single Core | H05V-K SIZE 0.5MM2 YELLOW | 2302540 | PR9031011115 | PRYSMIAN | 0 | https://pim-kvc.soneparsea.com:3443/PictureServer/default.aspx/PRYSMIAN-PR9031011115_Image1.jpg?A097AD989F807182AC95A69EA58479759E72A4978B67636580768576836C8F7DBDA6BBAA83659AA4B7 | https://pim-kvc.soneparsea.com:3443/PictureServer/default.aspx/prysmian-h05v-k-series_Datasheet1.pdf?A097AD989F807182ACB5C6BEC5A49995BE72BC7587AD5D9F7DB8B9B7BB9CA39394A6C8A6C59F9599C47682B5B69D | H05V-K SIZE 0.5MM2 YELLOW | It can be used in covered, dry places, in fixed plants, in distribution panels, on and under plaster as laid in conduit or on insulating support. | Nominal voltage U | 500V
| 114 | Cables and Wires | Low Voltage Cables | Single Core | H05V-K SIZE 0.5MM2 YELLOW | 2302540 | PR9031011115 | PRYSMIAN | 0 | https://pim-kvc.soneparsea.com:3443/PictureServer/default.aspx/PRYSMIAN-PR9031011115_Image1.jpg?A097AD989F807182AC95A69EA58479759E72A4978B67636580768576836C8F7DBDA6BBAA83659AA4B7 | https://pim-kvc.soneparsea.com:3443/PictureServer/default.aspx/prysmian-h05v-k-series_Datasheet1.pdf?A097AD989F807182ACB5C6BEC5A49995BE72BC7587AD5D9F7DB8B9B7BB9CA39394A6C8A6C59F9599C47682B5B69D | H05V-K SIZE 0.5MM2 YELLOW | It can be used in covered, dry places, in fixed plants, in distribution panels, on and under plaster as laid in conduit or on insulating support. | Shape of conductor | Round
| 115 | Cables and Wires | Low Voltage Cables | Single Core | H05V-K SIZE 0.75MM² LIGHT BLUE | 2302541 | PR9031011202 | PRYSMIAN | 0 | https://pim-kvc.soneparsea.com:3443/PictureServer/default.aspx/PRYSMIAN-PR9031011202_Image1.jpg?A097AD989F807182AC95A69EA58479759E72A4978B6763658076857782698F7DBDA6BBAA83659AA4B7 | https://pim-kvc.soneparsea.com:3443/PictureServer/default.aspx/prysmian-h05v-k-series_Datasheet1.pdf?A097AD989F807182ACB5C6BEC5A49995BE72BC7587AD5D9F7DB8B9B7BB9CA39394A6C8A6C59F9599C47682B5B69D | H05V-K SIZE 0.75MM² LIGHT BLUE | It can be used in covered, dry places, in fixed plants, in distribution panels, on and under plaster as laid in conduit or on insulating support. | Conductor material | Copper
| 115 | Cables and Wires | Low Voltage Cables | Single Core | H05V-K SIZE 0.75MM² LIGHT BLUE | 2302541 | PR9031011202 | PRYSMIAN | 0 | https://pim-kvc.soneparsea.com:3443/PictureServer/default.aspx/PRYSMIAN-PR9031011202_Image1.jpg?A097AD989F807182AC95A69EA58479759E72A4978B6763658076857782698F7DBDA6BBAA83659AA4B7 | https://pim-kvc.soneparsea.com:3443/PictureServer/default.aspx/prysmian-h05v-k-series_Datasheet1.pdf?A097AD989F807182ACB5C6BEC5A49995BE72BC7587AD5D9F7DB8B9B7BB9CA39394A6C8A6C59F9599C47682B5B69D | H05V-K SIZE 0.75MM² LIGHT BLUE | It can be used in covered, dry places, in fixed plants, in distribution panels, on and under plaster as laid in conduit or on insulating support. | Nominal cross section conductor | 0.75mm²
| 115 | Cables and Wires | Low Voltage Cables | Single Core | H05V-K SIZE 0.75MM² LIGHT BLUE | 2302541 | PR9031011202 | PRYSMIAN | 0 | https://pim-kvc.soneparsea.com:3443/PictureServer/default.aspx/PRYSMIAN-PR9031011202_Image1.jpg?A097AD989F807182AC95A69EA58479759E72A4978B6763658076857782698F7DBDA6BBAA83659AA4B7 | https://pim-kvc.soneparsea.com:3443/PictureServer/default.aspx/prysmian-h05v-k-series_Datasheet1.pdf?A097AD989F807182ACB5C6BEC5A49995BE72BC7587AD5D9F7DB8B9B7BB9CA39394A6C8A6C59F9599C47682B5B69D | H05V-K SIZE 0.75MM² LIGHT BLUE | It can be used in covered, dry places, in fixed plants, in distribution panels, on and under plaster as laid in conduit or on insulating support. | Conductor category | Class 5 = flexible
| 115 | Cables and Wires | Low Voltage Cables | Single Core | H05V-K SIZE 0.75MM² LIGHT BLUE | 2302541 | PR9031011202 | PRYSMIAN | 0 | https://pim-kvc.soneparsea.com:3443/PictureServer/default.aspx/PRYSMIAN-PR9031011202_Image1.jpg?A097AD989F807182AC95A69EA58479759E72A4978B6763658076857782698F7DBDA6BBAA83659AA4B7 | https://pim-kvc.soneparsea.com:3443/PictureServer/default.aspx/prysmian-h05v-k-series_Datasheet1.pdf?A097AD989F807182ACB5C6BEC5A49995BE72BC7587AD5D9F7DB8B9B7BB9CA39394A6C8A6C59F9599C47682B5B69D | H05V-K SIZE 0.75MM² LIGHT BLUE | It can be used in covered, dry places, in fixed plants, in distribution panels, on and under plaster as laid in conduit or on insulating support. | Number of cores | 1
| 115 | Cables and Wires | Low Voltage Cables | Single Core | H05V-K SIZE 0.75MM² LIGHT BLUE | 2302541 | PR9031011202 | PRYSMIAN | 0 | https://pim-kvc.soneparsea.com:3443/PictureServer/default.aspx/PRYSMIAN-PR9031011202_Image1.jpg?A097AD989F807182AC95A69EA58479759E72A4978B6763658076857782698F7DBDA6BBAA83659AA4B7 | https://pim-kvc.soneparsea.com:3443/PictureServer/default.aspx/prysmian-h05v-k-series_Datasheet1.pdf?A097AD989F807182ACB5C6BEC5A49995BE72BC7587AD5D9F7DB8B9B7BB9CA39394A6C8A6C59F9599C47682B5B69D | H05V-K SIZE 0.75MM² LIGHT BLUE | It can be used in covered, dry places, in fixed plants, in distribution panels, on and under plaster as laid in conduit or on insulating support. | Material outer sheath | Polyvinyl chloride (PVC)
| 115 | Cables and Wires | Low Voltage Cables | Single Core | H05V-K SIZE 0.75MM² LIGHT BLUE | 2302541 | PR9031011202 | PRYSMIAN | 0 | https://pim-kvc.soneparsea.com:3443/PictureServer/default.aspx/PRYSMIAN-PR9031011202_Image1.jpg?A097AD989F807182AC95A69EA58479759E72A4978B6763658076857782698F7DBDA6BBAA83659AA4B7 | https://pim-kvc.soneparsea.com:3443/PictureServer/default.aspx/prysmian-h05v-k-series_Datasheet1.pdf?A097AD989F807182ACB5C6BEC5A49995BE72BC7587AD5D9F7DB8B9B7BB9CA39394A6C8A6C59F9599C47682B5B69D | H05V-K SIZE 0.75MM² LIGHT BLUE | It can be used in covered, dry places, in fixed plants, in distribution panels, on and under plaster as laid in conduit or on insulating support. | Colour outer sheath | Blue
| 115 | Cables and Wires | Low Voltage Cables | Single Core | H05V-K SIZE 0.75MM² LIGHT BLUE | 2302541 | PR9031011202 | PRYSMIAN | 0 | https://pim-kvc.soneparsea.com:3443/PictureServer/default.aspx/PRYSMIAN-PR9031011202_Image1.jpg?A097AD989F807182AC95A69EA58479759E72A4978B6763658076857782698F7DBDA6BBAA83659AA4B7 | https://pim-kvc.soneparsea.com:3443/PictureServer/default.aspx/prysmian-h05v-k-series_Datasheet1.pdf?A097AD989F807182ACB5C6BEC5A49995BE72BC7587AD5D9F7DB8B9B7BB9CA39394A6C8A6C59F9599C47682B5B69D | H05V-K SIZE 0.75MM² LIGHT BLUE | It can be used in covered, dry places, in fixed plants, in distribution panels, on and under plaster as laid in conduit or on insulating support. | Cable geometry | Round
| 115 | Cables and Wires | Low Voltage Cables | Single Core | H05V-K SIZE 0.75MM² LIGHT BLUE | 2302541 | PR9031011202 | PRYSMIAN | 0 | https://pim-kvc.soneparsea.com:3443/PictureServer/default.aspx/PRYSMIAN-PR9031011202_Image1.jpg?A097AD989F807182AC95A69EA58479759E72A4978B6763658076857782698F7DBDA6BBAA83659AA4B7 | https://pim-kvc.soneparsea.com:3443/PictureServer/default.aspx/prysmian-h05v-k-series_Datasheet1.pdf?A097AD989F807182ACB5C6BEC5A49995BE72BC7587AD5D9F7DB8B9B7BB9CA39394A6C8A6C59F9599C47682B5B69D | H05V-K SIZE 0.75MM² LIGHT BLUE | It can be used in covered, dry places, in fixed plants, in distribution panels, on and under plaster as laid in conduit or on insulating support. | Nominal voltage U0 | 300V
| 115 | Cables and Wires | Low Voltage Cables | Single Core | H05V-K SIZE 0.75MM² LIGHT BLUE | 2302541 | PR9031011202 | PRYSMIAN | 0 | https://pim-kvc.soneparsea.com:3443/PictureServer/default.aspx/PRYSMIAN-PR9031011202_Image1.jpg?A097AD989F807182AC95A69EA58479759E72A4978B6763658076857782698F7DBDA6BBAA83659AA4B7 | https://pim-kvc.soneparsea.com:3443/PictureServer/default.aspx/prysmian-h05v-k-series_Datasheet1.pdf?A097AD989F807182ACB5C6BEC5A49995BE72BC7587AD5D9F7DB8B9B7BB9CA39394A6C8A6C59F9599C47682B5B69D | H05V-K SIZE 0.75MM² LIGHT BLUE | It can be used in covered, dry places, in fixed plants, in distribution panels, on and under plaster as laid in conduit or on insulating support. | Nominal voltage U | 500V
| 115 | Cables and Wires | Low Voltage Cables | Single Core | H05V-K SIZE 0.75MM² LIGHT BLUE | 2302541 | PR9031011202 | PRYSMIAN | 0 | https://pim-kvc.soneparsea.com:3443/PictureServer/default.aspx/PRYSMIAN-PR9031011202_Image1.jpg?A097AD989F807182AC95A69EA58479759E72A4978B6763658076857782698F7DBDA6BBAA83659AA4B7 | https://pim-kvc.soneparsea.com:3443/PictureServer/default.aspx/prysmian-h05v-k-series_Datasheet1.pdf?A097AD989F807182ACB5C6BEC5A49995BE72BC7587AD5D9F7DB8B9B7BB9CA39394A6C8A6C59F9599C47682B5B69D | H05V-K SIZE 0.75MM² LIGHT BLUE | It can be used in covered, dry places, in fixed plants, in distribution panels, on and under plaster as laid in conduit or on insulating support. | Shape of conductor | Round
| 116 | Cables and Wires | Low Voltage Cables | Single Core | H05V-K SIZE 0.75MM2 GREEN/YELLOW | 2302542 | PR9031011206 | PRYSMIAN | 0 | https://pim-kvc.soneparsea.com:3443/PictureServer/default.aspx/prysmian-PR9031011206_Image1.jpg?A097AD989F807182ACB5C6BEC5A49995BE72A4978B67636580768577826D8F7DBDA6BBAA83659AA4B7 | https://pim-kvc.soneparsea.com:3443/PictureServer/default.aspx/prysmian-h05v-k-series_Datasheet1.pdf?A097AD989F807182ACB5C6BEC5A49995BE72BC7587AD5D9F7DB8B9B7BB9CA39394A6C8A6C59F9599C47682B5B69D | H05V-K SIZE 0.75MM2 GREEN/YELLOW | It can be used in covered, dry places, in fixed plants, in distribution panels, on and under plaster as laid in conduit or on insulating support. | Conductor material | Copper
| 116 | Cables and Wires | Low Voltage Cables | Single Core | H05V-K SIZE 0.75MM2 GREEN/YELLOW | 2302542 | PR9031011206 | PRYSMIAN | 0 | https://pim-kvc.soneparsea.com:3443/PictureServer/default.aspx/prysmian-PR9031011206_Image1.jpg?A097AD989F807182ACB5C6BEC5A49995BE72A4978B67636580768577826D8F7DBDA6BBAA83659AA4B7 | https://pim-kvc.soneparsea.com:3443/PictureServer/default.aspx/prysmian-h05v-k-series_Datasheet1.pdf?A097AD989F807182ACB5C6BEC5A49995BE72BC7587AD5D9F7DB8B9B7BB9CA39394A6C8A6C59F9599C47682B5B69D | H05V-K SIZE 0.75MM2 GREEN/YELLOW | It can be used in covered, dry places, in fixed plants, in distribution panels, on and under plaster as laid in conduit or on insulating support. | Nominal cross section conductor | 0.75mm²
| 116 | Cables and Wires | Low Voltage Cables | Single Core | H05V-K SIZE 0.75MM2 GREEN/YELLOW | 2302542 | PR9031011206 | PRYSMIAN | 0 | https://pim-kvc.soneparsea.com:3443/PictureServer/default.aspx/prysmian-PR9031011206_Image1.jpg?A097AD989F807182ACB5C6BEC5A49995BE72A4978B67636580768577826D8F7DBDA6BBAA83659AA4B7 | https://pim-kvc.soneparsea.com:3443/PictureServer/default.aspx/prysmian-h05v-k-series_Datasheet1.pdf?A097AD989F807182ACB5C6BEC5A49995BE72BC7587AD5D9F7DB8B9B7BB9CA39394A6C8A6C59F9599C47682B5B69D | H05V-K SIZE 0.75MM2 GREEN/YELLOW | It can be used in covered, dry places, in fixed plants, in distribution panels, on and under plaster as laid in conduit or on insulating support. | Conductor category | Class 5 = flexible
| 116 | Cables and Wires | Low Voltage Cables | Single Core | H05V-K SIZE 0.75MM2 GREEN/YELLOW | 2302542 | PR9031011206 | PRYSMIAN | 0 | https://pim-kvc.soneparsea.com:3443/PictureServer/default.aspx/prysmian-PR9031011206_Image1.jpg?A097AD989F807182ACB5C6BEC5A49995BE72A4978B67636580768577826D8F7DBDA6BBAA83659AA4B7 | https://pim-kvc.soneparsea.com:3443/PictureServer/default.aspx/prysmian-h05v-k-series_Datasheet1.pdf?A097AD989F807182ACB5C6BEC5A49995BE72BC7587AD5D9F7DB8B9B7BB9CA39394A6C8A6C59F9599C47682B5B69D | H05V-K SIZE 0.75MM2 GREEN/YELLOW | It can be used in covered, dry places, in fixed plants, in distribution panels, on and under plaster as laid in conduit or on insulating support. | Number of cores | 1
| 116 | Cables and Wires | Low Voltage Cables | Single Core | H05V-K SIZE 0.75MM2 GREEN/YELLOW | 2302542 | PR9031011206 | PRYSMIAN | 0 | https://pim-kvc.soneparsea.com:3443/PictureServer/default.aspx/prysmian-PR9031011206_Image1.jpg?A097AD989F807182ACB5C6BEC5A49995BE72A4978B67636580768577826D8F7DBDA6BBAA83659AA4B7 | https://pim-kvc.soneparsea.com:3443/PictureServer/default.aspx/prysmian-h05v-k-series_Datasheet1.pdf?A097AD989F807182ACB5C6BEC5A49995BE72BC7587AD5D9F7DB8B9B7BB9CA39394A6C8A6C59F9599C47682B5B69D | H05V-K SIZE 0.75MM2 GREEN/YELLOW | It can be used in covered, dry places, in fixed plants, in distribution panels, on and under plaster as laid in conduit or on insulating support. | Material outer sheath | Polyvinyl chloride (PVC)
| 116 | Cables and Wires | Low Voltage Cables | Single Core | H05V-K SIZE 0.75MM2 GREEN/YELLOW | 2302542 | PR9031011206 | PRYSMIAN | 0 | https://pim-kvc.soneparsea.com:3443/PictureServer/default.aspx/prysmian-PR9031011206_Image1.jpg?A097AD989F807182ACB5C6BEC5A49995BE72A4978B67636580768577826D8F7DBDA6BBAA83659AA4B7 | https://pim-kvc.soneparsea.com:3443/PictureServer/default.aspx/prysmian-h05v-k-series_Datasheet1.pdf?A097AD989F807182ACB5C6BEC5A49995BE72BC7587AD5D9F7DB8B9B7BB9CA39394A6C8A6C59F9599C47682B5B69D | H05V-K SIZE 0.75MM2 GREEN/YELLOW | It can be used in covered, dry places, in fixed plants, in distribution panels, on and under plaster as laid in conduit or on insulating support. | Colour outer sheath | Multi-coloured
| 116 | Cables and Wires | Low Voltage Cables | Single Core | H05V-K SIZE 0.75MM2 GREEN/YELLOW | 2302542 | PR9031011206 | PRYSMIAN | 0 | https://pim-kvc.soneparsea.com:3443/PictureServer/default.aspx/prysmian-PR9031011206_Image1.jpg?A097AD989F807182ACB5C6BEC5A49995BE72A4978B67636580768577826D8F7DBDA6BBAA83659AA4B7 | https://pim-kvc.soneparsea.com:3443/PictureServer/default.aspx/prysmian-h05v-k-series_Datasheet1.pdf?A097AD989F807182ACB5C6BEC5A49995BE72BC7587AD5D9F7DB8B9B7BB9CA39394A6C8A6C59F9599C47682B5B69D | H05V-K SIZE 0.75MM2 GREEN/YELLOW | It can be used in covered, dry places, in fixed plants, in distribution panels, on and under plaster as laid in conduit or on insulating support. | Cable geometry | Round
| 116 | Cables and Wires | Low Voltage Cables | Single Core | H05V-K SIZE 0.75MM2 GREEN/YELLOW | 2302542 | PR9031011206 | PRYSMIAN | 0 | https://pim-kvc.soneparsea.com:3443/PictureServer/default.aspx/prysmian-PR9031011206_Image1.jpg?A097AD989F807182ACB5C6BEC5A49995BE72A4978B67636580768577826D8F7DBDA6BBAA83659AA4B7 | https://pim-kvc.soneparsea.com:3443/PictureServer/default.aspx/prysmian-h05v-k-series_Datasheet1.pdf?A097AD989F807182ACB5C6BEC5A49995BE72BC7587AD5D9F7DB8B9B7BB9CA39394A6C8A6C59F9599C47682B5B69D | H05V-K SIZE 0.75MM2 GREEN/YELLOW | It can be used in covered, dry places, in fixed plants, in distribution panels, on and under plaster as laid in conduit or on insulating support. | Nominal voltage U0 | 300V
| 116 | Cables and Wires | Low Voltage Cables | Single Core | H05V-K SIZE 0.75MM2 GREEN/YELLOW | 2302542 | PR9031011206 | PRYSMIAN | 0 | https://pim-kvc.soneparsea.com:3443/PictureServer/default.aspx/prysmian-PR9031011206_Image1.jpg?A097AD989F807182ACB5C6BEC5A49995BE72A4978B67636580768577826D8F7DBDA6BBAA83659AA4B7 | https://pim-kvc.soneparsea.com:3443/PictureServer/default.aspx/prysmian-h05v-k-series_Datasheet1.pdf?A097AD989F807182ACB5C6BEC5A49995BE72BC7587AD5D9F7DB8B9B7BB9CA39394A6C8A6C59F9599C47682B5B69D | H05V-K SIZE 0.75MM2 GREEN/YELLOW | It can be used in covered, dry places, in fixed plants, in distribution panels, on and under plaster as laid in conduit or on insulating support. | Nominal voltage U | 500V
| 116 | Cables and Wires | Low Voltage Cables | Single Core | H05V-K SIZE 0.75MM2 GREEN/YELLOW | 2302542 | PR9031011206 | PRYSMIAN | 0 | https://pim-kvc.soneparsea.com:3443/PictureServer/default.aspx/prysmian-PR9031011206_Image1.jpg?A097AD989F807182ACB5C6BEC5A49995BE72A4978B67636580768577826D8F7DBDA6BBAA83659AA4B7 | https://pim-kvc.soneparsea.com:3443/PictureServer/default.aspx/prysmian-h05v-k-series_Datasheet1.pdf?A097AD989F807182ACB5C6BEC5A49995BE72BC7587AD5D9F7DB8B9B7BB9CA39394A6C8A6C59F9599C47682B5B69D | H05V-K SIZE 0.75MM2 GREEN/YELLOW | It can be used in covered, dry places, in fixed plants, in distribution panels, on and under plaster as laid in conduit or on insulating support. | Shape of conductor | Round
| 117 | Cables and Wires | Low Voltage Cables | Single Core | H05V-K SIZE 0.75MM2 RED | 2302543 | PR9031011210 | PRYSMIAN | 0 | https://pim-kvc.soneparsea.com:3443/PictureServer/default.aspx/PRYSMIAN-PR9031011210_Image1.jpg?A097AD989F807182AC95A69EA58479759E72A4978B6763658076857783678F7DBDA6BBAA83659AA4B7 | https://pim-kvc.soneparsea.com:3443/PictureServer/default.aspx/prysmian-h05v-k-series_Datasheet1.pdf?A097AD989F807182ACB5C6BEC5A49995BE72BC7587AD5D9F7DB8B9B7BB9CA39394A6C8A6C59F9599C47682B5B69D | H05V-K SIZE 0.75MM2 RED | It can be used in covered, dry places, in fixed plants, in distribution panels, on and under plaster as laid in conduit or on insulating support. | Conductor material | Copper
| 117 | Cables and Wires | Low Voltage Cables | Single Core | H05V-K SIZE 0.75MM2 RED | 2302543 | PR9031011210 | PRYSMIAN | 0 | https://pim-kvc.soneparsea.com:3443/PictureServer/default.aspx/PRYSMIAN-PR9031011210_Image1.jpg?A097AD989F807182AC95A69EA58479759E72A4978B6763658076857783678F7DBDA6BBAA83659AA4B7 | https://pim-kvc.soneparsea.com:3443/PictureServer/default.aspx/prysmian-h05v-k-series_Datasheet1.pdf?A097AD989F807182ACB5C6BEC5A49995BE72BC7587AD5D9F7DB8B9B7BB9CA39394A6C8A6C59F9599C47682B5B69D | H05V-K SIZE 0.75MM2 RED | It can be used in covered, dry places, in fixed plants, in distribution panels, on and under plaster as laid in conduit or on insulating support. | Nominal cross section conductor | 0.75mm²
| 117 | Cables and Wires | Low Voltage Cables | Single Core | H05V-K SIZE 0.75MM2 RED | 2302543 | PR9031011210 | PRYSMIAN | 0 | https://pim-kvc.soneparsea.com:3443/PictureServer/default.aspx/PRYSMIAN-PR9031011210_Image1.jpg?A097AD989F807182AC95A69EA58479759E72A4978B6763658076857783678F7DBDA6BBAA83659AA4B7 | https://pim-kvc.soneparsea.com:3443/PictureServer/default.aspx/prysmian-h05v-k-series_Datasheet1.pdf?A097AD989F807182ACB5C6BEC5A49995BE72BC7587AD5D9F7DB8B9B7BB9CA39394A6C8A6C59F9599C47682B5B69D | H05V-K SIZE 0.75MM2 RED | It can be used in covered, dry places, in fixed plants, in distribution panels, on and under plaster as laid in conduit or on insulating support. | Conductor category | Class 5 = flexible
| 117 | Cables and Wires | Low Voltage Cables | Single Core | H05V-K SIZE 0.75MM2 RED | 2302543 | PR9031011210 | PRYSMIAN | 0 | https://pim-kvc.soneparsea.com:3443/PictureServer/default.aspx/PRYSMIAN-PR9031011210_Image1.jpg?A097AD989F807182AC95A69EA58479759E72A4978B6763658076857783678F7DBDA6BBAA83659AA4B7 | https://pim-kvc.soneparsea.com:3443/PictureServer/default.aspx/prysmian-h05v-k-series_Datasheet1.pdf?A097AD989F807182ACB5C6BEC5A49995BE72BC7587AD5D9F7DB8B9B7BB9CA39394A6C8A6C59F9599C47682B5B69D | H05V-K SIZE 0.75MM2 RED | It can be used in covered, dry places, in fixed plants, in distribution panels, on and under plaster as laid in conduit or on insulating support. | Number of cores | 1
| 117 | Cables and Wires | Low Voltage Cables | Single Core | H05V-K SIZE 0.75MM2 RED | 2302543 | PR9031011210 | PRYSMIAN | 0 | https://pim-kvc.soneparsea.com:3443/PictureServer/default.aspx/PRYSMIAN-PR9031011210_Image1.jpg?A097AD989F807182AC95A69EA58479759E72A4978B6763658076857783678F7DBDA6BBAA83659AA4B7 | https://pim-kvc.soneparsea.com:3443/PictureServer/default.aspx/prysmian-h05v-k-series_Datasheet1.pdf?A097AD989F807182ACB5C6BEC5A49995BE72BC7587AD5D9F7DB8B9B7BB9CA39394A6C8A6C59F9599C47682B5B69D | H05V-K SIZE 0.75MM2 RED | It can be used in covered, dry places, in fixed plants, in distribution panels, on and under plaster as laid in conduit or on insulating support. | Material outer sheath | Polyvinyl chloride (PVC)
| 117 | Cables and Wires | Low Voltage Cables | Single Core | H05V-K SIZE 0.75MM2 RED | 2302543 | PR9031011210 | PRYSMIAN | 0 | https://pim-kvc.soneparsea.com:3443/PictureServer/default.aspx/PRYSMIAN-PR9031011210_Image1.jpg?A097AD989F807182AC95A69EA58479759E72A4978B6763658076857783678F7DBDA6BBAA83659AA4B7 | https://pim-kvc.soneparsea.com:3443/PictureServer/default.aspx/prysmian-h05v-k-series_Datasheet1.pdf?A097AD989F807182ACB5C6BEC5A49995BE72BC7587AD5D9F7DB8B9B7BB9CA39394A6C8A6C59F9599C47682B5B69D | H05V-K SIZE 0.75MM2 RED | It can be used in covered, dry places, in fixed plants, in distribution panels, on and under plaster as laid in conduit or on insulating support. | Colour outer sheath | Red
| 117 | Cables and Wires | Low Voltage Cables | Single Core | H05V-K SIZE 0.75MM2 RED | 2302543 | PR9031011210 | PRYSMIAN | 0 | https://pim-kvc.soneparsea.com:3443/PictureServer/default.aspx/PRYSMIAN-PR9031011210_Image1.jpg?A097AD989F807182AC95A69EA58479759E72A4978B6763658076857783678F7DBDA6BBAA83659AA4B7 | https://pim-kvc.soneparsea.com:3443/PictureServer/default.aspx/prysmian-h05v-k-series_Datasheet1.pdf?A097AD989F807182ACB5C6BEC5A49995BE72BC7587AD5D9F7DB8B9B7BB9CA39394A6C8A6C59F9599C47682B5B69D | H05V-K SIZE 0.75MM2 RED | It can be used in covered, dry places, in fixed plants, in distribution panels, on and under plaster as laid in conduit or on insulating support. | Cable geometry | Round
| 117 | Cables and Wires | Low Voltage Cables | Single Core | H05V-K SIZE 0.75MM2 RED | 2302543 | PR9031011210 | PRYSMIAN | 0 | https://pim-kvc.soneparsea.com:3443/PictureServer/default.aspx/PRYSMIAN-PR9031011210_Image1.jpg?A097AD989F807182AC95A69EA58479759E72A4978B6763658076857783678F7DBDA6BBAA83659AA4B7 | https://pim-kvc.soneparsea.com:3443/PictureServer/default.aspx/prysmian-h05v-k-series_Datasheet1.pdf?A097AD989F807182ACB5C6BEC5A49995BE72BC7587AD5D9F7DB8B9B7BB9CA39394A6C8A6C59F9599C47682B5B69D | H05V-K SIZE 0.75MM2 RED | It can be used in covered, dry places, in fixed plants, in distribution panels, on and under plaster as laid in conduit or on insulating support. | Nominal voltage U0 | 300V
| 117 | Cables and Wires | Low Voltage Cables | Single Core | H05V-K SIZE 0.75MM2 RED | 2302543 | PR9031011210 | PRYSMIAN | 0 | https://pim-kvc.soneparsea.com:3443/PictureServer/default.aspx/PRYSMIAN-PR9031011210_Image1.jpg?A097AD989F807182AC95A69EA58479759E72A4978B6763658076857783678F7DBDA6BBAA83659AA4B7 | https://pim-kvc.soneparsea.com:3443/PictureServer/default.aspx/prysmian-h05v-k-series_Datasheet1.pdf?A097AD989F807182ACB5C6BEC5A49995BE72BC7587AD5D9F7DB8B9B7BB9CA39394A6C8A6C59F9599C47682B5B69D | H05V-K SIZE 0.75MM2 RED | It can be used in covered, dry places, in fixed plants, in distribution panels, on and under plaster as laid in conduit or on insulating support. | Nominal voltage U | 500V
| 117 | Cables and Wires | Low Voltage Cables | Single Core | H05V-K SIZE 0.75MM2 RED | 2302543 | PR9031011210 | PRYSMIAN | 0 | https://pim-kvc.soneparsea.com:3443/PictureServer/default.aspx/PRYSMIAN-PR9031011210_Image1.jpg?A097AD989F807182AC95A69EA58479759E72A4978B6763658076857783678F7DBDA6BBAA83659AA4B7 | https://pim-kvc.soneparsea.com:3443/PictureServer/default.aspx/prysmian-h05v-k-series_Datasheet1.pdf?A097AD989F807182ACB5C6BEC5A49995BE72BC7587AD5D9F7DB8B9B7BB9CA39394A6C8A6C59F9599C47682B5B69D | H05V-K SIZE 0.75MM2 RED | It can be used in covered, dry places, in fixed plants, in distribution panels, on and under plaster as laid in conduit or on insulating support. | Shape of conductor | Round
| 118 | Cables and Wires | Low Voltage Cables | Single Core | H05V-K SIZE 0.75MM2 WHITE | 2302544 | PR9031011214 | PRYSMIAN | 0 | https://pim-kvc.soneparsea.com:3443/PictureServer/default.aspx/PRYSMIAN-PR9031011214_Image1.jpg?A097AD989F807182AC95A69EA58479759E72A4978B67636580768577836B8F7DBDA6BBAA83659AA4B7 | https://pim-kvc.soneparsea.com:3443/PictureServer/default.aspx/prysmian-h05v-k-series_Datasheet1.pdf?A097AD989F807182ACB5C6BEC5A49995BE72BC7587AD5D9F7DB8B9B7BB9CA39394A6C8A6C59F9599C47682B5B69D | H05V-K SIZE 0.75MM2 WHITE | It can be used in covered, dry places, in fixed plants, in distribution panels, on and under plaster as laid in conduit or on insulating support. | Conductor material | Copper
| 118 | Cables and Wires | Low Voltage Cables | Single Core | H05V-K SIZE 0.75MM2 WHITE | 2302544 | PR9031011214 | PRYSMIAN | 0 | https://pim-kvc.soneparsea.com:3443/PictureServer/default.aspx/PRYSMIAN-PR9031011214_Image1.jpg?A097AD989F807182AC95A69EA58479759E72A4978B67636580768577836B8F7DBDA6BBAA83659AA4B7 | https://pim-kvc.soneparsea.com:3443/PictureServer/default.aspx/prysmian-h05v-k-series_Datasheet1.pdf?A097AD989F807182ACB5C6BEC5A49995BE72BC7587AD5D9F7DB8B9B7BB9CA39394A6C8A6C59F9599C47682B5B69D | H05V-K SIZE 0.75MM2 WHITE | It can be used in covered, dry places, in fixed plants, in distribution panels, on and under plaster as laid in conduit or on insulating support. | Nominal cross section conductor | 0.75mm²
| 118 | Cables and Wires | Low Voltage Cables | Single Core | H05V-K SIZE 0.75MM2 WHITE | 2302544 | PR9031011214 | PRYSMIAN | 0 | https://pim-kvc.soneparsea.com:3443/PictureServer/default.aspx/PRYSMIAN-PR9031011214_Image1.jpg?A097AD989F807182AC95A69EA58479759E72A4978B67636580768577836B8F7DBDA6BBAA83659AA4B7 | https://pim-kvc.soneparsea.com:3443/PictureServer/default.aspx/prysmian-h05v-k-series_Datasheet1.pdf?A097AD989F807182ACB5C6BEC5A49995BE72BC7587AD5D9F7DB8B9B7BB9CA39394A6C8A6C59F9599C47682B5B69D | H05V-K SIZE 0.75MM2 WHITE | It can be used in covered, dry places, in fixed plants, in distribution panels, on and under plaster as laid in conduit or on insulating support. | Conductor category | Class 5 = flexible
| 118 | Cables and Wires | Low Voltage Cables | Single Core | H05V-K SIZE 0.75MM2 WHITE | 2302544 | PR9031011214 | PRYSMIAN | 0 | https://pim-kvc.soneparsea.com:3443/PictureServer/default.aspx/PRYSMIAN-PR9031011214_Image1.jpg?A097AD989F807182AC95A69EA58479759E72A4978B67636580768577836B8F7DBDA6BBAA83659AA4B7 | https://pim-kvc.soneparsea.com:3443/PictureServer/default.aspx/prysmian-h05v-k-series_Datasheet1.pdf?A097AD989F807182ACB5C6BEC5A49995BE72BC7587AD5D9F7DB8B9B7BB9CA39394A6C8A6C59F9599C47682B5B69D | H05V-K SIZE 0.75MM2 WHITE | It can be used in covered, dry places, in fixed plants, in distribution panels, on and under plaster as laid in conduit or on insulating support. | Number of cores | 1
| 118 | Cables and Wires | Low Voltage Cables | Single Core | H05V-K SIZE 0.75MM2 WHITE | 2302544 | PR9031011214 | PRYSMIAN | 0 | https://pim-kvc.soneparsea.com:3443/PictureServer/default.aspx/PRYSMIAN-PR9031011214_Image1.jpg?A097AD989F807182AC95A69EA58479759E72A4978B67636580768577836B8F7DBDA6BBAA83659AA4B7 | https://pim-kvc.soneparsea.com:3443/PictureServer/default.aspx/prysmian-h05v-k-series_Datasheet1.pdf?A097AD989F807182ACB5C6BEC5A49995BE72BC7587AD5D9F7DB8B9B7BB9CA39394A6C8A6C59F9599C47682B5B69D | H05V-K SIZE 0.75MM2 WHITE | It can be used in covered, dry places, in fixed plants, in distribution panels, on and under plaster as laid in conduit or on insulating support. | Material outer sheath | Polyvinyl chloride (PVC)
| 118 | Cables and Wires | Low Voltage Cables | Single Core | H05V-K SIZE 0.75MM2 WHITE | 2302544 | PR9031011214 | PRYSMIAN | 0 | https://pim-kvc.soneparsea.com:3443/PictureServer/default.aspx/PRYSMIAN-PR9031011214_Image1.jpg?A097AD989F807182AC95A69EA58479759E72A4978B67636580768577836B8F7DBDA6BBAA83659AA4B7 | https://pim-kvc.soneparsea.com:3443/PictureServer/default.aspx/prysmian-h05v-k-series_Datasheet1.pdf?A097AD989F807182ACB5C6BEC5A49995BE72BC7587AD5D9F7DB8B9B7BB9CA39394A6C8A6C59F9599C47682B5B69D | H05V-K SIZE 0.75MM2 WHITE | It can be used in covered, dry places, in fixed plants, in distribution panels, on and under plaster as laid in conduit or on insulating support. | Colour outer sheath | White
| 118 | Cables and Wires | Low Voltage Cables | Single Core | H05V-K SIZE 0.75MM2 WHITE | 2302544 | PR9031011214 | PRYSMIAN | 0 | https://pim-kvc.soneparsea.com:3443/PictureServer/default.aspx/PRYSMIAN-PR9031011214_Image1.jpg?A097AD989F807182AC95A69EA58479759E72A4978B67636580768577836B8F7DBDA6BBAA83659AA4B7 | https://pim-kvc.soneparsea.com:3443/PictureServer/default.aspx/prysmian-h05v-k-series_Datasheet1.pdf?A097AD989F807182ACB5C6BEC5A49995BE72BC7587AD5D9F7DB8B9B7BB9CA39394A6C8A6C59F9599C47682B5B69D | H05V-K SIZE 0.75MM2 WHITE | It can be used in covered, dry places, in fixed plants, in distribution panels, on and under plaster as laid in conduit or on insulating support. | Cable geometry | Round
| 118 | Cables and Wires | Low Voltage Cables | Single Core | H05V-K SIZE 0.75MM2 WHITE | 2302544 | PR9031011214 | PRYSMIAN | 0 | https://pim-kvc.soneparsea.com:3443/PictureServer/default.aspx/PRYSMIAN-PR9031011214_Image1.jpg?A097AD989F807182AC95A69EA58479759E72A4978B67636580768577836B8F7DBDA6BBAA83659AA4B7 | https://pim-kvc.soneparsea.com:3443/PictureServer/default.aspx/prysmian-h05v-k-series_Datasheet1.pdf?A097AD989F807182ACB5C6BEC5A49995BE72BC7587AD5D9F7DB8B9B7BB9CA39394A6C8A6C59F9599C47682B5B69D | H05V-K SIZE 0.75MM2 WHITE | It can be used in covered, dry places, in fixed plants, in distribution panels, on and under plaster as laid in conduit or on insulating support. | Nominal voltage U0 | 300V
| 118 | Cables and Wires | Low Voltage Cables | Single Core | H05V-K SIZE 0.75MM2 WHITE | 2302544 | PR9031011214 | PRYSMIAN | 0 | https://pim-kvc.soneparsea.com:3443/PictureServer/default.aspx/PRYSMIAN-PR9031011214_Image1.jpg?A097AD989F807182AC95A69EA58479759E72A4978B67636580768577836B8F7DBDA6BBAA83659AA4B7 | https://pim-kvc.soneparsea.com:3443/PictureServer/default.aspx/prysmian-h05v-k-series_Datasheet1.pdf?A097AD989F807182ACB5C6BEC5A49995BE72BC7587AD5D9F7DB8B9B7BB9CA39394A6C8A6C59F9599C47682B5B69D | H05V-K SIZE 0.75MM2 WHITE | It can be used in covered, dry places, in fixed plants, in distribution panels, on and under plaster as laid in conduit or on insulating support. | Nominal voltage U | 500V
| 118 | Cables and Wires | Low Voltage Cables | Single Core | H05V-K SIZE 0.75MM2 WHITE | 2302544 | PR9031011214 | PRYSMIAN | 0 | https://pim-kvc.soneparsea.com:3443/PictureServer/default.aspx/PRYSMIAN-PR9031011214_Image1.jpg?A097AD989F807182AC95A69EA58479759E72A4978B67636580768577836B8F7DBDA6BBAA83659AA4B7 | https://pim-kvc.soneparsea.com:3443/PictureServer/default.aspx/prysmian-h05v-k-series_Datasheet1.pdf?A097AD989F807182ACB5C6BEC5A49995BE72BC7587AD5D9F7DB8B9B7BB9CA39394A6C8A6C59F9599C47682B5B69D | H05V-K SIZE 0.75MM2 WHITE | It can be used in covered, dry places, in fixed plants, in distribution panels, on and under plaster as laid in conduit or on insulating support. | Shape of conductor | Round
| 119 | Cables and Wires | Low Voltage Cables | Single Core | H05V-K SIZE 0.75MM2 YELLOW | 2302545 | PR9031011215 | PRYSMIAN | 0 | https://pim-kvc.soneparsea.com:3443/PictureServer/default.aspx/PRYSMIAN-PR9031011215_Image1.jpg?A097AD989F807182AC95A69EA58479759E72A4978B67636580768577836C8F7DBDA6BBAA83659AA4B7 | https://pim-kvc.soneparsea.com:3443/PictureServer/default.aspx/prysmian-h05v-k-series_Datasheet1.pdf?A097AD989F807182ACB5C6BEC5A49995BE72BC7587AD5D9F7DB8B9B7BB9CA39394A6C8A6C59F9599C47682B5B69D | H05V-K SIZE 0.75MM2 YELLOW | It can be used in covered, dry places, in fixed plants, in distribution panels, on and under plaster as laid in conduit or on insulating support. | Conductor material | Copper
| 119 | Cables and Wires | Low Voltage Cables | Single Core | H05V-K SIZE 0.75MM2 YELLOW | 2302545 | PR9031011215 | PRYSMIAN | 0 | https://pim-kvc.soneparsea.com:3443/PictureServer/default.aspx/PRYSMIAN-PR9031011215_Image1.jpg?A097AD989F807182AC95A69EA58479759E72A4978B67636580768577836C8F7DBDA6BBAA83659AA4B7 | https://pim-kvc.soneparsea.com:3443/PictureServer/default.aspx/prysmian-h05v-k-series_Datasheet1.pdf?A097AD989F807182ACB5C6BEC5A49995BE72BC7587AD5D9F7DB8B9B7BB9CA39394A6C8A6C59F9599C47682B5B69D | H05V-K SIZE 0.75MM2 YELLOW | It can be used in covered, dry places, in fixed plants, in distribution panels, on and under plaster as laid in conduit or on insulating support. | Nominal cross section conductor | 0.75mm²
| 119 | Cables and Wires | Low Voltage Cables | Single Core | H05V-K SIZE 0.75MM2 YELLOW | 2302545 | PR9031011215 | PRYSMIAN | 0 | https://pim-kvc.soneparsea.com:3443/PictureServer/default.aspx/PRYSMIAN-PR9031011215_Image1.jpg?A097AD989F807182AC95A69EA58479759E72A4978B67636580768577836C8F7DBDA6BBAA83659AA4B7 | https://pim-kvc.soneparsea.com:3443/PictureServer/default.aspx/prysmian-h05v-k-series_Datasheet1.pdf?A097AD989F807182ACB5C6BEC5A49995BE72BC7587AD5D9F7DB8B9B7BB9CA39394A6C8A6C59F9599C47682B5B69D | H05V-K SIZE 0.75MM2 YELLOW | It can be used in covered, dry places, in fixed plants, in distribution panels, on and under plaster as laid in conduit or on insulating support. | Conductor category | Class 5 = flexible
| 119 | Cables and Wires | Low Voltage Cables | Single Core | H05V-K SIZE 0.75MM2 YELLOW | 2302545 | PR9031011215 | PRYSMIAN | 0 | https://pim-kvc.soneparsea.com:3443/PictureServer/default.aspx/PRYSMIAN-PR9031011215_Image1.jpg?A097AD989F807182AC95A69EA58479759E72A4978B67636580768577836C8F7DBDA6BBAA83659AA4B7 | https://pim-kvc.soneparsea.com:3443/PictureServer/default.aspx/prysmian-h05v-k-series_Datasheet1.pdf?A097AD989F807182ACB5C6BEC5A49995BE72BC7587AD5D9F7DB8B9B7BB9CA39394A6C8A6C59F9599C47682B5B69D | H05V-K SIZE 0.75MM2 YELLOW | It can be used in covered, dry places, in fixed plants, in distribution panels, on and under plaster as laid in conduit or on insulating support. | Number of cores | 1
| 119 | Cables and Wires | Low Voltage Cables | Single Core | H05V-K SIZE 0.75MM2 YELLOW | 2302545 | PR9031011215 | PRYSMIAN | 0 | https://pim-kvc.soneparsea.com:3443/PictureServer/default.aspx/PRYSMIAN-PR9031011215_Image1.jpg?A097AD989F807182AC95A69EA58479759E72A4978B67636580768577836C8F7DBDA6BBAA83659AA4B7 | https://pim-kvc.soneparsea.com:3443/PictureServer/default.aspx/prysmian-h05v-k-series_Datasheet1.pdf?A097AD989F807182ACB5C6BEC5A49995BE72BC7587AD5D9F7DB8B9B7BB9CA39394A6C8A6C59F9599C47682B5B69D | H05V-K SIZE 0.75MM2 YELLOW | It can be used in covered, dry places, in fixed plants, in distribution panels, on and under plaster as laid in conduit or on insulating support. | Material outer sheath | Polyvinyl chloride (PVC)
| 119 | Cables and Wires | Low Voltage Cables | Single Core | H05V-K SIZE 0.75MM2 YELLOW | 2302545 | PR9031011215 | PRYSMIAN | 0 | https://pim-kvc.soneparsea.com:3443/PictureServer/default.aspx/PRYSMIAN-PR9031011215_Image1.jpg?A097AD989F807182AC95A69EA58479759E72A4978B67636580768577836C8F7DBDA6BBAA83659AA4B7 | https://pim-kvc.soneparsea.com:3443/PictureServer/default.aspx/prysmian-h05v-k-series_Datasheet1.pdf?A097AD989F807182ACB5C6BEC5A49995BE72BC7587AD5D9F7DB8B9B7BB9CA39394A6C8A6C59F9599C47682B5B69D | H05V-K SIZE 0.75MM2 YELLOW | It can be used in covered, dry places, in fixed plants, in distribution panels, on and under plaster as laid in conduit or on insulating support. | Colour outer sheath | Yellow
| 119 | Cables and Wires | Low Voltage Cables | Single Core | H05V-K SIZE 0.75MM2 YELLOW | 2302545 | PR9031011215 | PRYSMIAN | 0 | https://pim-kvc.soneparsea.com:3443/PictureServer/default.aspx/PRYSMIAN-PR9031011215_Image1.jpg?A097AD989F807182AC95A69EA58479759E72A4978B67636580768577836C8F7DBDA6BBAA83659AA4B7 | https://pim-kvc.soneparsea.com:3443/PictureServer/default.aspx/prysmian-h05v-k-series_Datasheet1.pdf?A097AD989F807182ACB5C6BEC5A49995BE72BC7587AD5D9F7DB8B9B7BB9CA39394A6C8A6C59F9599C47682B5B69D | H05V-K SIZE 0.75MM2 YELLOW | It can be used in covered, dry places, in fixed plants, in distribution panels, on and under plaster as laid in conduit or on insulating support. | Cable geometry | Round
| 119 | Cables and Wires | Low Voltage Cables | Single Core | H05V-K SIZE 0.75MM2 YELLOW | 2302545 | PR9031011215 | PRYSMIAN | 0 | https://pim-kvc.soneparsea.com:3443/PictureServer/default.aspx/PRYSMIAN-PR9031011215_Image1.jpg?A097AD989F807182AC95A69EA58479759E72A4978B67636580768577836C8F7DBDA6BBAA83659AA4B7 | https://pim-kvc.soneparsea.com:3443/PictureServer/default.aspx/prysmian-h05v-k-series_Datasheet1.pdf?A097AD989F807182ACB5C6BEC5A49995BE72BC7587AD5D9F7DB8B9B7BB9CA39394A6C8A6C59F9599C47682B5B69D | H05V-K SIZE 0.75MM2 YELLOW | It can be used in covered, dry places, in fixed plants, in distribution panels, on and under plaster as laid in conduit or on insulating support. | Nominal voltage U0 | 300V
| 119 | Cables and Wires | Low Voltage Cables | Single Core | H05V-K SIZE 0.75MM2 YELLOW | 2302545 | PR9031011215 | PRYSMIAN | 0 | https://pim-kvc.soneparsea.com:3443/PictureServer/default.aspx/PRYSMIAN-PR9031011215_Image1.jpg?A097AD989F807182AC95A69EA58479759E72A4978B67636580768577836C8F7DBDA6BBAA83659AA4B7 | https://pim-kvc.soneparsea.com:3443/PictureServer/default.aspx/prysmian-h05v-k-series_Datasheet1.pdf?A097AD989F807182ACB5C6BEC5A49995BE72BC7587AD5D9F7DB8B9B7BB9CA39394A6C8A6C59F9599C47682B5B69D | H05V-K SIZE 0.75MM2 YELLOW | It can be used in covered, dry places, in fixed plants, in distribution panels, on and under plaster as laid in conduit or on insulating support. | Nominal voltage U | 500V
| 119 | Cables and Wires | Low Voltage Cables | Single Core | H05V-K SIZE 0.75MM2 YELLOW | 2302545 | PR9031011215 | PRYSMIAN | 0 | https://pim-kvc.soneparsea.com:3443/PictureServer/default.aspx/PRYSMIAN-PR9031011215_Image1.jpg?A097AD989F807182AC95A69EA58479759E72A4978B67636580768577836C8F7DBDA6BBAA83659AA4B7 | https://pim-kvc.soneparsea.com:3443/PictureServer/default.aspx/prysmian-h05v-k-series_Datasheet1.pdf?A097AD989F807182ACB5C6BEC5A49995BE72BC7587AD5D9F7DB8B9B7BB9CA39394A6C8A6C59F9599C47682B5B69D | H05V-K SIZE 0.75MM2 YELLOW | It can be used in covered, dry places, in fixed plants, in distribution panels, on and under plaster as laid in conduit or on insulating support. | Shape of conductor | Round
| 120 | Cables and Wires | Low Voltage Cables | Single Core | H05V-K SIZE 1.0MM2 BLACK | 2302546 | PR9031011401 | PRYSMIAN | 0 | https://pim-kvc.soneparsea.com:3443/PictureServer/default.aspx/PRYSMIAN-PR9031011401_Image1.jpg?A097AD989F807182AC95A69EA58479759E72A4978B6763658076857982688F7DBDA6BBAA83659AA4B7 | https://pim-kvc.soneparsea.com:3443/PictureServer/default.aspx/prysmian-h05v-k-series_Datasheet1.pdf?A097AD989F807182ACB5C6BEC5A49995BE72BC7587AD5D9F7DB8B9B7BB9CA39394A6C8A6C59F9599C47682B5B69D | H05V-K SIZE 1.0MM2 BLACK | It can be used in covered, dry places, in fixed plants, in distribution panels, on and under plaster as laid in conduit or on insulating support. | Conductor material | Copper
| 120 | Cables and Wires | Low Voltage Cables | Single Core | H05V-K SIZE 1.0MM2 BLACK | 2302546 | PR9031011401 | PRYSMIAN | 0 | https://pim-kvc.soneparsea.com:3443/PictureServer/default.aspx/PRYSMIAN-PR9031011401_Image1.jpg?A097AD989F807182AC95A69EA58479759E72A4978B6763658076857982688F7DBDA6BBAA83659AA4B7 | https://pim-kvc.soneparsea.com:3443/PictureServer/default.aspx/prysmian-h05v-k-series_Datasheet1.pdf?A097AD989F807182ACB5C6BEC5A49995BE72BC7587AD5D9F7DB8B9B7BB9CA39394A6C8A6C59F9599C47682B5B69D | H05V-K SIZE 1.0MM2 BLACK | It can be used in covered, dry places, in fixed plants, in distribution panels, on and under plaster as laid in conduit or on insulating support. | Nominal cross section conductor | 1mm²
| 120 | Cables and Wires | Low Voltage Cables | Single Core | H05V-K SIZE 1.0MM2 BLACK | 2302546 | PR9031011401 | PRYSMIAN | 0 | https://pim-kvc.soneparsea.com:3443/PictureServer/default.aspx/PRYSMIAN-PR9031011401_Image1.jpg?A097AD989F807182AC95A69EA58479759E72A4978B6763658076857982688F7DBDA6BBAA83659AA4B7 | https://pim-kvc.soneparsea.com:3443/PictureServer/default.aspx/prysmian-h05v-k-series_Datasheet1.pdf?A097AD989F807182ACB5C6BEC5A49995BE72BC7587AD5D9F7DB8B9B7BB9CA39394A6C8A6C59F9599C47682B5B69D | H05V-K SIZE 1.0MM2 BLACK | It can be used in covered, dry places, in fixed plants, in distribution panels, on and under plaster as laid in conduit or on insulating support. | Conductor category | Class 5 = flexible
| 120 | Cables and Wires | Low Voltage Cables | Single Core | H05V-K SIZE 1.0MM2 BLACK | 2302546 | PR9031011401 | PRYSMIAN | 0 | https://pim-kvc.soneparsea.com:3443/PictureServer/default.aspx/PRYSMIAN-PR9031011401_Image1.jpg?A097AD989F807182AC95A69EA58479759E72A4978B6763658076857982688F7DBDA6BBAA83659AA4B7 | https://pim-kvc.soneparsea.com:3443/PictureServer/default.aspx/prysmian-h05v-k-series_Datasheet1.pdf?A097AD989F807182ACB5C6BEC5A49995BE72BC7587AD5D9F7DB8B9B7BB9CA39394A6C8A6C59F9599C47682B5B69D | H05V-K SIZE 1.0MM2 BLACK | It can be used in covered, dry places, in fixed plants, in distribution panels, on and under plaster as laid in conduit or on insulating support. | Number of cores | 1
| 120 | Cables and Wires | Low Voltage Cables | Single Core | H05V-K SIZE 1.0MM2 BLACK | 2302546 | PR9031011401 | PRYSMIAN | 0 | https://pim-kvc.soneparsea.com:3443/PictureServer/default.aspx/PRYSMIAN-PR9031011401_Image1.jpg?A097AD989F807182AC95A69EA58479759E72A4978B6763658076857982688F7DBDA6BBAA83659AA4B7 | https://pim-kvc.soneparsea.com:3443/PictureServer/default.aspx/prysmian-h05v-k-series_Datasheet1.pdf?A097AD989F807182ACB5C6BEC5A49995BE72BC7587AD5D9F7DB8B9B7BB9CA39394A6C8A6C59F9599C47682B5B69D | H05V-K SIZE 1.0MM2 BLACK | It can be used in covered, dry places, in fixed plants, in distribution panels, on and under plaster as laid in conduit or on insulating support. | Material outer sheath | Polyvinyl chloride (PVC)
| 120 | Cables and Wires | Low Voltage Cables | Single Core | H05V-K SIZE 1.0MM2 BLACK | 2302546 | PR9031011401 | PRYSMIAN | 0 | https://pim-kvc.soneparsea.com:3443/PictureServer/default.aspx/PRYSMIAN-PR9031011401_Image1.jpg?A097AD989F807182AC95A69EA58479759E72A4978B6763658076857982688F7DBDA6BBAA83659AA4B7 | https://pim-kvc.soneparsea.com:3443/PictureServer/default.aspx/prysmian-h05v-k-series_Datasheet1.pdf?A097AD989F807182ACB5C6BEC5A49995BE72BC7587AD5D9F7DB8B9B7BB9CA39394A6C8A6C59F9599C47682B5B69D | H05V-K SIZE 1.0MM2 BLACK | It can be used in covered, dry places, in fixed plants, in distribution panels, on and under plaster as laid in conduit or on insulating support. | Colour outer sheath | Black
| 120 | Cables and Wires | Low Voltage Cables | Single Core | H05V-K SIZE 1.0MM2 BLACK | 2302546 | PR9031011401 | PRYSMIAN | 0 | https://pim-kvc.soneparsea.com:3443/PictureServer/default.aspx/PRYSMIAN-PR9031011401_Image1.jpg?A097AD989F807182AC95A69EA58479759E72A4978B6763658076857982688F7DBDA6BBAA83659AA4B7 | https://pim-kvc.soneparsea.com:3443/PictureServer/default.aspx/prysmian-h05v-k-series_Datasheet1.pdf?A097AD989F807182ACB5C6BEC5A49995BE72BC7587AD5D9F7DB8B9B7BB9CA39394A6C8A6C59F9599C47682B5B69D | H05V-K SIZE 1.0MM2 BLACK | It can be used in covered, dry places, in fixed plants, in distribution panels, on and under plaster as laid in conduit or on insulating support. | Cable geometry | Round
| 120 | Cables and Wires | Low Voltage Cables | Single Core | H05V-K SIZE 1.0MM2 BLACK | 2302546 | PR9031011401 | PRYSMIAN | 0 | https://pim-kvc.soneparsea.com:3443/PictureServer/default.aspx/PRYSMIAN-PR9031011401_Image1.jpg?A097AD989F807182AC95A69EA58479759E72A4978B6763658076857982688F7DBDA6BBAA83659AA4B7 | https://pim-kvc.soneparsea.com:3443/PictureServer/default.aspx/prysmian-h05v-k-series_Datasheet1.pdf?A097AD989F807182ACB5C6BEC5A49995BE72BC7587AD5D9F7DB8B9B7BB9CA39394A6C8A6C59F9599C47682B5B69D | H05V-K SIZE 1.0MM2 BLACK | It can be used in covered, dry places, in fixed plants, in distribution panels, on and under plaster as laid in conduit or on insulating support. | Nominal voltage U0 | 300V
| 120 | Cables and Wires | Low Voltage Cables | Single Core | H05V-K SIZE 1.0MM2 BLACK | 2302546 | PR9031011401 | PRYSMIAN | 0 | https://pim-kvc.soneparsea.com:3443/PictureServer/default.aspx/PRYSMIAN-PR9031011401_Image1.jpg?A097AD989F807182AC95A69EA58479759E72A4978B6763658076857982688F7DBDA6BBAA83659AA4B7 | https://pim-kvc.soneparsea.com:3443/PictureServer/default.aspx/prysmian-h05v-k-series_Datasheet1.pdf?A097AD989F807182ACB5C6BEC5A49995BE72BC7587AD5D9F7DB8B9B7BB9CA39394A6C8A6C59F9599C47682B5B69D | H05V-K SIZE 1.0MM2 BLACK | It can be used in covered, dry places, in fixed plants, in distribution panels, on and under plaster as laid in conduit or on insulating support. | Nominal voltage U | 500V
| 120 | Cables and Wires | Low Voltage Cables | Single Core | H05V-K SIZE 1.0MM2 BLACK | 2302546 | PR9031011401 | PRYSMIAN | 0 | https://pim-kvc.soneparsea.com:3443/PictureServer/default.aspx/PRYSMIAN-PR9031011401_Image1.jpg?A097AD989F807182AC95A69EA58479759E72A4978B6763658076857982688F7DBDA6BBAA83659AA4B7 | https://pim-kvc.soneparsea.com:3443/PictureServer/default.aspx/prysmian-h05v-k-series_Datasheet1.pdf?A097AD989F807182ACB5C6BEC5A49995BE72BC7587AD5D9F7DB8B9B7BB9CA39394A6C8A6C59F9599C47682B5B69D | H05V-K SIZE 1.0MM2 BLACK | It can be used in covered, dry places, in fixed plants, in distribution panels, on and under plaster as laid in conduit or on insulating support. | Shape of conductor | Round
| 121 | Cables and Wires | Low Voltage Cables | Single Core | H05V-K SIZE 1.0MM² LIGHT BLUE | 2302547 | PR9031011402 | PRYSMIAN | 0 | https://pim-kvc.soneparsea.com:3443/PictureServer/default.aspx/PRYSMIAN-PR9031011402_Image1.jpg?A097AD989F807182AC95A69EA58479759E72A4978B6763658076857982698F7DBDA6BBAA83659AA4B7 | https://pim-kvc.soneparsea.com:3443/PictureServer/default.aspx/prysmian-h05v-k-series_Datasheet1.pdf?A097AD989F807182ACB5C6BEC5A49995BE72BC7587AD5D9F7DB8B9B7BB9CA39394A6C8A6C59F9599C47682B5B69D | H05V-K SIZE 1.0MM² LIGHT BLUE | It can be used in covered, dry places, in fixed plants, in distribution panels, on and under plaster as laid in conduit or on insulating support. | Conductor material | Copper
| 121 | Cables and Wires | Low Voltage Cables | Single Core | H05V-K SIZE 1.0MM² LIGHT BLUE | 2302547 | PR9031011402 | PRYSMIAN | 0 | https://pim-kvc.soneparsea.com:3443/PictureServer/default.aspx/PRYSMIAN-PR9031011402_Image1.jpg?A097AD989F807182AC95A69EA58479759E72A4978B6763658076857982698F7DBDA6BBAA83659AA4B7 | https://pim-kvc.soneparsea.com:3443/PictureServer/default.aspx/prysmian-h05v-k-series_Datasheet1.pdf?A097AD989F807182ACB5C6BEC5A49995BE72BC7587AD5D9F7DB8B9B7BB9CA39394A6C8A6C59F9599C47682B5B69D | H05V-K SIZE 1.0MM² LIGHT BLUE | It can be used in covered, dry places, in fixed plants, in distribution panels, on and under plaster as laid in conduit or on insulating support. | Nominal cross section conductor | 1mm²
| 121 | Cables and Wires | Low Voltage Cables | Single Core | H05V-K SIZE 1.0MM² LIGHT BLUE | 2302547 | PR9031011402 | PRYSMIAN | 0 | https://pim-kvc.soneparsea.com:3443/PictureServer/default.aspx/PRYSMIAN-PR9031011402_Image1.jpg?A097AD989F807182AC95A69EA58479759E72A4978B6763658076857982698F7DBDA6BBAA83659AA4B7 | https://pim-kvc.soneparsea.com:3443/PictureServer/default.aspx/prysmian-h05v-k-series_Datasheet1.pdf?A097AD989F807182ACB5C6BEC5A49995BE72BC7587AD5D9F7DB8B9B7BB9CA39394A6C8A6C59F9599C47682B5B69D | H05V-K SIZE 1.0MM² LIGHT BLUE | It can be used in covered, dry places, in fixed plants, in distribution panels, on and under plaster as laid in conduit or on insulating support. | Conductor category | Class 5 = flexible
| 121 | Cables and Wires | Low Voltage Cables | Single Core | H05V-K SIZE 1.0MM² LIGHT BLUE | 2302547 | PR9031011402 | PRYSMIAN | 0 | https://pim-kvc.soneparsea.com:3443/PictureServer/default.aspx/PRYSMIAN-PR9031011402_Image1.jpg?A097AD989F807182AC95A69EA58479759E72A4978B6763658076857982698F7DBDA6BBAA83659AA4B7 | https://pim-kvc.soneparsea.com:3443/PictureServer/default.aspx/prysmian-h05v-k-series_Datasheet1.pdf?A097AD989F807182ACB5C6BEC5A49995BE72BC7587AD5D9F7DB8B9B7BB9CA39394A6C8A6C59F9599C47682B5B69D | H05V-K SIZE 1.0MM² LIGHT BLUE | It can be used in covered, dry places, in fixed plants, in distribution panels, on and under plaster as laid in conduit or on insulating support. | Number of cores | 1
| 121 | Cables and Wires | Low Voltage Cables | Single Core | H05V-K SIZE 1.0MM² LIGHT BLUE | 2302547 | PR9031011402 | PRYSMIAN | 0 | https://pim-kvc.soneparsea.com:3443/PictureServer/default.aspx/PRYSMIAN-PR9031011402_Image1.jpg?A097AD989F807182AC95A69EA58479759E72A4978B6763658076857982698F7DBDA6BBAA83659AA4B7 | https://pim-kvc.soneparsea.com:3443/PictureServer/default.aspx/prysmian-h05v-k-series_Datasheet1.pdf?A097AD989F807182ACB5C6BEC5A49995BE72BC7587AD5D9F7DB8B9B7BB9CA39394A6C8A6C59F9599C47682B5B69D | H05V-K SIZE 1.0MM² LIGHT BLUE | It can be used in covered, dry places, in fixed plants, in distribution panels, on and under plaster as laid in conduit or on insulating support. | Material outer sheath | Polyvinyl chloride (PVC)
| 121 | Cables and Wires | Low Voltage Cables | Single Core | H05V-K SIZE 1.0MM² LIGHT BLUE | 2302547 | PR9031011402 | PRYSMIAN | 0 | https://pim-kvc.soneparsea.com:3443/PictureServer/default.aspx/PRYSMIAN-PR9031011402_Image1.jpg?A097AD989F807182AC95A69EA58479759E72A4978B6763658076857982698F7DBDA6BBAA83659AA4B7 | https://pim-kvc.soneparsea.com:3443/PictureServer/default.aspx/prysmian-h05v-k-series_Datasheet1.pdf?A097AD989F807182ACB5C6BEC5A49995BE72BC7587AD5D9F7DB8B9B7BB9CA39394A6C8A6C59F9599C47682B5B69D | H05V-K SIZE 1.0MM² LIGHT BLUE | It can be used in covered, dry places, in fixed plants, in distribution panels, on and under plaster as laid in conduit or on insulating support. | Colour outer sheath | Blue
| 121 | Cables and Wires | Low Voltage Cables | Single Core | H05V-K SIZE 1.0MM² LIGHT BLUE | 2302547 | PR9031011402 | PRYSMIAN | 0 | https://pim-kvc.soneparsea.com:3443/PictureServer/default.aspx/PRYSMIAN-PR9031011402_Image1.jpg?A097AD989F807182AC95A69EA58479759E72A4978B6763658076857982698F7DBDA6BBAA83659AA4B7 | https://pim-kvc.soneparsea.com:3443/PictureServer/default.aspx/prysmian-h05v-k-series_Datasheet1.pdf?A097AD989F807182ACB5C6BEC5A49995BE72BC7587AD5D9F7DB8B9B7BB9CA39394A6C8A6C59F9599C47682B5B69D | H05V-K SIZE 1.0MM² LIGHT BLUE | It can be used in covered, dry places, in fixed plants, in distribution panels, on and under plaster as laid in conduit or on insulating support. | Cable geometry | Round
| 121 | Cables and Wires | Low Voltage Cables | Single Core | H05V-K SIZE 1.0MM² LIGHT BLUE | 2302547 | PR9031011402 | PRYSMIAN | 0 | https://pim-kvc.soneparsea.com:3443/PictureServer/default.aspx/PRYSMIAN-PR9031011402_Image1.jpg?A097AD989F807182AC95A69EA58479759E72A4978B6763658076857982698F7DBDA6BBAA83659AA4B7 | https://pim-kvc.soneparsea.com:3443/PictureServer/default.aspx/prysmian-h05v-k-series_Datasheet1.pdf?A097AD989F807182ACB5C6BEC5A49995BE72BC7587AD5D9F7DB8B9B7BB9CA39394A6C8A6C59F9599C47682B5B69D | H05V-K SIZE 1.0MM² LIGHT BLUE | It can be used in covered, dry places, in fixed plants, in distribution panels, on and under plaster as laid in conduit or on insulating support. | Nominal voltage U0 | 300V
| 121 | Cables and Wires | Low Voltage Cables | Single Core | H05V-K SIZE 1.0MM² LIGHT BLUE | 2302547 | PR9031011402 | PRYSMIAN | 0 | https://pim-kvc.soneparsea.com:3443/PictureServer/default.aspx/PRYSMIAN-PR9031011402_Image1.jpg?A097AD989F807182AC95A69EA58479759E72A4978B6763658076857982698F7DBDA6BBAA83659AA4B7 | https://pim-kvc.soneparsea.com:3443/PictureServer/default.aspx/prysmian-h05v-k-series_Datasheet1.pdf?A097AD989F807182ACB5C6BEC5A49995BE72BC7587AD5D9F7DB8B9B7BB9CA39394A6C8A6C59F9599C47682B5B69D | H05V-K SIZE 1.0MM² LIGHT BLUE | It can be used in covered, dry places, in fixed plants, in distribution panels, on and under plaster as laid in conduit or on insulating support. | Nominal voltage U | 500V
| 121 | Cables and Wires | Low Voltage Cables | Single Core | H05V-K SIZE 1.0MM² LIGHT BLUE | 2302547 | PR9031011402 | PRYSMIAN | 0 | https://pim-kvc.soneparsea.com:3443/PictureServer/default.aspx/PRYSMIAN-PR9031011402_Image1.jpg?A097AD989F807182AC95A69EA58479759E72A4978B6763658076857982698F7DBDA6BBAA83659AA4B7 | https://pim-kvc.soneparsea.com:3443/PictureServer/default.aspx/prysmian-h05v-k-series_Datasheet1.pdf?A097AD989F807182ACB5C6BEC5A49995BE72BC7587AD5D9F7DB8B9B7BB9CA39394A6C8A6C59F9599C47682B5B69D | H05V-K SIZE 1.0MM² LIGHT BLUE | It can be used in covered, dry places, in fixed plants, in distribution panels, on and under plaster as laid in conduit or on insulating support. | Shape of conductor | Round