## AutomationControl>Contactors
ImportTicket-xlsx-zsx22ii8k1q&Tx | ลำดับ | รายละเอียดสินค้า
|  | ชื่อหมวดหมู่ชั้นที่ 1 | ชื่อหมวดหมู่ชั้นที่ 2 | ชื่อหมวดหมู่ชั้นที่ 3 | ชื่อสินค้า | รหัสสินค้า | MPN | Brand | ราคาสินค้า | Picture | Datasheet | รายละเอียดย่อ | รายละเอียดเต็ม | หัวข้อฟีเจอร์ | รายละเอียดฟีเจอร์
Example > | 0 | Product Category 1 | Product Sub 1 | Product Sub-sec 1 | Example Product | P0001 | N/A | Brand 1 | 100000 | https://soneparthailand.com/th/_content_images/product/A4BF5596-06F7-632A-0C7B-5BEB6E7DB749.jpg | https://www.quotewerks.com/download/printlayouts/Samples/QuotationSample_A.pdf | เอ๋เวิลด์ เปราะบางโลโก้มอนสเตอร์รากหญ้าพูล เชอร์รี่ไฮเปอร์ตรวจสอบรันเวย์ฟลอร์ เซรามิก | สเปกแอ็กชั่น มหภาคเทรดคอร์ปมหาอุปราชาเฉิ่ม แป๋วมาร์เก็ตเดบิตแมนชั่น โกลด์วีซ่าเซอร์วิส เฟิร์มสไปเดอร์ ออร์เดอร์เช็ก ฮันนีมูนแชมป์กระดี๊กระด๊ารีวิวดยุค ฟินิกซ์ตื้บสมาพันธ์ซัพพลายเออร์โรแมนติก หลวงปู่บู๊ฮาลาลแซ็กโซโฟน ป๋าแอสเตอร์แดรี่ภคันทลาพาธ บอกซ์เยนโหลนเมคอัพ รูบิก จูเนียร์ไอติมเคลียร์ฟลุทมอคคา ทอม แฟกซ์รวมมิตรฟอยล์ แซนด์วิชลอร์ดสคริปต์ยากูซ่า สแล็กผ้าห่มรีสอร์ตแดรี่ สเตย์ธรรมา เที่ยงคืนแอปเปิ้ล คำสาปแคมปัสท็อปบูต สัมนาศิลปากรพาร์บ๊วยอมาตยาธิปไตย แจ๊สไงจัมโบ้ดั๊มพ์ วิว เกจิเคลียร์ ว้อดก้ามั้งคอมพ์ แหม็บโยเกิร์ตซัมเมอร์ ป่าไม้นิวละติน เทคโนแครตเวิร์กช็อปฮาราคีรี แคนยอนแกรนด์ โปรเจ็กต์ เต๊ะแบคโฮเหี่ยวย่นละอ่อนคาปูชิโน วันเวย์ ครูเสดแตงโมฟีเวอร์เจ๊คอลเล็กชั่น ดั๊มพ์วิลเลจกับดัก ชัตเตอร์โบว์ ออเดอร์แชมป์ อุปทานมาร์จินฮิบรูโทรโข่ง จูน แดรี่โยโย่ บุ๋น เอ็นเตอร์เทนดีพาร์ทเมนต์ลีเมอร์ สต็อกเซาท์ มายาคติโกเต็กซ์ไวอากร้าลิมูซีน ออร์เดอร์โมเดิร์นวอล์กร็อคไฮไลต์ ซีเนียร์ริกเตอร์สมาพันธ์ เจ๊วาฟเฟิลฟลุกฮิตคัตเอาต์ คูลเลอร์ยากูซ่า ราสเบอร์รีไฟแนนซ์แคนู ยาวี แม่ค้าชีสเซี้ยว อิกัวนาแมมโบ้ ซีเรียสกุมภาพันธ์ ซัพพลายเออร์ฟลุท เป่ายิ้งฉุบโลโก้หลวงพี่ กีวีตุ๊กตุ๊กเซ็กส์อาร์ติสต์ อริยสงฆ์บาบูนไฮไลท์ซาร์ดีน เมเปิลปาสกาลแรงใจ ปาร์ตี้มาร์กเซนเซอร์แคมเปญ เบอร์รีแพทยสภาวาฟเฟิลแบคโฮแมกกาซีน ชีสสังโฆวิน เซ่นไหว้จิ๊กโก๋กฤษณ์บูติคจอหงวน โคโยตีจังโก้บัลลาสต์คอลเล็กชั่น โปรเจ็ครีเสิร์ช แชมเปญ โปรโมเตอร์แกรนด์สตรอว์เบอร์รีแพกเกจ จีดีพีคลาสสิกแทคติค ฮัมซามูไรเคอร์ฟิวแมชชีน เทเลกราฟแอปเปิ้ลวิลล์ แฟรนไชส์ต่อยอดรีสอร์ต ออร์เดอร์ฟอยล์อ่อนด้อยช็อป รันเวย์ชีสแจ็กพอตอาว์มาราธอน ไตรมาสจอหงวน รอยัลตี้เมจิคชัตเตอร์ ชาร์จแมชีนก๋ากั่นเซฟตี้ ง่าวแมคเคอเรล หม่านโถวโยเกิร์ต แช่แข็งอันตรกิริยา แจ็กพ็อตมะกันล็อบบี้ซิมแผดเผา คาร์ดีพาร์ตเมนต์บลูเบอร์รีโคโยตี้เครป ฮันนีมูนเจลรวมมิตรเซี้ยว | Feature Name 1 | This is feature detail.
| 1 | Automation and Control | Contactors | Miniature Contactors | TESYS D CONTACTOR 4P(2NO+2NC) AC-1 440V 125A 110VDC COIL | 2008442 | LP1D80008FD | SCHNEIDER ELECTRIC | 0 | https://pim-kvc.soneparsea.com:3443/PictureServer/default.aspx/SCHNEIDER-LP1D80008FD.jpg?81788B76AE8A737C9E8A9D8997895D80A076987D8267606C968982AFC29E | https://pim-kvc.soneparsea.com:3443/PictureServer/default.aspx/SCHNEIDER-LP1D80008FD.pdf?81788B76AE8A737C9E8A9D8997895D80A076987D8267606C968982B5B69D | TESYS D CONTACTOR 4P(2NO+2NC)AC-1 440V 125A 110VDC COIL | Take control of integration. In addition to its new look, the TeSys D contactor offers you quick simple setup, while maintaining a compact size of 45 and 55 mm (40 to 65 A) as well as compliance with international standards. From 40 to 65 A versions are equiped with EverLink, this new patented terminal technology, assures a permanent tightening quality even in the event of conductor creep. Applications: Industry, infrastructure, building, etc. TeSys D contactors have been designed for perfect integration in control systems. They can be used to create motor starters for any type of application. | Rated control supply voltage Us at AC 50HZ | 0...0V
| 2 | Automation and Control | Contactors | Miniature Contactors | TESYS D CONTACTOR 4P(2NO+2NC) AC-1 440V 125A 110VDC COIL | 2008442 | LP1D80008FD | SCHNEIDER ELECTRIC | 0 | https://pim-kvc.soneparsea.com:3443/PictureServer/default.aspx/SCHNEIDER-LP1D80008FD.jpg?81788B76AE8A737C9E8A9D8997895D80A076987D8267606C968982AFC29E | https://pim-kvc.soneparsea.com:3443/PictureServer/default.aspx/SCHNEIDER-LP1D80008FD.pdf?81788B76AE8A737C9E8A9D8997895D80A076987D8267606C968982B5B69D | TESYS D CONTACTOR 4P(2NO+2NC)AC-1 440V 125A 110VDC COIL | Take control of integration. In addition to its new look, the TeSys D contactor offers you quick simple setup, while maintaining a compact size of 45 and 55 mm (40 to 65 A) as well as compliance with international standards. From 40 to 65 A versions are equiped with EverLink, this new patented terminal technology, assures a permanent tightening quality even in the event of conductor creep. Applications: Industry, infrastructure, building, etc. TeSys D contactors have been designed for perfect integration in control systems. They can be used to create motor starters for any type of application. | Rated control supply voltage Us at AC 60HZ | 0...0V
| 3 | Automation and Control | Contactors | Miniature Contactors | TESYS D CONTACTOR 4P(2NO+2NC) AC-1 440V 125A 110VDC COIL | 2008442 | LP1D80008FD | SCHNEIDER ELECTRIC | 0 | https://pim-kvc.soneparsea.com:3443/PictureServer/default.aspx/SCHNEIDER-LP1D80008FD.jpg?81788B76AE8A737C9E8A9D8997895D80A076987D8267606C968982AFC29E | https://pim-kvc.soneparsea.com:3443/PictureServer/default.aspx/SCHNEIDER-LP1D80008FD.pdf?81788B76AE8A737C9E8A9D8997895D80A076987D8267606C968982B5B69D | TESYS D CONTACTOR 4P(2NO+2NC)AC-1 440V 125A 110VDC COIL | Take control of integration. In addition to its new look, the TeSys D contactor offers you quick simple setup, while maintaining a compact size of 45 and 55 mm (40 to 65 A) as well as compliance with international standards. From 40 to 65 A versions are equiped with EverLink, this new patented terminal technology, assures a permanent tightening quality even in the event of conductor creep. Applications: Industry, infrastructure, building, etc. TeSys D contactors have been designed for perfect integration in control systems. They can be used to create motor starters for any type of application. | Rated control supply voltage Us at DC | 110...110V
| 4 | Automation and Control | Contactors | Miniature Contactors | TESYS D CONTACTOR 4P(2NO+2NC) AC-1 440V 125A 110VDC COIL | 2008442 | LP1D80008FD | SCHNEIDER ELECTRIC | 0 | https://pim-kvc.soneparsea.com:3443/PictureServer/default.aspx/SCHNEIDER-LP1D80008FD.jpg?81788B76AE8A737C9E8A9D8997895D80A076987D8267606C968982AFC29E | https://pim-kvc.soneparsea.com:3443/PictureServer/default.aspx/SCHNEIDER-LP1D80008FD.pdf?81788B76AE8A737C9E8A9D8997895D80A076987D8267606C968982B5B69D | TESYS D CONTACTOR 4P(2NO+2NC)AC-1 440V 125A 110VDC COIL | Take control of integration. In addition to its new look, the TeSys D contactor offers you quick simple setup, while maintaining a compact size of 45 and 55 mm (40 to 65 A) as well as compliance with international standards. From 40 to 65 A versions are equiped with EverLink, this new patented terminal technology, assures a permanent tightening quality even in the event of conductor creep. Applications: Industry, infrastructure, building, etc. TeSys D contactors have been designed for perfect integration in control systems. They can be used to create motor starters for any type of application. | Voltage type for actuating | DC
| 5 | Automation and Control | Contactors | Miniature Contactors | TESYS D CONTACTOR 4P(2NO+2NC) AC-1 440V 125A 110VDC COIL | 2008442 | LP1D80008FD | SCHNEIDER ELECTRIC | 0 | https://pim-kvc.soneparsea.com:3443/PictureServer/default.aspx/SCHNEIDER-LP1D80008FD.jpg?81788B76AE8A737C9E8A9D8997895D80A076987D8267606C968982AFC29E | https://pim-kvc.soneparsea.com:3443/PictureServer/default.aspx/SCHNEIDER-LP1D80008FD.pdf?81788B76AE8A737C9E8A9D8997895D80A076987D8267606C968982B5B69D | TESYS D CONTACTOR 4P(2NO+2NC)AC-1 440V 125A 110VDC COIL | Take control of integration. In addition to its new look, the TeSys D contactor offers you quick simple setup, while maintaining a compact size of 45 and 55 mm (40 to 65 A) as well as compliance with international standards. From 40 to 65 A versions are equiped with EverLink, this new patented terminal technology, assures a permanent tightening quality even in the event of conductor creep. Applications: Industry, infrastructure, building, etc. TeSys D contactors have been designed for perfect integration in control systems. They can be used to create motor starters for any type of application. | Rated operation current Ie at AC-1, 400 V | 125A
| 6 | Automation and Control | Contactors | Miniature Contactors | TESYS D CONTACTOR 4P(2NO+2NC) AC-1 440V 125A 110VDC COIL | 2008442 | LP1D80008FD | SCHNEIDER ELECTRIC | 0 | https://pim-kvc.soneparsea.com:3443/PictureServer/default.aspx/SCHNEIDER-LP1D80008FD.jpg?81788B76AE8A737C9E8A9D8997895D80A076987D8267606C968982AFC29E | https://pim-kvc.soneparsea.com:3443/PictureServer/default.aspx/SCHNEIDER-LP1D80008FD.pdf?81788B76AE8A737C9E8A9D8997895D80A076987D8267606C968982B5B69D | TESYS D CONTACTOR 4P(2NO+2NC)AC-1 440V 125A 110VDC COIL | Take control of integration. In addition to its new look, the TeSys D contactor offers you quick simple setup, while maintaining a compact size of 45 and 55 mm (40 to 65 A) as well as compliance with international standards. From 40 to 65 A versions are equiped with EverLink, this new patented terminal technology, assures a permanent tightening quality even in the event of conductor creep. Applications: Industry, infrastructure, building, etc. TeSys D contactors have been designed for perfect integration in control systems. They can be used to create motor starters for any type of application. | Rated operation current Ie at AC-3, 400 V | 0A
| 7 | Automation and Control | Contactors | Miniature Contactors | TESYS D CONTACTOR 4P(2NO+2NC) AC-1 440V 125A 110VDC COIL | 2008442 | LP1D80008FD | SCHNEIDER ELECTRIC | 0 | https://pim-kvc.soneparsea.com:3443/PictureServer/default.aspx/SCHNEIDER-LP1D80008FD.jpg?81788B76AE8A737C9E8A9D8997895D80A076987D8267606C968982AFC29E | https://pim-kvc.soneparsea.com:3443/PictureServer/default.aspx/SCHNEIDER-LP1D80008FD.pdf?81788B76AE8A737C9E8A9D8997895D80A076987D8267606C968982B5B69D | TESYS D CONTACTOR 4P(2NO+2NC)AC-1 440V 125A 110VDC COIL | Take control of integration. In addition to its new look, the TeSys D contactor offers you quick simple setup, while maintaining a compact size of 45 and 55 mm (40 to 65 A) as well as compliance with international standards. From 40 to 65 A versions are equiped with EverLink, this new patented terminal technology, assures a permanent tightening quality even in the event of conductor creep. Applications: Industry, infrastructure, building, etc. TeSys D contactors have been designed for perfect integration in control systems. They can be used to create motor starters for any type of application. | Rated operation power at AC-3, 400 V | 0kW
| 8 | Automation and Control | Contactors | Miniature Contactors | TESYS D CONTACTOR 4P(2NO+2NC) AC-1 440V 125A 110VDC COIL | 2008442 | LP1D80008FD | SCHNEIDER ELECTRIC | 0 | https://pim-kvc.soneparsea.com:3443/PictureServer/default.aspx/SCHNEIDER-LP1D80008FD.jpg?81788B76AE8A737C9E8A9D8997895D80A076987D8267606C968982AFC29E | https://pim-kvc.soneparsea.com:3443/PictureServer/default.aspx/SCHNEIDER-LP1D80008FD.pdf?81788B76AE8A737C9E8A9D8997895D80A076987D8267606C968982B5B69D | TESYS D CONTACTOR 4P(2NO+2NC)AC-1 440V 125A 110VDC COIL | Take control of integration. In addition to its new look, the TeSys D contactor offers you quick simple setup, while maintaining a compact size of 45 and 55 mm (40 to 65 A) as well as compliance with international standards. From 40 to 65 A versions are equiped with EverLink, this new patented terminal technology, assures a permanent tightening quality even in the event of conductor creep. Applications: Industry, infrastructure, building, etc. TeSys D contactors have been designed for perfect integration in control systems. They can be used to create motor starters for any type of application. | Rated operation current Ie at AC-4, 400 V | 0A
| 9 | Automation and Control | Contactors | Miniature Contactors | TESYS D CONTACTOR 4P(2NO+2NC) AC-1 440V 125A 110VDC COIL | 2008442 | LP1D80008FD | SCHNEIDER ELECTRIC | 0 | https://pim-kvc.soneparsea.com:3443/PictureServer/default.aspx/SCHNEIDER-LP1D80008FD.jpg?81788B76AE8A737C9E8A9D8997895D80A076987D8267606C968982AFC29E | https://pim-kvc.soneparsea.com:3443/PictureServer/default.aspx/SCHNEIDER-LP1D80008FD.pdf?81788B76AE8A737C9E8A9D8997895D80A076987D8267606C968982B5B69D | TESYS D CONTACTOR 4P(2NO+2NC)AC-1 440V 125A 110VDC COIL | Take control of integration. In addition to its new look, the TeSys D contactor offers you quick simple setup, while maintaining a compact size of 45 and 55 mm (40 to 65 A) as well as compliance with international standards. From 40 to 65 A versions are equiped with EverLink, this new patented terminal technology, assures a permanent tightening quality even in the event of conductor creep. Applications: Industry, infrastructure, building, etc. TeSys D contactors have been designed for perfect integration in control systems. They can be used to create motor starters for any type of application. | Rated operation power at AC-4, 400 V | 0kW
| 10 | Automation and Control | Contactors | Miniature Contactors | TESYS D CONTACTOR 4P(2NO+2NC) AC-1 440V 125A 110VDC COIL | 2008442 | LP1D80008FD | SCHNEIDER ELECTRIC | 0 | https://pim-kvc.soneparsea.com:3443/PictureServer/default.aspx/SCHNEIDER-LP1D80008FD.jpg?81788B76AE8A737C9E8A9D8997895D80A076987D8267606C968982AFC29E | https://pim-kvc.soneparsea.com:3443/PictureServer/default.aspx/SCHNEIDER-LP1D80008FD.pdf?81788B76AE8A737C9E8A9D8997895D80A076987D8267606C968982B5B69D | TESYS D CONTACTOR 4P(2NO+2NC)AC-1 440V 125A 110VDC COIL | Take control of integration. In addition to its new look, the TeSys D contactor offers you quick simple setup, while maintaining a compact size of 45 and 55 mm (40 to 65 A) as well as compliance with international standards. From 40 to 65 A versions are equiped with EverLink, this new patented terminal technology, assures a permanent tightening quality even in the event of conductor creep. Applications: Industry, infrastructure, building, etc. TeSys D contactors have been designed for perfect integration in control systems. They can be used to create motor starters for any type of application. | Modular version | no
| 11 | Automation and Control | Contactors | Miniature Contactors | TESYS D CONTACTOR 4P(2NO+2NC) AC-1 440V 125A 110VDC COIL | 2008442 | LP1D80008FD | SCHNEIDER ELECTRIC | 0 | https://pim-kvc.soneparsea.com:3443/PictureServer/default.aspx/SCHNEIDER-LP1D80008FD.jpg?81788B76AE8A737C9E8A9D8997895D80A076987D8267606C968982AFC29E | https://pim-kvc.soneparsea.com:3443/PictureServer/default.aspx/SCHNEIDER-LP1D80008FD.pdf?81788B76AE8A737C9E8A9D8997895D80A076987D8267606C968982B5B69D | TESYS D CONTACTOR 4P(2NO+2NC)AC-1 440V 125A 110VDC COIL | Take control of integration. In addition to its new look, the TeSys D contactor offers you quick simple setup, while maintaining a compact size of 45 and 55 mm (40 to 65 A) as well as compliance with international standards. From 40 to 65 A versions are equiped with EverLink, this new patented terminal technology, assures a permanent tightening quality even in the event of conductor creep. Applications: Industry, infrastructure, building, etc. TeSys D contactors have been designed for perfect integration in control systems. They can be used to create motor starters for any type of application. | Number of auxiliary contacts as normally open contact | 0
| 12 | Automation and Control | Contactors | Miniature Contactors | TESYS D CONTACTOR 4P(2NO+2NC) AC-1 440V 125A 110VDC COIL | 2008442 | LP1D80008FD | SCHNEIDER ELECTRIC | 0 | https://pim-kvc.soneparsea.com:3443/PictureServer/default.aspx/SCHNEIDER-LP1D80008FD.jpg?81788B76AE8A737C9E8A9D8997895D80A076987D8267606C968982AFC29E | https://pim-kvc.soneparsea.com:3443/PictureServer/default.aspx/SCHNEIDER-LP1D80008FD.pdf?81788B76AE8A737C9E8A9D8997895D80A076987D8267606C968982B5B69D | TESYS D CONTACTOR 4P(2NO+2NC)AC-1 440V 125A 110VDC COIL | Take control of integration. In addition to its new look, the TeSys D contactor offers you quick simple setup, while maintaining a compact size of 45 and 55 mm (40 to 65 A) as well as compliance with international standards. From 40 to 65 A versions are equiped with EverLink, this new patented terminal technology, assures a permanent tightening quality even in the event of conductor creep. Applications: Industry, infrastructure, building, etc. TeSys D contactors have been designed for perfect integration in control systems. They can be used to create motor starters for any type of application. | Number of auxiliary contacts as normally closed contact | 0
| 13 | Automation and Control | Contactors | Miniature Contactors | TESYS D CONTACTOR 4P(2NO+2NC) AC-1 440V 125A 110VDC COIL | 2008442 | LP1D80008FD | SCHNEIDER ELECTRIC | 0 | https://pim-kvc.soneparsea.com:3443/PictureServer/default.aspx/SCHNEIDER-LP1D80008FD.jpg?81788B76AE8A737C9E8A9D8997895D80A076987D8267606C968982AFC29E | https://pim-kvc.soneparsea.com:3443/PictureServer/default.aspx/SCHNEIDER-LP1D80008FD.pdf?81788B76AE8A737C9E8A9D8997895D80A076987D8267606C968982B5B69D | TESYS D CONTACTOR 4P(2NO+2NC)AC-1 440V 125A 110VDC COIL | Take control of integration. In addition to its new look, the TeSys D contactor offers you quick simple setup, while maintaining a compact size of 45 and 55 mm (40 to 65 A) as well as compliance with international standards. From 40 to 65 A versions are equiped with EverLink, this new patented terminal technology, assures a permanent tightening quality even in the event of conductor creep. Applications: Industry, infrastructure, building, etc. TeSys D contactors have been designed for perfect integration in control systems. They can be used to create motor starters for any type of application. | Type of electrical connection of main circuit | Screw connection
| 14 | Automation and Control | Contactors | Miniature Contactors | TESYS D CONTACTOR 4P(2NO+2NC) AC-1 440V 125A 110VDC COIL | 2008442 | LP1D80008FD | SCHNEIDER ELECTRIC | 0 | https://pim-kvc.soneparsea.com:3443/PictureServer/default.aspx/SCHNEIDER-LP1D80008FD.jpg?81788B76AE8A737C9E8A9D8997895D80A076987D8267606C968982AFC29E | https://pim-kvc.soneparsea.com:3443/PictureServer/default.aspx/SCHNEIDER-LP1D80008FD.pdf?81788B76AE8A737C9E8A9D8997895D80A076987D8267606C968982B5B69D | TESYS D CONTACTOR 4P(2NO+2NC)AC-1 440V 125A 110VDC COIL | Take control of integration. In addition to its new look, the TeSys D contactor offers you quick simple setup, while maintaining a compact size of 45 and 55 mm (40 to 65 A) as well as compliance with international standards. From 40 to 65 A versions are equiped with EverLink, this new patented terminal technology, assures a permanent tightening quality even in the event of conductor creep. Applications: Industry, infrastructure, building, etc. TeSys D contactors have been designed for perfect integration in control systems. They can be used to create motor starters for any type of application. | Number of normally closed contacts as main contact | 2
| 15 | Automation and Control | Contactors | Miniature Contactors | TESYS D CONTACTOR 4P(2NO+2NC) AC-1 440V 125A 110VDC COIL | 2008442 | LP1D80008FD | SCHNEIDER ELECTRIC | 0 | https://pim-kvc.soneparsea.com:3443/PictureServer/default.aspx/SCHNEIDER-LP1D80008FD.jpg?81788B76AE8A737C9E8A9D8997895D80A076987D8267606C968982AFC29E | https://pim-kvc.soneparsea.com:3443/PictureServer/default.aspx/SCHNEIDER-LP1D80008FD.pdf?81788B76AE8A737C9E8A9D8997895D80A076987D8267606C968982B5B69D | TESYS D CONTACTOR 4P(2NO+2NC)AC-1 440V 125A 110VDC COIL | Take control of integration. In addition to its new look, the TeSys D contactor offers you quick simple setup, while maintaining a compact size of 45 and 55 mm (40 to 65 A) as well as compliance with international standards. From 40 to 65 A versions are equiped with EverLink, this new patented terminal technology, assures a permanent tightening quality even in the event of conductor creep. Applications: Industry, infrastructure, building, etc. TeSys D contactors have been designed for perfect integration in control systems. They can be used to create motor starters for any type of application. | Number of normally open contacts as main contact | 2
| 16 | Automation and Control | Contactors | Miniature Contactors | 100-C IEC CONTACTOR 9A 110V 50HZ/120V 60HZ 0NO 1NC | 2009213 | 100-C09D01 | ALLEN-BRADLEY | 0 | https://pim-kvc.soneparsea.com:3443/PictureServer/default.aspx/allen-bradley-100-c_Large.jpg?87A1B5B1BE9C9E61B2B7B5A9BE9CA96181758472B5967C95C2ACB973BCA797 | https://pim-kvc.soneparsea.com:3443/PictureServer/default.aspx/allen-bradley-100-c.pdf?87A1B5B1BE9C9E61B2B7B5A9BE9CA96181758472B565A098B6 | 100-C IEC CONTACTOR, SCREW TERMINALS, LINE SIDE, 9A, 0 N.O. 1 N.C. AUXILIARY CONTACT CONFIGURATION, SINGLE PACK | The Bulletin 100-C offers space-saving design in a standard contactor, and the Bulletin 100-D has flexibility with an integrated PLC interface. Bulletin 100-G contactor family provides an essential expansion to the Bulletin 100 contactor range through 1200 A (AC3) and 1350 A (AC1). | Rated control supply voltage Us at AC 50HZ | 110...110V
| 17 | Automation and Control | Contactors | Miniature Contactors | 100-C IEC CONTACTOR 9A 110V 50HZ/120V 60HZ 0NO 1NC | 2009213 | 100-C09D01 | ALLEN-BRADLEY | 0 | https://pim-kvc.soneparsea.com:3443/PictureServer/default.aspx/allen-bradley-100-c_Large.jpg?87A1B5B1BE9C9E61B2B7B5A9BE9CA96181758472B5967C95C2ACB973BCA797 | https://pim-kvc.soneparsea.com:3443/PictureServer/default.aspx/allen-bradley-100-c.pdf?87A1B5B1BE9C9E61B2B7B5A9BE9CA96181758472B565A098B6 | 100-C IEC CONTACTOR, SCREW TERMINALS, LINE SIDE, 9A, 0 N.O. 1 N.C. AUXILIARY CONTACT CONFIGURATION, SINGLE PACK | The Bulletin 100-C offers space-saving design in a standard contactor, and the Bulletin 100-D has flexibility with an integrated PLC interface. Bulletin 100-G contactor family provides an essential expansion to the Bulletin 100 contactor range through 1200 A (AC3) and 1350 A (AC1). | Rated control supply voltage Us at AC 60HZ | 120...120V
| 18 | Automation and Control | Contactors | Miniature Contactors | 100-C IEC CONTACTOR 9A 110V 50HZ/120V 60HZ 0NO 1NC | 2009213 | 100-C09D01 | ALLEN-BRADLEY | 0 | https://pim-kvc.soneparsea.com:3443/PictureServer/default.aspx/allen-bradley-100-c_Large.jpg?87A1B5B1BE9C9E61B2B7B5A9BE9CA96181758472B5967C95C2ACB973BCA797 | https://pim-kvc.soneparsea.com:3443/PictureServer/default.aspx/allen-bradley-100-c.pdf?87A1B5B1BE9C9E61B2B7B5A9BE9CA96181758472B565A098B6 | 100-C IEC CONTACTOR, SCREW TERMINALS, LINE SIDE, 9A, 0 N.O. 1 N.C. AUXILIARY CONTACT CONFIGURATION, SINGLE PACK | The Bulletin 100-C offers space-saving design in a standard contactor, and the Bulletin 100-D has flexibility with an integrated PLC interface. Bulletin 100-G contactor family provides an essential expansion to the Bulletin 100 contactor range through 1200 A (AC3) and 1350 A (AC1). | Voltage type for actuating | AC
| 19 | Automation and Control | Contactors | Miniature Contactors | 100-C IEC CONTACTOR 9A 110V 50HZ/120V 60HZ 0NO 1NC | 2009213 | 100-C09D01 | ALLEN-BRADLEY | 0 | https://pim-kvc.soneparsea.com:3443/PictureServer/default.aspx/allen-bradley-100-c_Large.jpg?87A1B5B1BE9C9E61B2B7B5A9BE9CA96181758472B5967C95C2ACB973BCA797 | https://pim-kvc.soneparsea.com:3443/PictureServer/default.aspx/allen-bradley-100-c.pdf?87A1B5B1BE9C9E61B2B7B5A9BE9CA96181758472B565A098B6 | 100-C IEC CONTACTOR, SCREW TERMINALS, LINE SIDE, 9A, 0 N.O. 1 N.C. AUXILIARY CONTACT CONFIGURATION, SINGLE PACK | The Bulletin 100-C offers space-saving design in a standard contactor, and the Bulletin 100-D has flexibility with an integrated PLC interface. Bulletin 100-G contactor family provides an essential expansion to the Bulletin 100 contactor range through 1200 A (AC3) and 1350 A (AC1). | Rated operation current Ie at AC-1, 400 V | 32A
| 20 | Automation and Control | Contactors | Miniature Contactors | 100-C IEC CONTACTOR 9A 110V 50HZ/120V 60HZ 0NO 1NC | 2009213 | 100-C09D01 | ALLEN-BRADLEY | 0 | https://pim-kvc.soneparsea.com:3443/PictureServer/default.aspx/allen-bradley-100-c_Large.jpg?87A1B5B1BE9C9E61B2B7B5A9BE9CA96181758472B5967C95C2ACB973BCA797 | https://pim-kvc.soneparsea.com:3443/PictureServer/default.aspx/allen-bradley-100-c.pdf?87A1B5B1BE9C9E61B2B7B5A9BE9CA96181758472B565A098B6 | 100-C IEC CONTACTOR, SCREW TERMINALS, LINE SIDE, 9A, 0 N.O. 1 N.C. AUXILIARY CONTACT CONFIGURATION, SINGLE PACK | The Bulletin 100-C offers space-saving design in a standard contactor, and the Bulletin 100-D has flexibility with an integrated PLC interface. Bulletin 100-G contactor family provides an essential expansion to the Bulletin 100 contactor range through 1200 A (AC3) and 1350 A (AC1). | Rated operation current Ie at AC-3, 400 V | 9A
| 21 | Automation and Control | Contactors | Miniature Contactors | 100-C IEC CONTACTOR 9A 110V 50HZ/120V 60HZ 0NO 1NC | 2009213 | 100-C09D01 | ALLEN-BRADLEY | 0 | https://pim-kvc.soneparsea.com:3443/PictureServer/default.aspx/allen-bradley-100-c_Large.jpg?87A1B5B1BE9C9E61B2B7B5A9BE9CA96181758472B5967C95C2ACB973BCA797 | https://pim-kvc.soneparsea.com:3443/PictureServer/default.aspx/allen-bradley-100-c.pdf?87A1B5B1BE9C9E61B2B7B5A9BE9CA96181758472B565A098B6 | 100-C IEC CONTACTOR, SCREW TERMINALS, LINE SIDE, 9A, 0 N.O. 1 N.C. AUXILIARY CONTACT CONFIGURATION, SINGLE PACK | The Bulletin 100-C offers space-saving design in a standard contactor, and the Bulletin 100-D has flexibility with an integrated PLC interface. Bulletin 100-G contactor family provides an essential expansion to the Bulletin 100 contactor range through 1200 A (AC3) and 1350 A (AC1). | Rated operation power at AC-3, 400 V | 4kW
| 22 | Automation and Control | Contactors | Miniature Contactors | 100-C IEC CONTACTOR 9A 110V 50HZ/120V 60HZ 0NO 1NC | 2009213 | 100-C09D01 | ALLEN-BRADLEY | 0 | https://pim-kvc.soneparsea.com:3443/PictureServer/default.aspx/allen-bradley-100-c_Large.jpg?87A1B5B1BE9C9E61B2B7B5A9BE9CA96181758472B5967C95C2ACB973BCA797 | https://pim-kvc.soneparsea.com:3443/PictureServer/default.aspx/allen-bradley-100-c.pdf?87A1B5B1BE9C9E61B2B7B5A9BE9CA96181758472B565A098B6 | 100-C IEC CONTACTOR, SCREW TERMINALS, LINE SIDE, 9A, 0 N.O. 1 N.C. AUXILIARY CONTACT CONFIGURATION, SINGLE PACK | The Bulletin 100-C offers space-saving design in a standard contactor, and the Bulletin 100-D has flexibility with an integrated PLC interface. Bulletin 100-G contactor family provides an essential expansion to the Bulletin 100 contactor range through 1200 A (AC3) and 1350 A (AC1). | Number of auxiliary contacts as normally open contact | 0
| 23 | Automation and Control | Contactors | Miniature Contactors | 100-C IEC CONTACTOR 9A 110V 50HZ/120V 60HZ 0NO 1NC | 2009213 | 100-C09D01 | ALLEN-BRADLEY | 0 | https://pim-kvc.soneparsea.com:3443/PictureServer/default.aspx/allen-bradley-100-c_Large.jpg?87A1B5B1BE9C9E61B2B7B5A9BE9CA96181758472B5967C95C2ACB973BCA797 | https://pim-kvc.soneparsea.com:3443/PictureServer/default.aspx/allen-bradley-100-c.pdf?87A1B5B1BE9C9E61B2B7B5A9BE9CA96181758472B565A098B6 | 100-C IEC CONTACTOR, SCREW TERMINALS, LINE SIDE, 9A, 0 N.O. 1 N.C. AUXILIARY CONTACT CONFIGURATION, SINGLE PACK | The Bulletin 100-C offers space-saving design in a standard contactor, and the Bulletin 100-D has flexibility with an integrated PLC interface. Bulletin 100-G contactor family provides an essential expansion to the Bulletin 100 contactor range through 1200 A (AC3) and 1350 A (AC1). | Number of auxiliary contacts as normally closed contact | 1
| 24 | Automation and Control | Contactors | Miniature Contactors | 100-C IEC CONTACTOR 9A 110V 50HZ/120V 60HZ 0NO 1NC | 2009213 | 100-C09D01 | ALLEN-BRADLEY | 0 | https://pim-kvc.soneparsea.com:3443/PictureServer/default.aspx/allen-bradley-100-c_Large.jpg?87A1B5B1BE9C9E61B2B7B5A9BE9CA96181758472B5967C95C2ACB973BCA797 | https://pim-kvc.soneparsea.com:3443/PictureServer/default.aspx/allen-bradley-100-c.pdf?87A1B5B1BE9C9E61B2B7B5A9BE9CA96181758472B565A098B6 | 100-C IEC CONTACTOR, SCREW TERMINALS, LINE SIDE, 9A, 0 N.O. 1 N.C. AUXILIARY CONTACT CONFIGURATION, SINGLE PACK | The Bulletin 100-C offers space-saving design in a standard contactor, and the Bulletin 100-D has flexibility with an integrated PLC interface. Bulletin 100-G contactor family provides an essential expansion to the Bulletin 100 contactor range through 1200 A (AC3) and 1350 A (AC1). | Type of electrical connection of main circuit | Screw connection
| 25 | Automation and Control | Industrial Switch | Tower Lights | CONTROL TOWER STACK LIGHT MOUNTING BASE 10CM | 2050990 | 855E-BPM10 | ROCKWELL AUTOMATION | 0 | https://pim-kvc.soneparsea.com:3443/PictureServer/default.aspx/ALLEN-BRADLEY-855E-BPM10_Image1.jpg?A2949790A97C7C80919AB0869E8375827D87A6869683758D7D7D897A976472849D7684A49BA4919BB57682AFC29E | https://pim-kvc.soneparsea.com:3443/PictureServer/default.aspx/allen-bradley-855E-BPM10.pdf?87A1B5B1BE9C9E61B2B7B5A9BE9CA961887A898A7F798081817582B5B69D | CONTROL TOWER STACK LIGHT MOUNTING BASE 10CM POLE MOUNT BLACK HOUSING NO CAP | Bulletin 855 Control Tower Stack Lights provide multi-status indication of your application. They are available in three sizes with UL Type 4/4X/13, IP65 ratings, to meet the most challenging panel and on-machine applications. We have a wide variety of light and sound functions, colors, voltages, and mounting options. We offer stack lights as separate light and sound modules or pre-assembled for greater flexibility. | Colour | Black
| 26 | Automation and Control | Industrial Switch | Tower Lights | CONTROL TOWER STACK LIGHT MOUNTING BASE 10CM | 2050990 | 855E-BPM10 | ROCKWELL AUTOMATION | 0 | https://pim-kvc.soneparsea.com:3443/PictureServer/default.aspx/ALLEN-BRADLEY-855E-BPM10_Image1.jpg?A2949790A97C7C80919AB0869E8375827D87A6869683758D7D7D897A976472849D7684A49BA4919BB57682AFC29E | https://pim-kvc.soneparsea.com:3443/PictureServer/default.aspx/allen-bradley-855E-BPM10.pdf?87A1B5B1BE9C9E61B2B7B5A9BE9CA961887A898A7F798081817582B5B69D | CONTROL TOWER STACK LIGHT MOUNTING BASE 10CM POLE MOUNT BLACK HOUSING NO CAP | Bulletin 855 Control Tower Stack Lights provide multi-status indication of your application. They are available in three sizes with UL Type 4/4X/13, IP65 ratings, to meet the most challenging panel and on-machine applications. We have a wide variety of light and sound functions, colors, voltages, and mounting options. We offer stack lights as separate light and sound modules or pre-assembled for greater flexibility. | Tube length | 100mm
| 27 | Automation and Control | Industrial Switch | Tower Lights | CONTROL TOWER STACK LIGHT MOUNTING BASE 10CM | 2050990 | 855E-BPM10 | ROCKWELL AUTOMATION | 0 | https://pim-kvc.soneparsea.com:3443/PictureServer/default.aspx/ALLEN-BRADLEY-855E-BPM10_Image1.jpg?A2949790A97C7C80919AB0869E8375827D87A6869683758D7D7D897A976472849D7684A49BA4919BB57682AFC29E | https://pim-kvc.soneparsea.com:3443/PictureServer/default.aspx/allen-bradley-855E-BPM10.pdf?87A1B5B1BE9C9E61B2B7B5A9BE9CA961887A898A7F798081817582B5B69D | CONTROL TOWER STACK LIGHT MOUNTING BASE 10CM POLE MOUNT BLACK HOUSING NO CAP | Bulletin 855 Control Tower Stack Lights provide multi-status indication of your application. They are available in three sizes with UL Type 4/4X/13, IP65 ratings, to meet the most challenging panel and on-machine applications. We have a wide variety of light and sound functions, colors, voltages, and mounting options. We offer stack lights as separate light and sound modules or pre-assembled for greater flexibility. | Material | Other
| 28 | Automation and Control | Industrial Switch | Tower Lights | CONTROL TOWER STACK LIGHT, 24V AC/DC FULL VOLTAGE GREEN STEA | 2071341 | 855E-24TL3 | ROCKWELL AUTOMATION | 0 | https://pim-kvc.soneparsea.com:3443/PictureServer/default.aspx/allen-bradley-855e-24tl3_Image1.jpg?A2949790A97C7C80919AB0A6BEA395A27DA7C6A6B6A395AD7D7D897AB7646268C4B187A49BA4919BB57682AFC29E | https://pim-kvc.soneparsea.com:3443/PictureServer/default.aspx/allen-bradley-855e-24tl3.pdf?87A1B5B1BE9C9E61B2B7B5A9BE9CA961887A89AA7F6964A8BC7882B5B69D | CONTROL TOWER STACK LIGHT 24V AC/DC FULL VOLTAGE GREEN STEADY LED (SOCKET MOUNT) | Bulletin 855 Control Tower Stack Lights provide multi-status indication of your application. They are available in three sizes with UL Type 4/4X/13, IP65 ratings, to meet the most challenging panel and on-machine applications. We have a wide variety of light and sound functions, colors, voltages, and mounting options. We offer stack lights as separate light and sound modules or pre-assembled for greater flexibility. | Function | Continuous light
| 29 | Automation and Control | Industrial Switch | Tower Lights | CONTROL TOWER STACK LIGHT, 24V AC/DC FULL VOLTAGE GREEN STEA | 2071341 | 855E-24TL3 | ROCKWELL AUTOMATION | 0 | https://pim-kvc.soneparsea.com:3443/PictureServer/default.aspx/allen-bradley-855e-24tl3_Image1.jpg?A2949790A97C7C80919AB0A6BEA395A27DA7C6A6B6A395AD7D7D897AB7646268C4B187A49BA4919BB57682AFC29E | https://pim-kvc.soneparsea.com:3443/PictureServer/default.aspx/allen-bradley-855e-24tl3.pdf?87A1B5B1BE9C9E61B2B7B5A9BE9CA961887A89AA7F6964A8BC7882B5B69D | CONTROL TOWER STACK LIGHT 24V AC/DC FULL VOLTAGE GREEN STEADY LED (SOCKET MOUNT) | Bulletin 855 Control Tower Stack Lights provide multi-status indication of your application. They are available in three sizes with UL Type 4/4X/13, IP65 ratings, to meet the most challenging panel and on-machine applications. We have a wide variety of light and sound functions, colors, voltages, and mounting options. We offer stack lights as separate light and sound modules or pre-assembled for greater flexibility. | Colour | Green
| 30 | Automation and Control | Industrial Switch | Tower Lights | CONTROL TOWER STACK LIGHT, 24V AC/DC FULL VOLTAGE GREEN STEA | 2071341 | 855E-24TL3 | ROCKWELL AUTOMATION | 0 | https://pim-kvc.soneparsea.com:3443/PictureServer/default.aspx/allen-bradley-855e-24tl3_Image1.jpg?A2949790A97C7C80919AB0A6BEA395A27DA7C6A6B6A395AD7D7D897AB7646268C4B187A49BA4919BB57682AFC29E | https://pim-kvc.soneparsea.com:3443/PictureServer/default.aspx/allen-bradley-855e-24tl3.pdf?87A1B5B1BE9C9E61B2B7B5A9BE9CA961887A89AA7F6964A8BC7882B5B69D | CONTROL TOWER STACK LIGHT 24V AC/DC FULL VOLTAGE GREEN STEADY LED (SOCKET MOUNT) | Bulletin 855 Control Tower Stack Lights provide multi-status indication of your application. They are available in three sizes with UL Type 4/4X/13, IP65 ratings, to meet the most challenging panel and on-machine applications. We have a wide variety of light and sound functions, colors, voltages, and mounting options. We offer stack lights as separate light and sound modules or pre-assembled for greater flexibility. | Operating voltage at AC 50 Hz | 24...24V
| 31 | Automation and Control | Industrial Switch | Tower Lights | CONTROL TOWER STACK LIGHT, 24V AC/DC FULL VOLTAGE GREEN STEA | 2071341 | 855E-24TL3 | ROCKWELL AUTOMATION | 0 | https://pim-kvc.soneparsea.com:3443/PictureServer/default.aspx/allen-bradley-855e-24tl3_Image1.jpg?A2949790A97C7C80919AB0A6BEA395A27DA7C6A6B6A395AD7D7D897AB7646268C4B187A49BA4919BB57682AFC29E | https://pim-kvc.soneparsea.com:3443/PictureServer/default.aspx/allen-bradley-855e-24tl3.pdf?87A1B5B1BE9C9E61B2B7B5A9BE9CA961887A89AA7F6964A8BC7882B5B69D | CONTROL TOWER STACK LIGHT 24V AC/DC FULL VOLTAGE GREEN STEADY LED (SOCKET MOUNT) | Bulletin 855 Control Tower Stack Lights provide multi-status indication of your application. They are available in three sizes with UL Type 4/4X/13, IP65 ratings, to meet the most challenging panel and on-machine applications. We have a wide variety of light and sound functions, colors, voltages, and mounting options. We offer stack lights as separate light and sound modules or pre-assembled for greater flexibility. | Operating voltage at AC 60 Hz | 24...24V
| 32 | Automation and Control | Industrial Switch | Tower Lights | CONTROL TOWER STACK LIGHT, 24V AC/DC FULL VOLTAGE GREEN STEA | 2071341 | 855E-24TL3 | ROCKWELL AUTOMATION | 0 | https://pim-kvc.soneparsea.com:3443/PictureServer/default.aspx/allen-bradley-855e-24tl3_Image1.jpg?A2949790A97C7C80919AB0A6BEA395A27DA7C6A6B6A395AD7D7D897AB7646268C4B187A49BA4919BB57682AFC29E | https://pim-kvc.soneparsea.com:3443/PictureServer/default.aspx/allen-bradley-855e-24tl3.pdf?87A1B5B1BE9C9E61B2B7B5A9BE9CA961887A89AA7F6964A8BC7882B5B69D | CONTROL TOWER STACK LIGHT 24V AC/DC FULL VOLTAGE GREEN STEADY LED (SOCKET MOUNT) | Bulletin 855 Control Tower Stack Lights provide multi-status indication of your application. They are available in three sizes with UL Type 4/4X/13, IP65 ratings, to meet the most challenging panel and on-machine applications. We have a wide variety of light and sound functions, colors, voltages, and mounting options. We offer stack lights as separate light and sound modules or pre-assembled for greater flexibility. | Operating voltage at DC | 24...24V
| 33 | Automation and Control | Industrial Switch | Tower Lights | CONTROL TOWER STACK LIGHT, 24V AC/DC FULL VOLTAGE GREEN STEA | 2071341 | 855E-24TL3 | ROCKWELL AUTOMATION | 0 | https://pim-kvc.soneparsea.com:3443/PictureServer/default.aspx/allen-bradley-855e-24tl3_Image1.jpg?A2949790A97C7C80919AB0A6BEA395A27DA7C6A6B6A395AD7D7D897AB7646268C4B187A49BA4919BB57682AFC29E | https://pim-kvc.soneparsea.com:3443/PictureServer/default.aspx/allen-bradley-855e-24tl3.pdf?87A1B5B1BE9C9E61B2B7B5A9BE9CA961887A89AA7F6964A8BC7882B5B69D | CONTROL TOWER STACK LIGHT 24V AC/DC FULL VOLTAGE GREEN STEADY LED (SOCKET MOUNT) | Bulletin 855 Control Tower Stack Lights provide multi-status indication of your application. They are available in three sizes with UL Type 4/4X/13, IP65 ratings, to meet the most challenging panel and on-machine applications. We have a wide variety of light and sound functions, colors, voltages, and mounting options. We offer stack lights as separate light and sound modules or pre-assembled for greater flexibility. | Voltage type | AC/DC
| 34 | Automation and Control | Industrial Switch | Tower Lights | CONTROL TOWER STACK LIGHT, 24V AC/DC FULL VOLTAGE GREEN STEA | 2071341 | 855E-24TL3 | ROCKWELL AUTOMATION | 0 | https://pim-kvc.soneparsea.com:3443/PictureServer/default.aspx/allen-bradley-855e-24tl3_Image1.jpg?A2949790A97C7C80919AB0A6BEA395A27DA7C6A6B6A395AD7D7D897AB7646268C4B187A49BA4919BB57682AFC29E | https://pim-kvc.soneparsea.com:3443/PictureServer/default.aspx/allen-bradley-855e-24tl3.pdf?87A1B5B1BE9C9E61B2B7B5A9BE9CA961887A89AA7F6964A8BC7882B5B69D | CONTROL TOWER STACK LIGHT 24V AC/DC FULL VOLTAGE GREEN STEADY LED (SOCKET MOUNT) | Bulletin 855 Control Tower Stack Lights provide multi-status indication of your application. They are available in three sizes with UL Type 4/4X/13, IP65 ratings, to meet the most challenging panel and on-machine applications. We have a wide variety of light and sound functions, colors, voltages, and mounting options. We offer stack lights as separate light and sound modules or pre-assembled for greater flexibility. | Lamp type | LED
| 35 | Automation and Control | Industrial Switch | Tower Lights | CONTROL TOWER STACK LIGHT 24VAC/DC FULL VOLT RED FLASH LED | 2204888 | 855E-24GL4 | ROCKWELL AUTOMATION | 0 | https://pim-kvc.soneparsea.com:3443/PictureServer/default.aspx/allen-bradley-855e-24gl4_Image1.jpg?A2949790A97C7C80919AB0A6BEA395A27DA7C6A6B6A395AD7D7D897AB7646268B7B188A49BA4919BB57682AFC29E | https://pim-kvc.soneparsea.com:3443/PictureServer/default.aspx/ab-855E-24GL4_Datasheet1.pdf?A2949790A97C7C80919AB0A6B4646869858A8177867E7C68AF89B5B9B3AA9899B5B98573C29B96 | CONTROL TOWER STACK LIGHT, 24V AC/DC FULL VOLTAGE, RED FLASHING LED (SOCKET MOUNT) | Rockwell Automation Control Tower™ 855E-24GL4 Flashing Stack Light Module, 24 VAC/VDC, LED Lamp, Socket Mounting, Red, Specifications Met: UL 508, CSA C22.2 No. 14, EN/IEC 60947-1/60947-5-1, cULus File No. E14840, Guide No. NKCR/NKCR7, CE Marked. | Function | Flash light
| 36 | Automation and Control | Industrial Switch | Tower Lights | CONTROL TOWER STACK LIGHT 24VAC/DC FULL VOLT RED FLASH LED | 2204888 | 855E-24GL4 | ROCKWELL AUTOMATION | 0 | https://pim-kvc.soneparsea.com:3443/PictureServer/default.aspx/allen-bradley-855e-24gl4_Image1.jpg?A2949790A97C7C80919AB0A6BEA395A27DA7C6A6B6A395AD7D7D897AB7646268B7B188A49BA4919BB57682AFC29E | https://pim-kvc.soneparsea.com:3443/PictureServer/default.aspx/ab-855E-24GL4_Datasheet1.pdf?A2949790A97C7C80919AB0A6B4646869858A8177867E7C68AF89B5B9B3AA9899B5B98573C29B96 | CONTROL TOWER STACK LIGHT, 24V AC/DC FULL VOLTAGE, RED FLASHING LED (SOCKET MOUNT) | Rockwell Automation Control Tower™ 855E-24GL4 Flashing Stack Light Module, 24 VAC/VDC, LED Lamp, Socket Mounting, Red, Specifications Met: UL 508, CSA C22.2 No. 14, EN/IEC 60947-1/60947-5-1, cULus File No. E14840, Guide No. NKCR/NKCR7, CE Marked. | Colour | Red
| 37 | Automation and Control | Industrial Switch | Tower Lights | CONTROL TOWER STACK LIGHT 24VAC/DC FULL VOLT RED FLASH LED | 2204888 | 855E-24GL4 | ROCKWELL AUTOMATION | 0 | https://pim-kvc.soneparsea.com:3443/PictureServer/default.aspx/allen-bradley-855e-24gl4_Image1.jpg?A2949790A97C7C80919AB0A6BEA395A27DA7C6A6B6A395AD7D7D897AB7646268B7B188A49BA4919BB57682AFC29E | https://pim-kvc.soneparsea.com:3443/PictureServer/default.aspx/ab-855E-24GL4_Datasheet1.pdf?A2949790A97C7C80919AB0A6B4646869858A8177867E7C68AF89B5B9B3AA9899B5B98573C29B96 | CONTROL TOWER STACK LIGHT, 24V AC/DC FULL VOLTAGE, RED FLASHING LED (SOCKET MOUNT) | Rockwell Automation Control Tower™ 855E-24GL4 Flashing Stack Light Module, 24 VAC/VDC, LED Lamp, Socket Mounting, Red, Specifications Met: UL 508, CSA C22.2 No. 14, EN/IEC 60947-1/60947-5-1, cULus File No. E14840, Guide No. NKCR/NKCR7, CE Marked. | Outer diameter | 50mm
| 38 | Automation and Control | Industrial Switch | Tower Lights | CONTROL TOWER STACK LIGHT 24VAC/DC FULL VOLT RED FLASH LED | 2204888 | 855E-24GL4 | ROCKWELL AUTOMATION | 0 | https://pim-kvc.soneparsea.com:3443/PictureServer/default.aspx/allen-bradley-855e-24gl4_Image1.jpg?A2949790A97C7C80919AB0A6BEA395A27DA7C6A6B6A395AD7D7D897AB7646268B7B188A49BA4919BB57682AFC29E | https://pim-kvc.soneparsea.com:3443/PictureServer/default.aspx/ab-855E-24GL4_Datasheet1.pdf?A2949790A97C7C80919AB0A6B4646869858A8177867E7C68AF89B5B9B3AA9899B5B98573C29B96 | CONTROL TOWER STACK LIGHT, 24V AC/DC FULL VOLTAGE, RED FLASHING LED (SOCKET MOUNT) | Rockwell Automation Control Tower™ 855E-24GL4 Flashing Stack Light Module, 24 VAC/VDC, LED Lamp, Socket Mounting, Red, Specifications Met: UL 508, CSA C22.2 No. 14, EN/IEC 60947-1/60947-5-1, cULus File No. E14840, Guide No. NKCR/NKCR7, CE Marked. | Operating voltage at AC 50 Hz | 24...24V
| 39 | Automation and Control | Industrial Switch | Tower Lights | CONTROL TOWER STACK LIGHT 24VAC/DC FULL VOLT RED FLASH LED | 2204888 | 855E-24GL4 | ROCKWELL AUTOMATION | 0 | https://pim-kvc.soneparsea.com:3443/PictureServer/default.aspx/allen-bradley-855e-24gl4_Image1.jpg?A2949790A97C7C80919AB0A6BEA395A27DA7C6A6B6A395AD7D7D897AB7646268B7B188A49BA4919BB57682AFC29E | https://pim-kvc.soneparsea.com:3443/PictureServer/default.aspx/ab-855E-24GL4_Datasheet1.pdf?A2949790A97C7C80919AB0A6B4646869858A8177867E7C68AF89B5B9B3AA9899B5B98573C29B96 | CONTROL TOWER STACK LIGHT, 24V AC/DC FULL VOLTAGE, RED FLASHING LED (SOCKET MOUNT) | Rockwell Automation Control Tower™ 855E-24GL4 Flashing Stack Light Module, 24 VAC/VDC, LED Lamp, Socket Mounting, Red, Specifications Met: UL 508, CSA C22.2 No. 14, EN/IEC 60947-1/60947-5-1, cULus File No. E14840, Guide No. NKCR/NKCR7, CE Marked. | Operating voltage at DC | 24...24V
| 40 | Automation and Control | Industrial Switch | Tower Lights | CONTROL TOWER STACK LIGHT 24VAC/DC FULL VOLT RED FLASH LED | 2204888 | 855E-24GL4 | ROCKWELL AUTOMATION | 0 | https://pim-kvc.soneparsea.com:3443/PictureServer/default.aspx/allen-bradley-855e-24gl4_Image1.jpg?A2949790A97C7C80919AB0A6BEA395A27DA7C6A6B6A395AD7D7D897AB7646268B7B188A49BA4919BB57682AFC29E | https://pim-kvc.soneparsea.com:3443/PictureServer/default.aspx/ab-855E-24GL4_Datasheet1.pdf?A2949790A97C7C80919AB0A6B4646869858A8177867E7C68AF89B5B9B3AA9899B5B98573C29B96 | CONTROL TOWER STACK LIGHT, 24V AC/DC FULL VOLTAGE, RED FLASHING LED (SOCKET MOUNT) | Rockwell Automation Control Tower™ 855E-24GL4 Flashing Stack Light Module, 24 VAC/VDC, LED Lamp, Socket Mounting, Red, Specifications Met: UL 508, CSA C22.2 No. 14, EN/IEC 60947-1/60947-5-1, cULus File No. E14840, Guide No. NKCR/NKCR7, CE Marked. | Voltage type | AC/DC
| 41 | Automation and Control | Industrial Switch | Tower Lights | CONTROL TOWER STACK LIGHT 24VAC/DC FULL VOLT RED FLASH LED | 2204888 | 855E-24GL4 | ROCKWELL AUTOMATION | 0 | https://pim-kvc.soneparsea.com:3443/PictureServer/default.aspx/allen-bradley-855e-24gl4_Image1.jpg?A2949790A97C7C80919AB0A6BEA395A27DA7C6A6B6A395AD7D7D897AB7646268B7B188A49BA4919BB57682AFC29E | https://pim-kvc.soneparsea.com:3443/PictureServer/default.aspx/ab-855E-24GL4_Datasheet1.pdf?A2949790A97C7C80919AB0A6B4646869858A8177867E7C68AF89B5B9B3AA9899B5B98573C29B96 | CONTROL TOWER STACK LIGHT, 24V AC/DC FULL VOLTAGE, RED FLASHING LED (SOCKET MOUNT) | Rockwell Automation Control Tower™ 855E-24GL4 Flashing Stack Light Module, 24 VAC/VDC, LED Lamp, Socket Mounting, Red, Specifications Met: UL 508, CSA C22.2 No. 14, EN/IEC 60947-1/60947-5-1, cULus File No. E14840, Guide No. NKCR/NKCR7, CE Marked. | Lamp type | LED
| 42 | Automation and Control | Industrial Switch | Tower Lights | CONTROL TOWER STACK LIGHT 24VAC/DC FULL VOLT RED FLASH LED | 2204888 | 855E-24GL4 | ROCKWELL AUTOMATION | 0 | https://pim-kvc.soneparsea.com:3443/PictureServer/default.aspx/allen-bradley-855e-24gl4_Image1.jpg?A2949790A97C7C80919AB0A6BEA395A27DA7C6A6B6A395AD7D7D897AB7646268B7B188A49BA4919BB57682AFC29E | https://pim-kvc.soneparsea.com:3443/PictureServer/default.aspx/ab-855E-24GL4_Datasheet1.pdf?A2949790A97C7C80919AB0A6B4646869858A8177867E7C68AF89B5B9B3AA9899B5B98573C29B96 | CONTROL TOWER STACK LIGHT, 24V AC/DC FULL VOLTAGE, RED FLASHING LED (SOCKET MOUNT) | Rockwell Automation Control Tower™ 855E-24GL4 Flashing Stack Light Module, 24 VAC/VDC, LED Lamp, Socket Mounting, Red, Specifications Met: UL 508, CSA C22.2 No. 14, EN/IEC 60947-1/60947-5-1, cULus File No. E14840, Guide No. NKCR/NKCR7, CE Marked. | Colour housing | Red
| 43 | Automation and Control | Power Supplies and Transformers | UPS | AVR LS SERIES 600VA/300W WITH SURGE PROTECTION | 2459771 | LS600S-TH | SCHNEIDER ELECTRIC | 0 | https://pim-kvc.soneparsea.com:3443/PictureServer/default.aspx/schneider-LS600S-TH_Image1.JPG?A3889C9397807479A2A1C7A8BAA5959DB4AAC6729E8A6664809881999A9679A1B1ACB9768081807B | https://pim-kvc.soneparsea.com:3443/PictureServer/default.aspx/SchneiderElectric-LS600S-TH_Datasheet1.pdf?A3889C9397807479A2A1A7A8BAA5959DB4AAC68ABE9C93A8C2AEB7729E8A6664809881999A967495C4A6C7ADB79CA4657EB5B8AB | AVR LS SERIES 600VA/300W WITH SURGE PROTECTION | Protect your sensitive electronic equipment from brownouts and over voltages with APC Line-R automatic voltage regulators (AVRs). Uncorrected voltage fluctuations gradually degrade the life of electronic components, potentially causing premature failure. | Output effective power | 300W
| 44 | Automation and Control | Power Supplies and Transformers | UPS | AVR LS SERIES 600VA/300W WITH SURGE PROTECTION | 2459771 | LS600S-TH | SCHNEIDER ELECTRIC | 0 | https://pim-kvc.soneparsea.com:3443/PictureServer/default.aspx/schneider-LS600S-TH_Image1.JPG?A3889C9397807479A2A1C7A8BAA5959DB4AAC6729E8A6664809881999A9679A1B1ACB9768081807B | https://pim-kvc.soneparsea.com:3443/PictureServer/default.aspx/SchneiderElectric-LS600S-TH_Datasheet1.pdf?A3889C9397807479A2A1A7A8BAA5959DB4AAC68ABE9C93A8C2AEB7729E8A6664809881999A967495C4A6C7ADB79CA4657EB5B8AB | AVR LS SERIES 600VA/300W WITH SURGE PROTECTION | Protect your sensitive electronic equipment from brownouts and over voltages with APC Line-R automatic voltage regulators (AVRs). Uncorrected voltage fluctuations gradually degrade the life of electronic components, potentially causing premature failure. | Output apparent power | 600VA
| 45 | Automation and Control | Power Supplies and Transformers | UPS | AVR LS SERIES 1000VA/500W WITH SURGE PROTECTION | 2459772 | LS1000S-TH | SCHNEIDER ELECTRIC | 0 | https://pim-kvc.soneparsea.com:3443/PictureServer/default.aspx/schneider-LS1000S-TH_Image1.JPG?A3889C9397807479A2A1C7A8BAA5959DB4AAC6729E8A61648075A772A67F8F7DBDA6BBAA83657A8497 | https://pim-kvc.soneparsea.com:3443/PictureServer/default.aspx/SchneiderElectric-LS1000S-TH_Datasheet1.pdf?A3889C9397807479A2A1A7A8BAA5959DB4AAC68ABE9C93A8C2AEB7729E8A61648075A772A67F8F78B1B9B5B8BA9C95A88173C4A9B8 | AVR LS SERIES 1000VA/500W WITH SURGE PROTECTION | Protect your sensitive electronic equipment from brownouts and over voltages with APC Line-R automatic voltage regulators (AVRs). Uncorrected voltage fluctuations gradually degrade the life of electronic components, potentially causing premature failure. | Output effective power | 500W
| 46 | Automation and Control | Power Supplies and Transformers | UPS | AVR LS SERIES 1000VA/500W WITH SURGE PROTECTION | 2459772 | LS1000S-TH | SCHNEIDER ELECTRIC | 0 | https://pim-kvc.soneparsea.com:3443/PictureServer/default.aspx/schneider-LS1000S-TH_Image1.JPG?A3889C9397807479A2A1C7A8BAA5959DB4AAC6729E8A61648075A772A67F8F7DBDA6BBAA83657A8497 | https://pim-kvc.soneparsea.com:3443/PictureServer/default.aspx/SchneiderElectric-LS1000S-TH_Datasheet1.pdf?A3889C9397807479A2A1A7A8BAA5959DB4AAC68ABE9C93A8C2AEB7729E8A61648075A772A67F8F78B1B9B5B8BA9C95A88173C4A9B8 | AVR LS SERIES 1000VA/500W WITH SURGE PROTECTION | Protect your sensitive electronic equipment from brownouts and over voltages with APC Line-R automatic voltage regulators (AVRs). Uncorrected voltage fluctuations gradually degrade the life of electronic components, potentially causing premature failure. | Output apparent power | 1000VA
| 47 | Automation and Control | Relays | Thermal Overload Relays | TESYS K DIFFERENTIAL THERMAL OVERLOAD RELAY 0.8-1.2A | 2010896 | LR2K0306 | SCHNEIDER ELECTRIC | 0 | https://pim-kvc.soneparsea.com:3443/PictureServer/default.aspx/schneider-lr2k0306_image1.jpg?A3889C9397807479A2A1C7A8BAA5959DB4AAC672BEA9629F8078847BB1A09D95B7AA8573BCA797 | https://pim-kvc.soneparsea.com:3443/PictureServer/default.aspx/schneider-lr2k0306.pdf?81788B76AEAA939CBEAABDA9B7A95DA0C277BF7585676662C0A9BA | TESYS K DIFFERENTIAL THERMAL OVERLOAD RELAY 0.8-1.2A CLASS 10A | Safe and effective protection. With its integrated manual-automatic reset and simple installation, model LR2 k thermal overload relays are very reliable and cover the whole range of motor ratings up to 16 A. They can be combined with TeSys k contactors to form an extremely compact starter. Applications: Industry, infrastructure, building, etc. Standard motor protection. Line protection. Protection: motor overload, stalling, loss of phase | Adjustable current range | 0.8...1.2A
| 48 | Automation and Control | Relays | Thermal Overload Relays | TESYS K DIFFERENTIAL THERMAL OVERLOAD RELAY 0.8-1.2A | 2010896 | LR2K0306 | SCHNEIDER ELECTRIC | 0 | https://pim-kvc.soneparsea.com:3443/PictureServer/default.aspx/schneider-lr2k0306_image1.jpg?A3889C9397807479A2A1C7A8BAA5959DB4AAC672BEA9629F8078847BB1A09D95B7AA8573BCA797 | https://pim-kvc.soneparsea.com:3443/PictureServer/default.aspx/schneider-lr2k0306.pdf?81788B76AEAA939CBEAABDA9B7A95DA0C277BF7585676662C0A9BA | TESYS K DIFFERENTIAL THERMAL OVERLOAD RELAY 0.8-1.2A CLASS 10A | Safe and effective protection. With its integrated manual-automatic reset and simple installation, model LR2 k thermal overload relays are very reliable and cover the whole range of motor ratings up to 16 A. They can be combined with TeSys k contactors to form an extremely compact starter. Applications: Industry, infrastructure, building, etc. Standard motor protection. Line protection. Protection: motor overload, stalling, loss of phase | Max. rated operation voltage Ue | 690V
| 49 | Automation and Control | Relays | Thermal Overload Relays | TESYS K DIFFERENTIAL THERMAL OVERLOAD RELAY 0.8-1.2A | 2010896 | LR2K0306 | SCHNEIDER ELECTRIC | 0 | https://pim-kvc.soneparsea.com:3443/PictureServer/default.aspx/schneider-lr2k0306_image1.jpg?A3889C9397807479A2A1C7A8BAA5959DB4AAC672BEA9629F8078847BB1A09D95B7AA8573BCA797 | https://pim-kvc.soneparsea.com:3443/PictureServer/default.aspx/schneider-lr2k0306.pdf?81788B76AEAA939CBEAABDA9B7A95DA0C277BF7585676662C0A9BA | TESYS K DIFFERENTIAL THERMAL OVERLOAD RELAY 0.8-1.2A CLASS 10A | Safe and effective protection. With its integrated manual-automatic reset and simple installation, model LR2 k thermal overload relays are very reliable and cover the whole range of motor ratings up to 16 A. They can be combined with TeSys k contactors to form an extremely compact starter. Applications: Industry, infrastructure, building, etc. Standard motor protection. Line protection. Protection: motor overload, stalling, loss of phase | Mounting method | Direct attachment/single positioning
| 50 | Automation and Control | Relays | Thermal Overload Relays | TESYS K DIFFERENTIAL THERMAL OVERLOAD RELAY 0.8-1.2A | 2010896 | LR2K0306 | SCHNEIDER ELECTRIC | 0 | https://pim-kvc.soneparsea.com:3443/PictureServer/default.aspx/schneider-lr2k0306_image1.jpg?A3889C9397807479A2A1C7A8BAA5959DB4AAC672BEA9629F8078847BB1A09D95B7AA8573BCA797 | https://pim-kvc.soneparsea.com:3443/PictureServer/default.aspx/schneider-lr2k0306.pdf?81788B76AEAA939CBEAABDA9B7A95DA0C277BF7585676662C0A9BA | TESYS K DIFFERENTIAL THERMAL OVERLOAD RELAY 0.8-1.2A CLASS 10A | Safe and effective protection. With its integrated manual-automatic reset and simple installation, model LR2 k thermal overload relays are very reliable and cover the whole range of motor ratings up to 16 A. They can be combined with TeSys k contactors to form an extremely compact starter. Applications: Industry, infrastructure, building, etc. Standard motor protection. Line protection. Protection: motor overload, stalling, loss of phase | Type of electrical connection of main circuit | Screw connection
| 51 | Automation and Control | Relays | Thermal Overload Relays | TESYS K DIFFERENTIAL THERMAL OVERLOAD RELAY 0.8-1.2A | 2010896 | LR2K0306 | SCHNEIDER ELECTRIC | 0 | https://pim-kvc.soneparsea.com:3443/PictureServer/default.aspx/schneider-lr2k0306_image1.jpg?A3889C9397807479A2A1C7A8BAA5959DB4AAC672BEA9629F8078847BB1A09D95B7AA8573BCA797 | https://pim-kvc.soneparsea.com:3443/PictureServer/default.aspx/schneider-lr2k0306.pdf?81788B76AEAA939CBEAABDA9B7A95DA0C277BF7585676662C0A9BA | TESYS K DIFFERENTIAL THERMAL OVERLOAD RELAY 0.8-1.2A CLASS 10A | Safe and effective protection. With its integrated manual-automatic reset and simple installation, model LR2 k thermal overload relays are very reliable and cover the whole range of motor ratings up to 16 A. They can be combined with TeSys k contactors to form an extremely compact starter. Applications: Industry, infrastructure, building, etc. Standard motor protection. Line protection. Protection: motor overload, stalling, loss of phase | Number of auxiliary contacts as normally closed contact | 1
| 52 | Automation and Control | Relays | Thermal Overload Relays | TESYS K DIFFERENTIAL THERMAL OVERLOAD RELAY 0.8-1.2A | 2010896 | LR2K0306 | SCHNEIDER ELECTRIC | 0 | https://pim-kvc.soneparsea.com:3443/PictureServer/default.aspx/schneider-lr2k0306_image1.jpg?A3889C9397807479A2A1C7A8BAA5959DB4AAC672BEA9629F8078847BB1A09D95B7AA8573BCA797 | https://pim-kvc.soneparsea.com:3443/PictureServer/default.aspx/schneider-lr2k0306.pdf?81788B76AEAA939CBEAABDA9B7A95DA0C277BF7585676662C0A9BA | TESYS K DIFFERENTIAL THERMAL OVERLOAD RELAY 0.8-1.2A CLASS 10A | Safe and effective protection. With its integrated manual-automatic reset and simple installation, model LR2 k thermal overload relays are very reliable and cover the whole range of motor ratings up to 16 A. They can be combined with TeSys k contactors to form an extremely compact starter. Applications: Industry, infrastructure, building, etc. Standard motor protection. Line protection. Protection: motor overload, stalling, loss of phase | Number of auxiliary contacts as normally open contact | 1
| 53 | Automation and Control | Relays | Thermal Overload Relays | TESYS K DIFFERENTIAL THERMAL OVERLOAD RELAY 0.8-1.2A | 2010896 | LR2K0306 | SCHNEIDER ELECTRIC | 0 | https://pim-kvc.soneparsea.com:3443/PictureServer/default.aspx/schneider-lr2k0306_image1.jpg?A3889C9397807479A2A1C7A8BAA5959DB4AAC672BEA9629F8078847BB1A09D95B7AA8573BCA797 | https://pim-kvc.soneparsea.com:3443/PictureServer/default.aspx/schneider-lr2k0306.pdf?81788B76AEAA939CBEAABDA9B7A95DA0C277BF7585676662C0A9BA | TESYS K DIFFERENTIAL THERMAL OVERLOAD RELAY 0.8-1.2A CLASS 10A | Safe and effective protection. With its integrated manual-automatic reset and simple installation, model LR2 k thermal overload relays are very reliable and cover the whole range of motor ratings up to 16 A. They can be combined with TeSys k contactors to form an extremely compact starter. Applications: Industry, infrastructure, building, etc. Standard motor protection. Line protection. Protection: motor overload, stalling, loss of phase | Number of auxiliary contacts as change-over contact | 0
| 54 | Automation and Control | Relays | Thermal Overload Relays | TESYS K DIFFERENTIAL THERMAL OVERLOAD RELAY 0.8-1.2A | 2010896 | LR2K0306 | SCHNEIDER ELECTRIC | 0 | https://pim-kvc.soneparsea.com:3443/PictureServer/default.aspx/schneider-lr2k0306_image1.jpg?A3889C9397807479A2A1C7A8BAA5959DB4AAC672BEA9629F8078847BB1A09D95B7AA8573BCA797 | https://pim-kvc.soneparsea.com:3443/PictureServer/default.aspx/schneider-lr2k0306.pdf?81788B76AEAA939CBEAABDA9B7A95DA0C277BF7585676662C0A9BA | TESYS K DIFFERENTIAL THERMAL OVERLOAD RELAY 0.8-1.2A CLASS 10A | Safe and effective protection. With its integrated manual-automatic reset and simple installation, model LR2 k thermal overload relays are very reliable and cover the whole range of motor ratings up to 16 A. They can be combined with TeSys k contactors to form an extremely compact starter. Applications: Industry, infrastructure, building, etc. Standard motor protection. Line protection. Protection: motor overload, stalling, loss of phase | Release class | CLASS 10
| 55 | Automation and Control | Relays | Thermal Overload Relays | TESYS K DIFFERENTIAL THERMAL OVERLOAD RELAY 0.8-1.2A | 2010896 | LR2K0306 | SCHNEIDER ELECTRIC | 0 | https://pim-kvc.soneparsea.com:3443/PictureServer/default.aspx/schneider-lr2k0306_image1.jpg?A3889C9397807479A2A1C7A8BAA5959DB4AAC672BEA9629F8078847BB1A09D95B7AA8573BCA797 | https://pim-kvc.soneparsea.com:3443/PictureServer/default.aspx/schneider-lr2k0306.pdf?81788B76AEAA939CBEAABDA9B7A95DA0C277BF7585676662C0A9BA | TESYS K DIFFERENTIAL THERMAL OVERLOAD RELAY 0.8-1.2A CLASS 10A | Safe and effective protection. With its integrated manual-automatic reset and simple installation, model LR2 k thermal overload relays are very reliable and cover the whole range of motor ratings up to 16 A. They can be combined with TeSys k contactors to form an extremely compact starter. Applications: Industry, infrastructure, building, etc. Standard motor protection. Line protection. Protection: motor overload, stalling, loss of phase | Reset function input | no
| 56 | Automation and Control | Relays | Thermal Overload Relays | TESYS K DIFFERENTIAL THERMAL OVERLOAD RELAY 0.8-1.2A | 2010896 | LR2K0306 | SCHNEIDER ELECTRIC | 0 | https://pim-kvc.soneparsea.com:3443/PictureServer/default.aspx/schneider-lr2k0306_image1.jpg?A3889C9397807479A2A1C7A8BAA5959DB4AAC672BEA9629F8078847BB1A09D95B7AA8573BCA797 | https://pim-kvc.soneparsea.com:3443/PictureServer/default.aspx/schneider-lr2k0306.pdf?81788B76AEAA939CBEAABDA9B7A95DA0C277BF7585676662C0A9BA | TESYS K DIFFERENTIAL THERMAL OVERLOAD RELAY 0.8-1.2A CLASS 10A | Safe and effective protection. With its integrated manual-automatic reset and simple installation, model LR2 k thermal overload relays are very reliable and cover the whole range of motor ratings up to 16 A. They can be combined with TeSys k contactors to form an extremely compact starter. Applications: Industry, infrastructure, building, etc. Standard motor protection. Line protection. Protection: motor overload, stalling, loss of phase | Reset function automatic | yes
| 57 | Automation and Control | Relays | Thermal Overload Relays | TESYS K DIFFERENTIAL THERMAL OVERLOAD RELAY 0.8-1.2A | 2010896 | LR2K0306 | SCHNEIDER ELECTRIC | 0 | https://pim-kvc.soneparsea.com:3443/PictureServer/default.aspx/schneider-lr2k0306_image1.jpg?A3889C9397807479A2A1C7A8BAA5959DB4AAC672BEA9629F8078847BB1A09D95B7AA8573BCA797 | https://pim-kvc.soneparsea.com:3443/PictureServer/default.aspx/schneider-lr2k0306.pdf?81788B76AEAA939CBEAABDA9B7A95DA0C277BF7585676662C0A9BA | TESYS K DIFFERENTIAL THERMAL OVERLOAD RELAY 0.8-1.2A CLASS 10A | Safe and effective protection. With its integrated manual-automatic reset and simple installation, model LR2 k thermal overload relays are very reliable and cover the whole range of motor ratings up to 16 A. They can be combined with TeSys k contactors to form an extremely compact starter. Applications: Industry, infrastructure, building, etc. Standard motor protection. Line protection. Protection: motor overload, stalling, loss of phase | Reset function push-button | yes
| 58 | Automation and Control | Relays | Switching Relays | 700-HL SOLID STATE RELAY OUTPUT WITH SCREW TERMINAL 24VDC | 2030299 | 700-HLS1Z24 | ROCKWELL AUTOMATION | 0 | https://pim-kvc.soneparsea.com:3443/PictureServer/default.aspx/allen-bradley-700-hls1z24_Image1.jpg?A2949790A97C7C80919AB0A6BEA395A27DA7C6A6B6A395AD7D7C84757F9F9CA781BF8679B1809D95B7AA8573BCA797 | https://pim-kvc.soneparsea.com:3443/PictureServer/default.aspx/allen-bradley-700-hls1z24.pdf?87A1B5B1BE9C9E61B2B7B5A9BE9CA96187758472BAA3A365CA778873C29B96 | 700-HL SOLID STATE RELAY OUTPUT WITH SCREW TERMINAL 24VDC | Bulletin 700-HL Terminal Block Relays work in a variety of high-density isolation and interposing applications. The thin per-pole interface (6.2 mm wide) and quick connections help reduce installation costs. Optional leakage current suppression circuit design addresses nuisance coil turn-on or contact non-drop-out concerns for TRIAC controller outputs. The spring-clamp terminal base option is ideal for applications that are subject to vibration. | Rated control supply voltage Us at DC | 24...24V
| 59 | Automation and Control | Relays | Relays Accessories | REPLACEMENT OUTPUT RELAY 24V INPUT VOLTAGE | 2040756 | 700-TBR24 | ROCKWELL AUTOMATION | 0 | https://pim-kvc.soneparsea.com:3443/PictureServer/default.aspx/allen-bradley-700-tbr24_Image1.jpg?A2949790A97C7C80919AB0A6BEA395A27DA7C6A6B6A395AD7D7C84757FAB92A68279B38EBF9897998173BEB5B9 | https://pim-kvc.soneparsea.com:3443/PictureServer/default.aspx/allen-bradley-700-tbr24.pdf?87A1B5B1BE9C9E61B2B7B5A9BE9CA96187758472C699A2668473C4A9B8 | REPLACEMENT OUTPUT RELAY 24V INPUT VOLTAGE | This is a Replacement Relays 24V AC/DC, an accessories for 700-HLF Relays. | Type of accessory/spare part | Other
| 60 | Cable Management | Cable Accessories and Tools | Cable Joints | 82-A2 SCOTCHCAST INLINE RESIN SPLICE KIT | 2449478 | 80610981575 | 3M | 0 | https://pim-kvc.soneparsea.com:3443/PictureServer/default.aspx/3m-80-6109-8157-5_large.jpg?82A187B27F6F60618676847E7F6F6169877289A4BE98A29BB573BEB5B9 | https://pim-kvc.soneparsea.com:3443/PictureServer/default.aspx/3m-80-6109-8157-5.pdf?82A187B27F6F60618676847E7F6F616987728973C29B96 | 82-A2 SCOTCHCAST INLINE RESIN SPLICE KIT | Use the 3M Scotchcast 82-A series kits to insulate and seal single conductor, unshelided cable splices through 5kV and multiple conductor cables through 1kV. Connector is not included, order seperately. Each kit makes one splice. | Material | Unfilled epoxy resin
| 61 | Cable Management | Cable Accessories and Tools | Cable Joints | SCOTCHCAST ELECTRICAL INSULATING RESIN 4 SIZE A | 2449481 | 80610981666 | 3M | 0 | https://pim-kvc.soneparsea.com:3443/PictureServer/default.aspx/3m-80610981666_Image1.jpg?8392B078BF6468648676847E8A68666A86A49DB2B39E95657EAFC4AC | https://pim-kvc.soneparsea.com:3443/PictureServer/default.aspx/3m-80610981666_Datasheet1.pdf?8392B078BF6468648676847E8A68666A86A498A6C698A39CB5AAC87680A7949A | SCOTCHCAST ELECTRICAL INSULATING RESIN 4 SIZE A | 3M™ Scotchcast™ Electrical Resin 4 is a 2-part, insulating and encapsulating, epoxy-based, liquid resin that generates its own heat to cure. Compatible with solid/synthetic cable insulations and jackets, this resin makes an excellent insulator and sealer for cable splicing. | Material | Unfilled epoxy resin
| 62 | Cable Management | Cable Accessories and Tools | Cable Joints | SCOTCHCAST 92-NBA2 PREMIUM RESIN CABLE JOINT KIT | 2449483 | KE235117584 | 3M | 0 | https://pim-kvc.soneparsea.com:3443/PictureServer/default.aspx/3m-KE235117584_Image1.jpg?8392B078BF647B7982788976836E656C84A49DB2B39E95657EAFC4AC | https://pim-kvc.soneparsea.com:3443/PictureServer/default.aspx/3m-KE235117584_Datasheet1.pdf?8392B078BF647B7982788976836E656C84A498A6C698A39CB5AAC87680A7949A | SCOTCHCAST 92-NBA2 PREMIUM RESIN CABLE JOINT KIT | 3M 92-NBA2 resin cable joints are suitable for jointing and cable splicing XLPE, PVC and PE airfield lighting cables including cable duct, trench or direct burial cable installations, including standard single-core screened or non-screened cable. | Rated voltage U0/U (Um) | Other
| 63 | Cable Management | Cable Accessories and Tools | Cable Joints | SCOTCHCAST 92-NBA2 PREMIUM RESIN CABLE JOINT KIT | 2449483 | KE235117584 | 3M | 0 | https://pim-kvc.soneparsea.com:3443/PictureServer/default.aspx/3m-KE235117584_Image1.jpg?8392B078BF647B7982788976836E656C84A49DB2B39E95657EAFC4AC | https://pim-kvc.soneparsea.com:3443/PictureServer/default.aspx/3m-KE235117584_Datasheet1.pdf?8392B078BF647B7982788976836E656C84A498A6C698A39CB5AAC87680A7949A | SCOTCHCAST 92-NBA2 PREMIUM RESIN CABLE JOINT KIT | 3M 92-NBA2 resin cable joints are suitable for jointing and cable splicing XLPE, PVC and PE airfield lighting cables including cable duct, trench or direct burial cable installations, including standard single-core screened or non-screened cable. | Model | Cast resin
| 64 | Cable Management | Cable Accessories and Tools | Cable Joints | SCOTCHCAST 92-NBA2 PREMIUM RESIN CABLE JOINT KIT | 2449483 | KE235117584 | 3M | 0 | https://pim-kvc.soneparsea.com:3443/PictureServer/default.aspx/3m-KE235117584_Image1.jpg?8392B078BF647B7982788976836E656C84A49DB2B39E95657EAFC4AC | https://pim-kvc.soneparsea.com:3443/PictureServer/default.aspx/3m-KE235117584_Datasheet1.pdf?8392B078BF647B7982788976836E656C84A498A6C698A39CB5AAC87680A7949A | SCOTCHCAST 92-NBA2 PREMIUM RESIN CABLE JOINT KIT | 3M 92-NBA2 resin cable joints are suitable for jointing and cable splicing XLPE, PVC and PE airfield lighting cables including cable duct, trench or direct burial cable installations, including standard single-core screened or non-screened cable. | Number of conductors | 4
| 65 | Cable Management | Cable Accessories and Tools | Cable Joints | SCOTCHCAST 92-NBA2 PREMIUM RESIN CABLE JOINT KIT | 2449483 | KE235117584 | 3M | 0 | https://pim-kvc.soneparsea.com:3443/PictureServer/default.aspx/3m-KE235117584_Image1.jpg?8392B078BF647B7982788976836E656C84A49DB2B39E95657EAFC4AC | https://pim-kvc.soneparsea.com:3443/PictureServer/default.aspx/3m-KE235117584_Datasheet1.pdf?8392B078BF647B7982788976836E656C84A498A6C698A39CB5AAC87680A7949A | SCOTCHCAST 92-NBA2 PREMIUM RESIN CABLE JOINT KIT | 3M 92-NBA2 resin cable joints are suitable for jointing and cable splicing XLPE, PVC and PE airfield lighting cables including cable duct, trench or direct burial cable installations, including standard single-core screened or non-screened cable. | Nominal cross section conductor | 6...16mm²
| 66 | Cable Management | Cable Accessories and Tools | Cable Joints | SCOTCHCAST 92-NBA3 PREMIUM RESIN CABLE JOINT KIT | 2449484 | KE235117592 | 3M | 0 | https://pim-kvc.soneparsea.com:3443/PictureServer/default.aspx/3m-KE235117592_Image1.jpg?8392B078BF647B7982788976836E656D82A49DB2B39E95657EAFC4AC | https://pim-kvc.soneparsea.com:3443/PictureServer/default.aspx/3m-KE235117592_Datasheet1.pdf?8392B078BF647B7982788976836E656D82A498A6C698A39CB5AAC87680A7949A | SCOTCHCAST 92-NBA3 PREMIUM RESIN CABLE JOINT KIT | 3M 92-NBA3 resin cable joints are suitable for jointing and cable splicing XLPE, PVC and PE airfield lighting cables including cable duct, trench or direct burial cable installations, including standard single-core screened or non-screened cable. | Rated voltage U0/U (Um) | Other
| 67 | Cable Management | Cable Accessories and Tools | Cable Joints | SCOTCHCAST 92-NBA3 PREMIUM RESIN CABLE JOINT KIT | 2449484 | KE235117592 | 3M | 0 | https://pim-kvc.soneparsea.com:3443/PictureServer/default.aspx/3m-KE235117592_Image1.jpg?8392B078BF647B7982788976836E656D82A49DB2B39E95657EAFC4AC | https://pim-kvc.soneparsea.com:3443/PictureServer/default.aspx/3m-KE235117592_Datasheet1.pdf?8392B078BF647B7982788976836E656D82A498A6C698A39CB5AAC87680A7949A | SCOTCHCAST 92-NBA3 PREMIUM RESIN CABLE JOINT KIT | 3M 92-NBA3 resin cable joints are suitable for jointing and cable splicing XLPE, PVC and PE airfield lighting cables including cable duct, trench or direct burial cable installations, including standard single-core screened or non-screened cable. | Model | Cast resin
| 68 | Cable Management | Cable Accessories and Tools | Cable Joints | SCOTCHCAST 92-NBA3 PREMIUM RESIN CABLE JOINT KIT | 2449484 | KE235117592 | 3M | 0 | https://pim-kvc.soneparsea.com:3443/PictureServer/default.aspx/3m-KE235117592_Image1.jpg?8392B078BF647B7982788976836E656D82A49DB2B39E95657EAFC4AC | https://pim-kvc.soneparsea.com:3443/PictureServer/default.aspx/3m-KE235117592_Datasheet1.pdf?8392B078BF647B7982788976836E656D82A498A6C698A39CB5AAC87680A7949A | SCOTCHCAST 92-NBA3 PREMIUM RESIN CABLE JOINT KIT | 3M 92-NBA3 resin cable joints are suitable for jointing and cable splicing XLPE, PVC and PE airfield lighting cables including cable duct, trench or direct burial cable installations, including standard single-core screened or non-screened cable. | Number of conductors | 4
| 69 | Cable Management | Cable Accessories and Tools | Cable Joints | SCOTCHCAST 92-NBA3 PREMIUM RESIN CABLE JOINT KIT | 2449484 | KE235117592 | 3M | 0 | https://pim-kvc.soneparsea.com:3443/PictureServer/default.aspx/3m-KE235117592_Image1.jpg?8392B078BF647B7982788976836E656D82A49DB2B39E95657EAFC4AC | https://pim-kvc.soneparsea.com:3443/PictureServer/default.aspx/3m-KE235117592_Datasheet1.pdf?8392B078BF647B7982788976836E656D82A498A6C698A39CB5AAC87680A7949A | SCOTCHCAST 92-NBA3 PREMIUM RESIN CABLE JOINT KIT | 3M 92-NBA3 resin cable joints are suitable for jointing and cable splicing XLPE, PVC and PE airfield lighting cables including cable duct, trench or direct burial cable installations, including standard single-core screened or non-screened cable. | Nominal cross section conductor | 16...35mm²
| 70 | Cable Management | Cable Accessories and Tools | Cable Joints | SCOTCHCAST 92-NBA5 PREMIUM RESIN CABLE JOINT KIT | 2449486 | KE235117618 | 3M | 0 | https://pim-kvc.soneparsea.com:3443/PictureServer/default.aspx/3m-KE235117618_Image1.jpg?8392B078BF647B7982788976836E666588A49DB2B39E95657EAFC4AC | https://pim-kvc.soneparsea.com:3443/PictureServer/default.aspx/3m-KE235117618_Datasheet1.pdf?8392B078BF647B7982788976836E666588A498A6C698A39CB5AAC87680A7949A | SCOTCHCAST 92-NBA5 PREMIUM RESIN CABLE JOINT KIT | 3M 92-NBA5 resin cable joints are suitable for jointing and cable splicing XLPE, PVC and PE airfield lighting cables including cable duct, trench or direct burial cable installations, including standard single-core screened or non-screened cable. | Rated voltage U0/U (Um) | Other
| 71 | Cable Management | Cable Accessories and Tools | Cable Joints | SCOTCHCAST 92-NBA5 PREMIUM RESIN CABLE JOINT KIT | 2449486 | KE235117618 | 3M | 0 | https://pim-kvc.soneparsea.com:3443/PictureServer/default.aspx/3m-KE235117618_Image1.jpg?8392B078BF647B7982788976836E666588A49DB2B39E95657EAFC4AC | https://pim-kvc.soneparsea.com:3443/PictureServer/default.aspx/3m-KE235117618_Datasheet1.pdf?8392B078BF647B7982788976836E666588A498A6C698A39CB5AAC87680A7949A | SCOTCHCAST 92-NBA5 PREMIUM RESIN CABLE JOINT KIT | 3M 92-NBA5 resin cable joints are suitable for jointing and cable splicing XLPE, PVC and PE airfield lighting cables including cable duct, trench or direct burial cable installations, including standard single-core screened or non-screened cable. | Model | Cast resin
| 72 | Cable Management | Cable Accessories and Tools | Cable Joints | SCOTCHCAST 92-NBA5 PREMIUM RESIN CABLE JOINT KIT | 2449486 | KE235117618 | 3M | 0 | https://pim-kvc.soneparsea.com:3443/PictureServer/default.aspx/3m-KE235117618_Image1.jpg?8392B078BF647B7982788976836E666588A49DB2B39E95657EAFC4AC | https://pim-kvc.soneparsea.com:3443/PictureServer/default.aspx/3m-KE235117618_Datasheet1.pdf?8392B078BF647B7982788976836E666588A498A6C698A39CB5AAC87680A7949A | SCOTCHCAST 92-NBA5 PREMIUM RESIN CABLE JOINT KIT | 3M 92-NBA5 resin cable joints are suitable for jointing and cable splicing XLPE, PVC and PE airfield lighting cables including cable duct, trench or direct burial cable installations, including standard single-core screened or non-screened cable. | Number of conductors | 4
| 73 | Cable Management | Cable Accessories and Tools | Cable Joints | SCOTCHCAST 92-NBA5 PREMIUM RESIN CABLE JOINT KIT | 2449486 | KE235117618 | 3M | 0 | https://pim-kvc.soneparsea.com:3443/PictureServer/default.aspx/3m-KE235117618_Image1.jpg?8392B078BF647B7982788976836E666588A49DB2B39E95657EAFC4AC | https://pim-kvc.soneparsea.com:3443/PictureServer/default.aspx/3m-KE235117618_Datasheet1.pdf?8392B078BF647B7982788976836E666588A498A6C698A39CB5AAC87680A7949A | SCOTCHCAST 92-NBA5 PREMIUM RESIN CABLE JOINT KIT | 3M 92-NBA5 resin cable joints are suitable for jointing and cable splicing XLPE, PVC and PE airfield lighting cables including cable duct, trench or direct burial cable installations, including standard single-core screened or non-screened cable. | Nominal cross section conductor | 70...95mm²
| 74 | Cable Management | Cable Protection | Cable Tie Mounts | KINDLY REFER: 2513501 | 2460236 | BIZ 300 019 | BIZLINE | 0 | https://pim-kvc.soneparsea.com:3443/PictureServer/default.aspx/bizline-BIZ300019_Image1.jpg?928EAE919B857590B2AECEB1BBA59561928EAE788267606589A49DB2B39E95657EAFC4AC | https://pim-kvc.soneparsea.com:3443/PictureServer/default.aspx/bizline-BIZ300019_Datasheet1.pdf?928EAE919B857590B2AECEB1BBA59561928EAE788267606589A498A6C698A39CB5AAC87680A7949A | CABLE TIE MOUNT ADHESIVE TRANSPARENT 28 X 28 (100/PACK) | A mounting hole is included to use screws to fix heavy loads wire bundles. | Length | 28mm
| 75 | Cable Management | Cable Protection | Cable Tie Mounts | KINDLY REFER: 2513501 | 2460236 | BIZ 300 019 | BIZLINE | 0 | https://pim-kvc.soneparsea.com:3443/PictureServer/default.aspx/bizline-BIZ300019_Image1.jpg?928EAE919B857590B2AECEB1BBA59561928EAE788267606589A49DB2B39E95657EAFC4AC | https://pim-kvc.soneparsea.com:3443/PictureServer/default.aspx/bizline-BIZ300019_Datasheet1.pdf?928EAE919B857590B2AECEB1BBA59561928EAE788267606589A498A6C698A39CB5AAC87680A7949A | CABLE TIE MOUNT ADHESIVE TRANSPARENT 28 X 28 (100/PACK) | A mounting hole is included to use screws to fix heavy loads wire bundles. | Width | 28mm
| 76 | Cable Management | Cable Protection | Cable Tie Mounts | KINDLY REFER: 2513501 | 2460236 | BIZ 300 019 | BIZLINE | 0 | https://pim-kvc.soneparsea.com:3443/PictureServer/default.aspx/bizline-BIZ300019_Image1.jpg?928EAE919B857590B2AECEB1BBA59561928EAE788267606589A49DB2B39E95657EAFC4AC | https://pim-kvc.soneparsea.com:3443/PictureServer/default.aspx/bizline-BIZ300019_Datasheet1.pdf?928EAE919B857590B2AECEB1BBA59561928EAE788267606589A498A6C698A39CB5AAC87680A7949A | CABLE TIE MOUNT ADHESIVE TRANSPARENT 28 X 28 (100/PACK) | A mounting hole is included to use screws to fix heavy loads wire bundles. | Material | Plastic
| 77 | Cable Management | Cable Protection | Cable Tie Mounts | KINDLY REFER: 2513501 | 2460236 | BIZ 300 019 | BIZLINE | 0 | https://pim-kvc.soneparsea.com:3443/PictureServer/default.aspx/bizline-BIZ300019_Image1.jpg?928EAE919B857590B2AECEB1BBA59561928EAE788267606589A49DB2B39E95657EAFC4AC | https://pim-kvc.soneparsea.com:3443/PictureServer/default.aspx/bizline-BIZ300019_Datasheet1.pdf?928EAE919B857590B2AECEB1BBA59561928EAE788267606589A498A6C698A39CB5AAC87680A7949A | CABLE TIE MOUNT ADHESIVE TRANSPARENT 28 X 28 (100/PACK) | A mounting hole is included to use screws to fix heavy loads wire bundles. | Material quality | Polyamide (PA)
| 78 | Cable Management | Cable Protection | Cable Tie Mounts | KINDLY REFER: 2513501 | 2460236 | BIZ 300 019 | BIZLINE | 0 | https://pim-kvc.soneparsea.com:3443/PictureServer/default.aspx/bizline-BIZ300019_Image1.jpg?928EAE919B857590B2AECEB1BBA59561928EAE788267606589A49DB2B39E95657EAFC4AC | https://pim-kvc.soneparsea.com:3443/PictureServer/default.aspx/bizline-BIZ300019_Datasheet1.pdf?928EAE919B857590B2AECEB1BBA59561928EAE788267606589A498A6C698A39CB5AAC87680A7949A | CABLE TIE MOUNT ADHESIVE TRANSPARENT 28 X 28 (100/PACK) | A mounting hole is included to use screws to fix heavy loads wire bundles. | Colour | White
| 79 | Cable Management | Cable Accessories and Tools | Crimping Tools | CRIMPING PLIERS FOR PRE-INSULATED LUGS 0.5 TO 6MM² | 2460254 | BIZ 700 005 | BIZLINE | 0 | https://pim-kvc.soneparsea.com:3443/PictureServer/default.aspx/bizline-BIZ700005_Image1.jpg?928EAE919B857590B2AECEB1BBA59561928EAE7C8267606485A49DB2B39E95657EAFC4AC | https://pim-kvc.soneparsea.com:3443/PictureServer/default.aspx/bizline-BIZ700005_Datasheet1.pdf?928EAE919B857590B2AECEB1BBA59561928EAE7C8267606485A498A6C698A39CB5AAC87680A7949A | CRIMPING PLIERS FOR PRE-INSULATED LUGS 0.5 TO 6MM² | To crimp pre-insulated terminals and cable ends, place the wire next to the colour identification on the die. The dies are not sold separately. | Suitable for | Various applications
| 80 | Cable Management | Cable Accessories and Tools | Crimping Tools | CRIMPING PLIERS FOR PRE-INSULATED LUGS 0.5 TO 6MM² | 2460254 | BIZ 700 005 | BIZLINE | 0 | https://pim-kvc.soneparsea.com:3443/PictureServer/default.aspx/bizline-BIZ700005_Image1.jpg?928EAE919B857590B2AECEB1BBA59561928EAE7C8267606485A49DB2B39E95657EAFC4AC | https://pim-kvc.soneparsea.com:3443/PictureServer/default.aspx/bizline-BIZ700005_Datasheet1.pdf?928EAE919B857590B2AECEB1BBA59561928EAE7C8267606485A498A6C698A39CB5AAC87680A7949A | CRIMPING PLIERS FOR PRE-INSULATED LUGS 0.5 TO 6MM² | To crimp pre-insulated terminals and cable ends, place the wire next to the colour identification on the die. The dies are not sold separately. | Compression shape | Other
| 81 | Cable Management | Cable Accessories and Tools | Crimping Tools | CRIMPING PLIERS FOR PRE-INSULATED LUGS 0.5 TO 6MM² | 2460254 | BIZ 700 005 | BIZLINE | 0 | https://pim-kvc.soneparsea.com:3443/PictureServer/default.aspx/bizline-BIZ700005_Image1.jpg?928EAE919B857590B2AECEB1BBA59561928EAE7C8267606485A49DB2B39E95657EAFC4AC | https://pim-kvc.soneparsea.com:3443/PictureServer/default.aspx/bizline-BIZ700005_Datasheet1.pdf?928EAE919B857590B2AECEB1BBA59561928EAE7C8267606485A498A6C698A39CB5AAC87680A7949A | CRIMPING PLIERS FOR PRE-INSULATED LUGS 0.5 TO 6MM² | To crimp pre-insulated terminals and cable ends, place the wire next to the colour identification on the die. The dies are not sold separately. | Cross section | 0.5...6mm²
| 82 | Cable Management | Cable Accessories and Tools | Crimping Tools | CRIMPING PLIERS FOR PRE-INSULATED LUGS 0.5 TO 6MM² | 2460254 | BIZ 700 005 | BIZLINE | 0 | https://pim-kvc.soneparsea.com:3443/PictureServer/default.aspx/bizline-BIZ700005_Image1.jpg?928EAE919B857590B2AECEB1BBA59561928EAE7C8267606485A49DB2B39E95657EAFC4AC | https://pim-kvc.soneparsea.com:3443/PictureServer/default.aspx/bizline-BIZ700005_Datasheet1.pdf?928EAE919B857590B2AECEB1BBA59561928EAE7C8267606485A498A6C698A39CB5AAC87680A7949A | CRIMPING PLIERS FOR PRE-INSULATED LUGS 0.5 TO 6MM² | To crimp pre-insulated terminals and cable ends, place the wire next to the colour identification on the die. The dies are not sold separately. | Length | 229mm
| 83 | Cable Management | Cable Accessories and Tools | Cable Joints | 92-NBA0 SCOTCHCAST JOINT KIT | 2463365 | KE235117568 | 3M | 0 | https://pim-kvc.soneparsea.com:3443/PictureServer/default.aspx/3m-KE235117568_Image1.jpg?8392B078BF647B7982788976836E656A88A49DB2B39E95657EAFC4AC | https://pim-kvc.soneparsea.com:3443/PictureServer/default.aspx/3m-KE235117568_Datasheet1.pdf?8392B078BF647B7982788976836E656A88A498A6C698A39CB5AAC87680A7949A | 92-NBA0 SCOTCHCAST JOINT KIT | 3M 92-NBA0 Scotchcast resin cable joints are used to straight joint, repair or splice single core and multi-core unarmoured cables with XLPE or EPR insulation and core conductors 1.5sqmm-50sqmm. | Rated voltage U0/U (Um) | Other
| 84 | Cable Management | Cable Accessories and Tools | Cable Joints | 92-NBA0 SCOTCHCAST JOINT KIT | 2463365 | KE235117568 | 3M | 0 | https://pim-kvc.soneparsea.com:3443/PictureServer/default.aspx/3m-KE235117568_Image1.jpg?8392B078BF647B7982788976836E656A88A49DB2B39E95657EAFC4AC | https://pim-kvc.soneparsea.com:3443/PictureServer/default.aspx/3m-KE235117568_Datasheet1.pdf?8392B078BF647B7982788976836E656A88A498A6C698A39CB5AAC87680A7949A | 92-NBA0 SCOTCHCAST JOINT KIT | 3M 92-NBA0 Scotchcast resin cable joints are used to straight joint, repair or splice single core and multi-core unarmoured cables with XLPE or EPR insulation and core conductors 1.5sqmm-50sqmm. | Model | Cast resin
| 85 | Cable Management | Cable Accessories and Tools | Cable Joints | 92-NBA0 SCOTCHCAST JOINT KIT | 2463365 | KE235117568 | 3M | 0 | https://pim-kvc.soneparsea.com:3443/PictureServer/default.aspx/3m-KE235117568_Image1.jpg?8392B078BF647B7982788976836E656A88A49DB2B39E95657EAFC4AC | https://pim-kvc.soneparsea.com:3443/PictureServer/default.aspx/3m-KE235117568_Datasheet1.pdf?8392B078BF647B7982788976836E656A88A498A6C698A39CB5AAC87680A7949A | 92-NBA0 SCOTCHCAST JOINT KIT | 3M 92-NBA0 Scotchcast resin cable joints are used to straight joint, repair or splice single core and multi-core unarmoured cables with XLPE or EPR insulation and core conductors 1.5sqmm-50sqmm. | Number of conductors | 4
| 86 | Cable Management | Cable Accessories and Tools | Cable Joints | 92-NBA0 SCOTCHCAST JOINT KIT | 2463365 | KE235117568 | 3M | 0 | https://pim-kvc.soneparsea.com:3443/PictureServer/default.aspx/3m-KE235117568_Image1.jpg?8392B078BF647B7982788976836E656A88A49DB2B39E95657EAFC4AC | https://pim-kvc.soneparsea.com:3443/PictureServer/default.aspx/3m-KE235117568_Datasheet1.pdf?8392B078BF647B7982788976836E656A88A498A6C698A39CB5AAC87680A7949A | 92-NBA0 SCOTCHCAST JOINT KIT | 3M 92-NBA0 Scotchcast resin cable joints are used to straight joint, repair or splice single core and multi-core unarmoured cables with XLPE or EPR insulation and core conductors 1.5sqmm-50sqmm. | Nominal cross section conductor | 1...4mm²
| 87 | Cable Management | Wiring Ducts | Trunkings | SLOT WIRE DUCT 80MMX 60MM X2M 8MM SLOT GRAY | 2511873 | UWD8060-8-GRAY | U-PRODUCTION | 0 | https://pim-kvc.soneparsea.com:3443/PictureServer/default.aspx/upc-UWD8060-8-GRAY_Image1.jpg?A595A694968C73889994B0BAC29A5D89A7898C7588675D6C7D8CA686AB9679A1B1ACB97680A1A09B | https://pim-kvc.soneparsea.com:3443/PictureServer/default.aspx/upc-UWD8060-8-GRAY_Datasheet1.pdf?A595A694968C73889994B0BAC29A5D89A7898C7588675D6C7D8CA686AB967495C4A6C7ADB79CA4657EB5B8AB | SLOT WIRE DUCT 80MMX 60MM X2M 8MM SLOT GRAY | Wire ducts is the premium wire management product for routing and organizing wiring in control panels. Wire duct is one of the cable management products developed specifically for use within cabinets and control panels. | Height | 80mm
| 88 | Cable Management | Wiring Ducts | Trunkings | SLOT WIRE DUCT 80MMX 60MM X2M 8MM SLOT GRAY | 2511873 | UWD8060-8-GRAY | U-PRODUCTION | 0 | https://pim-kvc.soneparsea.com:3443/PictureServer/default.aspx/upc-UWD8060-8-GRAY_Image1.jpg?A595A694968C73889994B0BAC29A5D89A7898C7588675D6C7D8CA686AB9679A1B1ACB97680A1A09B | https://pim-kvc.soneparsea.com:3443/PictureServer/default.aspx/upc-UWD8060-8-GRAY_Datasheet1.pdf?A595A694968C73889994B0BAC29A5D89A7898C7588675D6C7D8CA686AB967495C4A6C7ADB79CA4657EB5B8AB | SLOT WIRE DUCT 80MMX 60MM X2M 8MM SLOT GRAY | Wire ducts is the premium wire management product for routing and organizing wiring in control panels. Wire duct is one of the cable management products developed specifically for use within cabinets and control panels. | Width | 60mm
| 89 | Cable Management | Wiring Ducts | Trunkings | SLOT WIRE DUCT 80MMX 60MM X2M 8MM SLOT GRAY | 2511873 | UWD8060-8-GRAY | U-PRODUCTION | 0 | https://pim-kvc.soneparsea.com:3443/PictureServer/default.aspx/upc-UWD8060-8-GRAY_Image1.jpg?A595A694968C73889994B0BAC29A5D89A7898C7588675D6C7D8CA686AB9679A1B1ACB97680A1A09B | https://pim-kvc.soneparsea.com:3443/PictureServer/default.aspx/upc-UWD8060-8-GRAY_Datasheet1.pdf?A595A694968C73889994B0BAC29A5D89A7898C7588675D6C7D8CA686AB967495C4A6C7ADB79CA4657EB5B8AB | SLOT WIRE DUCT 80MMX 60MM X2M 8MM SLOT GRAY | Wire ducts is the premium wire management product for routing and organizing wiring in control panels. Wire duct is one of the cable management products developed specifically for use within cabinets and control panels. | Length | 2000mm
| 90 | Cable Management | Wiring Ducts | Trunkings | SLOT WIRE DUCT 80MMX 60MM X2M 8MM SLOT GRAY | 2511873 | UWD8060-8-GRAY | U-PRODUCTION | 0 | https://pim-kvc.soneparsea.com:3443/PictureServer/default.aspx/upc-UWD8060-8-GRAY_Image1.jpg?A595A694968C73889994B0BAC29A5D89A7898C7588675D6C7D8CA686AB9679A1B1ACB97680A1A09B | https://pim-kvc.soneparsea.com:3443/PictureServer/default.aspx/upc-UWD8060-8-GRAY_Datasheet1.pdf?A595A694968C73889994B0BAC29A5D89A7898C7588675D6C7D8CA686AB967495C4A6C7ADB79CA4657EB5B8AB | SLOT WIRE DUCT 80MMX 60MM X2M 8MM SLOT GRAY | Wire ducts is the premium wire management product for routing and organizing wiring in control panels. Wire duct is one of the cable management products developed specifically for use within cabinets and control panels. | Type of side wall | Slotted
| 91 | Cable Management | Wiring Ducts | Trunkings | SLOT WIRE DUCT 80MMX 60MM X2M 8MM SLOT GRAY | 2511873 | UWD8060-8-GRAY | U-PRODUCTION | 0 | https://pim-kvc.soneparsea.com:3443/PictureServer/default.aspx/upc-UWD8060-8-GRAY_Image1.jpg?A595A694968C73889994B0BAC29A5D89A7898C7588675D6C7D8CA686AB9679A1B1ACB97680A1A09B | https://pim-kvc.soneparsea.com:3443/PictureServer/default.aspx/upc-UWD8060-8-GRAY_Datasheet1.pdf?A595A694968C73889994B0BAC29A5D89A7898C7588675D6C7D8CA686AB967495C4A6C7ADB79CA4657EB5B8AB | SLOT WIRE DUCT 80MMX 60MM X2M 8MM SLOT GRAY | Wire ducts is the premium wire management product for routing and organizing wiring in control panels. Wire duct is one of the cable management products developed specifically for use within cabinets and control panels. | Flexible | no
| 92 | Cable Management | Wiring Ducts | Trunkings | SLOT WIRE DUCT 80MMX 60MM X2M 8MM SLOT GRAY | 2511873 | UWD8060-8-GRAY | U-PRODUCTION | 0 | https://pim-kvc.soneparsea.com:3443/PictureServer/default.aspx/upc-UWD8060-8-GRAY_Image1.jpg?A595A694968C73889994B0BAC29A5D89A7898C7588675D6C7D8CA686AB9679A1B1ACB97680A1A09B | https://pim-kvc.soneparsea.com:3443/PictureServer/default.aspx/upc-UWD8060-8-GRAY_Datasheet1.pdf?A595A694968C73889994B0BAC29A5D89A7898C7588675D6C7D8CA686AB967495C4A6C7ADB79CA4657EB5B8AB | SLOT WIRE DUCT 80MMX 60MM X2M 8MM SLOT GRAY | Wire ducts is the premium wire management product for routing and organizing wiring in control panels. Wire duct is one of the cable management products developed specifically for use within cabinets and control panels. | Colour | Grey
| 93 | Cable Management | Conduits and Fittings | Rigid Conduits | CONDUIT PVC RIGID 20MM OD 2.92M BLACK | 2520743 | 2120 BK | U-PRODUCTION | 0 | https://pim-kvc.soneparsea.com:3443/PictureServer/default.aspx/upc-2120BK_Image1.jpg?A595A694968C73889994B0BAC29A5D66817784879D9679A1B1ACB97680A1A09B | https://pim-kvc.soneparsea.com:3443/PictureServer/default.aspx/upc-2120BK_Datasheet1.pdf?A595A694968C73889994B0BAC29A5D66817784879D967495C4A6C7ADB79CA4657EB5B8AB | CONDUIT PVC RIGID 20MM OD 2.92M BLACK | Rigid polyvinyl chloride (PVC) is similar to plastic plumbing pipe and is installed with plastic fittings that are glued in place. It can be bent after being heated in a portable heater box. Because the conduit tubing and fittings are glued together, the conduit assemblies can be watertight, making PVC suitable for direct burial in the ground for many applications. It is also allowed in corrosive environments. | Material | Polyvinyl chloride (PVC)
| 94 | Cable Management | Conduits and Fittings | Rigid Conduits | CONDUIT PVC RIGID 20MM OD 2.92M BLACK | 2520743 | 2120 BK | U-PRODUCTION | 0 | https://pim-kvc.soneparsea.com:3443/PictureServer/default.aspx/upc-2120BK_Image1.jpg?A595A694968C73889994B0BAC29A5D66817784879D9679A1B1ACB97680A1A09B | https://pim-kvc.soneparsea.com:3443/PictureServer/default.aspx/upc-2120BK_Datasheet1.pdf?A595A694968C73889994B0BAC29A5D66817784879D967495C4A6C7ADB79CA4657EB5B8AB | CONDUIT PVC RIGID 20MM OD 2.92M BLACK | Rigid polyvinyl chloride (PVC) is similar to plastic plumbing pipe and is installed with plastic fittings that are glued in place. It can be bent after being heated in a portable heater box. Because the conduit tubing and fittings are glued together, the conduit assemblies can be watertight, making PVC suitable for direct burial in the ground for many applications. It is also allowed in corrosive environments. | With sleeve | no
| 95 | Cable Management | Conduits and Fittings | Rigid Conduits | CONDUIT PVC RIGID 20MM OD 2.92M BLACK | 2520743 | 2120 BK | U-PRODUCTION | 0 | https://pim-kvc.soneparsea.com:3443/PictureServer/default.aspx/upc-2120BK_Image1.jpg?A595A694968C73889994B0BAC29A5D66817784879D9679A1B1ACB97680A1A09B | https://pim-kvc.soneparsea.com:3443/PictureServer/default.aspx/upc-2120BK_Datasheet1.pdf?A595A694968C73889994B0BAC29A5D66817784879D967495C4A6C7ADB79CA4657EB5B8AB | CONDUIT PVC RIGID 20MM OD 2.92M BLACK | Rigid polyvinyl chloride (PVC) is similar to plastic plumbing pipe and is installed with plastic fittings that are glued in place. It can be bent after being heated in a portable heater box. Because the conduit tubing and fittings are glued together, the conduit assemblies can be watertight, making PVC suitable for direct burial in the ground for many applications. It is also allowed in corrosive environments. | Suitable for installation on wood | no
| 96 | Cable Management | Conduits and Fittings | Rigid Conduits | CONDUIT PVC RIGID 20MM OD 2.92M BLACK | 2520743 | 2120 BK | U-PRODUCTION | 0 | https://pim-kvc.soneparsea.com:3443/PictureServer/default.aspx/upc-2120BK_Image1.jpg?A595A694968C73889994B0BAC29A5D66817784879D9679A1B1ACB97680A1A09B | https://pim-kvc.soneparsea.com:3443/PictureServer/default.aspx/upc-2120BK_Datasheet1.pdf?A595A694968C73889994B0BAC29A5D66817784879D967495C4A6C7ADB79CA4657EB5B8AB | CONDUIT PVC RIGID 20MM OD 2.92M BLACK | Rigid polyvinyl chloride (PVC) is similar to plastic plumbing pipe and is installed with plastic fittings that are glued in place. It can be bent after being heated in a portable heater box. Because the conduit tubing and fittings are glued together, the conduit assemblies can be watertight, making PVC suitable for direct burial in the ground for many applications. It is also allowed in corrosive environments. | Outer diameter | 20mm
| 97 | Cable Management | Conduits and Fittings | Rigid Conduits | CONDUIT PVC RIGID 20MM OD 2.92M BLACK | 2520743 | 2120 BK | U-PRODUCTION | 0 | https://pim-kvc.soneparsea.com:3443/PictureServer/default.aspx/upc-2120BK_Image1.jpg?A595A694968C73889994B0BAC29A5D66817784879D9679A1B1ACB97680A1A09B | https://pim-kvc.soneparsea.com:3443/PictureServer/default.aspx/upc-2120BK_Datasheet1.pdf?A595A694968C73889994B0BAC29A5D66817784879D967495C4A6C7ADB79CA4657EB5B8AB | CONDUIT PVC RIGID 20MM OD 2.92M BLACK | Rigid polyvinyl chloride (PVC) is similar to plastic plumbing pipe and is installed with plastic fittings that are glued in place. It can be bent after being heated in a portable heater box. Because the conduit tubing and fittings are glued together, the conduit assemblies can be watertight, making PVC suitable for direct burial in the ground for many applications. It is also allowed in corrosive environments. | Colour | Black
| 98 | Cable Management | Conduits and Fittings | Rigid Conduits | CONDUIT PVC RIGID 16MM OD 2.92M BLACK | 2527349 | 2116MD BK | U-PRODUCTION | 0 | https://pim-kvc.soneparsea.com:3443/PictureServer/default.aspx/upc-2116md-bk_Image1.jpg?A595A694968C73889994B0BAC29A5D6681768AB2B664929FAF8EC1A6B99C6162BAB5BB | https://pim-kvc.soneparsea.com:3443/PictureServer/default.aspx/upc-2116MDBK_Datasheet1.pdf?A595A694968C73889994B0BAC29A5D6681768A9296797B9394A6C8A6C59F9599C47682B5B69D | CONDUIT PVC RIGID 16MM OD 2.92M BLACK | Rigid polyvinyl chloride (PVC) is similar to plastic plumbing pipe and is installed with plastic fittings that are glued in place. It can be bent after being heated in a portable heater box. Because the conduit tubing and fittings are glued together, the conduit assemblies can be watertight, making PVC suitable for direct burial in the ground for many applications. It is also allowed in corrosive environments. | Material | Polyvinyl chloride (PVC)
| 99 | Cable Management | Conduits and Fittings | Rigid Conduits | CONDUIT PVC RIGID 16MM OD 2.92M BLACK | 2527349 | 2116MD BK | U-PRODUCTION | 0 | https://pim-kvc.soneparsea.com:3443/PictureServer/default.aspx/upc-2116md-bk_Image1.jpg?A595A694968C73889994B0BAC29A5D6681768AB2B664929FAF8EC1A6B99C6162BAB5BB | https://pim-kvc.soneparsea.com:3443/PictureServer/default.aspx/upc-2116MDBK_Datasheet1.pdf?A595A694968C73889994B0BAC29A5D6681768A9296797B9394A6C8A6C59F9599C47682B5B69D | CONDUIT PVC RIGID 16MM OD 2.92M BLACK | Rigid polyvinyl chloride (PVC) is similar to plastic plumbing pipe and is installed with plastic fittings that are glued in place. It can be bent after being heated in a portable heater box. Because the conduit tubing and fittings are glued together, the conduit assemblies can be watertight, making PVC suitable for direct burial in the ground for many applications. It is also allowed in corrosive environments. | With sleeve | no
| 100 | Cable Management | Conduits and Fittings | Rigid Conduits | CONDUIT PVC RIGID 16MM OD 2.92M BLACK | 2527349 | 2116MD BK | U-PRODUCTION | 0 | https://pim-kvc.soneparsea.com:3443/PictureServer/default.aspx/upc-2116md-bk_Image1.jpg?A595A694968C73889994B0BAC29A5D6681768AB2B664929FAF8EC1A6B99C6162BAB5BB | https://pim-kvc.soneparsea.com:3443/PictureServer/default.aspx/upc-2116MDBK_Datasheet1.pdf?A595A694968C73889994B0BAC29A5D6681768A9296797B9394A6C8A6C59F9599C47682B5B69D | CONDUIT PVC RIGID 16MM OD 2.92M BLACK | Rigid polyvinyl chloride (PVC) is similar to plastic plumbing pipe and is installed with plastic fittings that are glued in place. It can be bent after being heated in a portable heater box. Because the conduit tubing and fittings are glued together, the conduit assemblies can be watertight, making PVC suitable for direct burial in the ground for many applications. It is also allowed in corrosive environments. | Suitable for installation on wood | no
| 101 | Cable Management | Conduits and Fittings | Rigid Conduits | CONDUIT PVC RIGID 16MM OD 2.92M BLACK | 2527349 | 2116MD BK | U-PRODUCTION | 0 | https://pim-kvc.soneparsea.com:3443/PictureServer/default.aspx/upc-2116md-bk_Image1.jpg?A595A694968C73889994B0BAC29A5D6681768AB2B664929FAF8EC1A6B99C6162BAB5BB | https://pim-kvc.soneparsea.com:3443/PictureServer/default.aspx/upc-2116MDBK_Datasheet1.pdf?A595A694968C73889994B0BAC29A5D6681768A9296797B9394A6C8A6C59F9599C47682B5B69D | CONDUIT PVC RIGID 16MM OD 2.92M BLACK | Rigid polyvinyl chloride (PVC) is similar to plastic plumbing pipe and is installed with plastic fittings that are glued in place. It can be bent after being heated in a portable heater box. Because the conduit tubing and fittings are glued together, the conduit assemblies can be watertight, making PVC suitable for direct burial in the ground for many applications. It is also allowed in corrosive environments. | Outer diameter | 16mm
| 102 | Cable Management | Conduits and Fittings | Rigid Conduits | CONDUIT PVC RIGID 16MM OD 2.92M BLACK | 2527349 | 2116MD BK | U-PRODUCTION | 0 | https://pim-kvc.soneparsea.com:3443/PictureServer/default.aspx/upc-2116md-bk_Image1.jpg?A595A694968C73889994B0BAC29A5D6681768AB2B664929FAF8EC1A6B99C6162BAB5BB | https://pim-kvc.soneparsea.com:3443/PictureServer/default.aspx/upc-2116MDBK_Datasheet1.pdf?A595A694968C73889994B0BAC29A5D6681768A9296797B9394A6C8A6C59F9599C47682B5B69D | CONDUIT PVC RIGID 16MM OD 2.92M BLACK | Rigid polyvinyl chloride (PVC) is similar to plastic plumbing pipe and is installed with plastic fittings that are glued in place. It can be bent after being heated in a portable heater box. Because the conduit tubing and fittings are glued together, the conduit assemblies can be watertight, making PVC suitable for direct burial in the ground for many applications. It is also allowed in corrosive environments. | Colour | Black
| 103 | Cable Management | Conduits and Fittings | Conduit Fittings | CONDUIT CONNECTOR PVC FOR 1116MD BLACK | 2527351 | U258/16+U281/16 BK | U-PRODUCTION | 0 | https://pim-kvc.soneparsea.com:3443/PictureServer/default.aspx/upc-U258-16-U281-16BK_Image1.jpg?A595A694968C73889994B0BAC29A5D89827A8C72836D5D89827D8572836D727FAF8EC1A6B99C6162BAB5BB | https://pim-kvc.soneparsea.com:3443/PictureServer/default.aspx/upc-U258-16-U281-16BK_Datasheet1.pdf?A595A694968C73889994B0BAC29A5D89827A8C72836D5D89827D8572836D727FAF89B5B9B3AA9899B5B98573C29B96 | CONDUIT CONNECTOR PVC FOR 1116MD BLACK | They are manufactured according to BSEN 50086 442 112 and IEC 61386-21: 2002 standards.It is It is 100% high quality real UPVC pipe that s lightweight, flexible, strong and durable and is electrically insulated. | Material | Plastic
| 104 | Cable Management | Conduits and Fittings | Conduit Fittings | CONDUIT CONNECTOR PVC FOR 1116MD BLACK | 2527351 | U258/16+U281/16 BK | U-PRODUCTION | 0 | https://pim-kvc.soneparsea.com:3443/PictureServer/default.aspx/upc-U258-16-U281-16BK_Image1.jpg?A595A694968C73889994B0BAC29A5D89827A8C72836D5D89827D8572836D727FAF8EC1A6B99C6162BAB5BB | https://pim-kvc.soneparsea.com:3443/PictureServer/default.aspx/upc-U258-16-U281-16BK_Datasheet1.pdf?A595A694968C73889994B0BAC29A5D89827A8C72836D5D89827D8572836D727FAF89B5B9B3AA9899B5B98573C29B96 | CONDUIT CONNECTOR PVC FOR 1116MD BLACK | They are manufactured according to BSEN 50086 442 112 and IEC 61386-21: 2002 standards.It is It is 100% high quality real UPVC pipe that s lightweight, flexible, strong and durable and is electrically insulated. | Model | Straight
| 105 | Cable Management | Conduits and Fittings | Conduit Fittings | CONDUIT CONNECTOR PVC FOR 1116MD BLACK | 2527351 | U258/16+U281/16 BK | U-PRODUCTION | 0 | https://pim-kvc.soneparsea.com:3443/PictureServer/default.aspx/upc-U258-16-U281-16BK_Image1.jpg?A595A694968C73889994B0BAC29A5D89827A8C72836D5D89827D8572836D727FAF8EC1A6B99C6162BAB5BB | https://pim-kvc.soneparsea.com:3443/PictureServer/default.aspx/upc-U258-16-U281-16BK_Datasheet1.pdf?A595A694968C73889994B0BAC29A5D89827A8C72836D5D89827D8572836D727FAF89B5B9B3AA9899B5B98573C29B96 | CONDUIT CONNECTOR PVC FOR 1116MD BLACK | They are manufactured according to BSEN 50086 442 112 and IEC 61386-21: 2002 standards.It is It is 100% high quality real UPVC pipe that s lightweight, flexible, strong and durable and is electrically insulated. | Colour | Black
| 106 | Cable Management | Conduits and Fittings | Conduit Fittings | CONDUIT CONNECTOR PVC FOR 1120 BLACK | 2527352 | U258/20+U281/20 BK | U-PRODUCTION | 0 | https://pim-kvc.soneparsea.com:3443/PictureServer/default.aspx/upc-U258-20-U281-20BK_Image1.jpg?A595A694968C73889994B0BAC29A5D89827A8C7284675D89827D85728467727FAF8EC1A6B99C6162BAB5BB | https://pim-kvc.soneparsea.com:3443/PictureServer/default.aspx/upc-U258-20-U281-20BK_Datasheet1.pdf?A595A694968C73889994B0BAC29A5D89827A8C7284675D89827D85728467727FAF89B5B9B3AA9899B5B98573C29B96 | CONDUIT CONNECTOR PVC FOR 1120 BLACK | They are manufactured according to BSEN 50086 442 112 and IEC 61386-21: 2002 standards.It is It is 100% high quality real UPVC pipe that s lightweight, flexible, strong and durable and is electrically insulated. | Material | Plastic
| 107 | Cable Management | Conduits and Fittings | Conduit Fittings | CONDUIT CONNECTOR PVC FOR 1120 BLACK | 2527352 | U258/20+U281/20 BK | U-PRODUCTION | 0 | https://pim-kvc.soneparsea.com:3443/PictureServer/default.aspx/upc-U258-20-U281-20BK_Image1.jpg?A595A694968C73889994B0BAC29A5D89827A8C7284675D89827D85728467727FAF8EC1A6B99C6162BAB5BB | https://pim-kvc.soneparsea.com:3443/PictureServer/default.aspx/upc-U258-20-U281-20BK_Datasheet1.pdf?A595A694968C73889994B0BAC29A5D89827A8C7284675D89827D85728467727FAF89B5B9B3AA9899B5B98573C29B96 | CONDUIT CONNECTOR PVC FOR 1120 BLACK | They are manufactured according to BSEN 50086 442 112 and IEC 61386-21: 2002 standards.It is It is 100% high quality real UPVC pipe that s lightweight, flexible, strong and durable and is electrically insulated. | Model | Straight
| 108 | Cable Management | Conduits and Fittings | Conduit Fittings | CONDUIT CONNECTOR PVC FOR 1120 BLACK | 2527352 | U258/20+U281/20 BK | U-PRODUCTION | 0 | https://pim-kvc.soneparsea.com:3443/PictureServer/default.aspx/upc-U258-20-U281-20BK_Image1.jpg?A595A694968C73889994B0BAC29A5D89827A8C7284675D89827D85728467727FAF8EC1A6B99C6162BAB5BB | https://pim-kvc.soneparsea.com:3443/PictureServer/default.aspx/upc-U258-20-U281-20BK_Datasheet1.pdf?A595A694968C73889994B0BAC29A5D89827A8C7284675D89827D85728467727FAF89B5B9B3AA9899B5B98573C29B96 | CONDUIT CONNECTOR PVC FOR 1120 BLACK | They are manufactured according to BSEN 50086 442 112 and IEC 61386-21: 2002 standards.It is It is 100% high quality real UPVC pipe that s lightweight, flexible, strong and durable and is electrically insulated. | Colour | Black
| 109 | Cable Management | Conduits and Fittings | Conduit Fittings | CENTER JOINT (FOR 1116MD) 16MM BLACK | 2527353 | U242/16 BK | U-PRODUCTION | 0 | https://pim-kvc.soneparsea.com:3443/PictureServer/default.aspx/upc-U242-16BK_Image1.jpg?A595A694968C73889994B0BAC29A5D8982798672836D727FAF8EC1A6B99C6162BAB5BB | https://pim-kvc.soneparsea.com:3443/PictureServer/default.aspx/upc-U242-16BK_Datasheet1.pdf?A595A694968C73889994B0BAC29A5D8982798672836D727FAF89B5B9B3AA9899B5B98573C29B96 | CENTER JOINT (FOR 1116MD) 16MM BLACK | Used in control panels and electrical equipments, on and under plaster as laid in conduit. When this cable is used in fixed installations with mechanically protected switchgear and control panels, the rated voltage is 600/1000 V. | Material | Plastic
| 110 | Cable Management | Conduits and Fittings | Conduit Fittings | CENTER JOINT (FOR 1116MD) 16MM BLACK | 2527353 | U242/16 BK | U-PRODUCTION | 0 | https://pim-kvc.soneparsea.com:3443/PictureServer/default.aspx/upc-U242-16BK_Image1.jpg?A595A694968C73889994B0BAC29A5D8982798672836D727FAF8EC1A6B99C6162BAB5BB | https://pim-kvc.soneparsea.com:3443/PictureServer/default.aspx/upc-U242-16BK_Datasheet1.pdf?A595A694968C73889994B0BAC29A5D8982798672836D727FAF89B5B9B3AA9899B5B98573C29B96 | CENTER JOINT (FOR 1116MD) 16MM BLACK | Used in control panels and electrical equipments, on and under plaster as laid in conduit. When this cable is used in fixed installations with mechanically protected switchgear and control panels, the rated voltage is 600/1000 V. | Material quality | Polyvinyl chloride (PVC)
| 111 | Cable Management | Conduits and Fittings | Conduit Fittings | CENTER JOINT (FOR 1116MD) 16MM BLACK | 2527353 | U242/16 BK | U-PRODUCTION | 0 | https://pim-kvc.soneparsea.com:3443/PictureServer/default.aspx/upc-U242-16BK_Image1.jpg?A595A694968C73889994B0BAC29A5D8982798672836D727FAF8EC1A6B99C6162BAB5BB | https://pim-kvc.soneparsea.com:3443/PictureServer/default.aspx/upc-U242-16BK_Datasheet1.pdf?A595A694968C73889994B0BAC29A5D8982798672836D727FAF89B5B9B3AA9899B5B98573C29B96 | CENTER JOINT (FOR 1116MD) 16MM BLACK | Used in control panels and electrical equipments, on and under plaster as laid in conduit. When this cable is used in fixed installations with mechanically protected switchgear and control panels, the rated voltage is 600/1000 V. | Model | Plug-in
| 112 | Cable Management | Conduits and Fittings | Conduit Fittings | CENTER JOINT (FOR 1116MD) 16MM BLACK | 2527353 | U242/16 BK | U-PRODUCTION | 0 | https://pim-kvc.soneparsea.com:3443/PictureServer/default.aspx/upc-U242-16BK_Image1.jpg?A595A694968C73889994B0BAC29A5D8982798672836D727FAF8EC1A6B99C6162BAB5BB | https://pim-kvc.soneparsea.com:3443/PictureServer/default.aspx/upc-U242-16BK_Datasheet1.pdf?A595A694968C73889994B0BAC29A5D8982798672836D727FAF89B5B9B3AA9899B5B98573C29B96 | CENTER JOINT (FOR 1116MD) 16MM BLACK | Used in control panels and electrical equipments, on and under plaster as laid in conduit. When this cable is used in fixed installations with mechanically protected switchgear and control panels, the rated voltage is 600/1000 V. | For nominal tube diameter | 16mm
| 113 | Cable Management | Conduits and Fittings | Conduit Fittings | CENTER JOINT (FOR 1116MD) 16MM BLACK | 2527353 | U242/16 BK | U-PRODUCTION | 0 | https://pim-kvc.soneparsea.com:3443/PictureServer/default.aspx/upc-U242-16BK_Image1.jpg?A595A694968C73889994B0BAC29A5D8982798672836D727FAF8EC1A6B99C6162BAB5BB | https://pim-kvc.soneparsea.com:3443/PictureServer/default.aspx/upc-U242-16BK_Datasheet1.pdf?A595A694968C73889994B0BAC29A5D8982798672836D727FAF89B5B9B3AA9899B5B98573C29B96 | CENTER JOINT (FOR 1116MD) 16MM BLACK | Used in control panels and electrical equipments, on and under plaster as laid in conduit. When this cable is used in fixed installations with mechanically protected switchgear and control panels, the rated voltage is 600/1000 V. | Colour | Black
| 114 | Cable Management | Conduits and Fittings | Conduit Fittings | CENTER JOINT (FOR 1120) 20MM BLACK | 2527355 | U242/20 BK | U-PRODUCTION | 0 | https://pim-kvc.soneparsea.com:3443/PictureServer/default.aspx/upc-U242-20BK_Image1.jpg?A595A694968C73889994B0BAC29A5D89827986728467727FAF8EC1A6B99C6162BAB5BB | https://pim-kvc.soneparsea.com:3443/PictureServer/default.aspx/upc-U242-20BK_Datasheet1.pdf?A595A694968C73889994B0BAC29A5D89827986728467727FAF89B5B9B3AA9899B5B98573C29B96 | CENTER JOINT (FOR 1120) 20MM BLACK | Used in control panels and electrical equipments, on and under plaster as laid in conduit. When this cable is used in fixed installations with mechanically protected switchgear and control panels, the rated voltage is 600/1000 V. | Material | Plastic
| 115 | Cable Management | Conduits and Fittings | Conduit Fittings | CENTER JOINT (FOR 1120) 20MM BLACK | 2527355 | U242/20 BK | U-PRODUCTION | 0 | https://pim-kvc.soneparsea.com:3443/PictureServer/default.aspx/upc-U242-20BK_Image1.jpg?A595A694968C73889994B0BAC29A5D89827986728467727FAF8EC1A6B99C6162BAB5BB | https://pim-kvc.soneparsea.com:3443/PictureServer/default.aspx/upc-U242-20BK_Datasheet1.pdf?A595A694968C73889994B0BAC29A5D89827986728467727FAF89B5B9B3AA9899B5B98573C29B96 | CENTER JOINT (FOR 1120) 20MM BLACK | Used in control panels and electrical equipments, on and under plaster as laid in conduit. When this cable is used in fixed installations with mechanically protected switchgear and control panels, the rated voltage is 600/1000 V. | Material quality | Polyvinyl chloride (PVC)
| 116 | Cable Management | Conduits and Fittings | Conduit Fittings | CENTER JOINT (FOR 1120) 20MM BLACK | 2527355 | U242/20 BK | U-PRODUCTION | 0 | https://pim-kvc.soneparsea.com:3443/PictureServer/default.aspx/upc-U242-20BK_Image1.jpg?A595A694968C73889994B0BAC29A5D89827986728467727FAF8EC1A6B99C6162BAB5BB | https://pim-kvc.soneparsea.com:3443/PictureServer/default.aspx/upc-U242-20BK_Datasheet1.pdf?A595A694968C73889994B0BAC29A5D89827986728467727FAF89B5B9B3AA9899B5B98573C29B96 | CENTER JOINT (FOR 1120) 20MM BLACK | Used in control panels and electrical equipments, on and under plaster as laid in conduit. When this cable is used in fixed installations with mechanically protected switchgear and control panels, the rated voltage is 600/1000 V. | Model | Plug-in
| 117 | Cable Management | Conduits and Fittings | Conduit Fittings | CENTER JOINT (FOR 1120) 20MM BLACK | 2527355 | U242/20 BK | U-PRODUCTION | 0 | https://pim-kvc.soneparsea.com:3443/PictureServer/default.aspx/upc-U242-20BK_Image1.jpg?A595A694968C73889994B0BAC29A5D89827986728467727FAF8EC1A6B99C6162BAB5BB | https://pim-kvc.soneparsea.com:3443/PictureServer/default.aspx/upc-U242-20BK_Datasheet1.pdf?A595A694968C73889994B0BAC29A5D89827986728467727FAF89B5B9B3AA9899B5B98573C29B96 | CENTER JOINT (FOR 1120) 20MM BLACK | Used in control panels and electrical equipments, on and under plaster as laid in conduit. When this cable is used in fixed installations with mechanically protected switchgear and control panels, the rated voltage is 600/1000 V. | For nominal tube diameter | 20mm
| 118 | Cable Management | Conduits and Fittings | Conduit Fittings | CENTER JOINT (FOR 1120) 20MM BLACK | 2527355 | U242/20 BK | U-PRODUCTION | 0 | https://pim-kvc.soneparsea.com:3443/PictureServer/default.aspx/upc-U242-20BK_Image1.jpg?A595A694968C73889994B0BAC29A5D89827986728467727FAF8EC1A6B99C6162BAB5BB | https://pim-kvc.soneparsea.com:3443/PictureServer/default.aspx/upc-U242-20BK_Datasheet1.pdf?A595A694968C73889994B0BAC29A5D89827986728467727FAF89B5B9B3AA9899B5B98573C29B96 | CENTER JOINT (FOR 1120) 20MM BLACK | Used in control panels and electrical equipments, on and under plaster as laid in conduit. When this cable is used in fixed installations with mechanically protected switchgear and control panels, the rated voltage is 600/1000 V. | Colour | Black
| 119 | Cable Management | Conduits and Fittings | Conduit Fittings | CONDUIT ELBOW INSPECTION FOR 1120 20MM ID BLACK | 2527356 | U244/20 BK | U-PRODUCTION | 0 | https://pim-kvc.soneparsea.com:3443/PictureServer/default.aspx/upc-U244-20BK_Image1.jpg?A595A694968C73889994B0BAC29A5D89827988728467727FAF8EC1A6B99C6162BAB5BB | https://pim-kvc.soneparsea.com:3443/PictureServer/default.aspx/upc-U244-20BK_Datasheet1.pdf?A595A694968C73889994B0BAC29A5D89827988728467727FAF89B5B9B3AA9899B5B98573C29B96 | CONDUIT ELBOW INSPECTION FOR 1120 20MM ID BLACK | Inspection bends make it much easier to feed cables through a conduit system. An inspection window in the bend opens, allowing access, enabling the cable to be fed in a straight line. This prevents bunching and stress caused by trying to feed cable around a bend. | Material | Plastic
| 120 | Cable Management | Conduits and Fittings | Conduit Fittings | CONDUIT ELBOW INSPECTION FOR 1120 20MM ID BLACK | 2527356 | U244/20 BK | U-PRODUCTION | 0 | https://pim-kvc.soneparsea.com:3443/PictureServer/default.aspx/upc-U244-20BK_Image1.jpg?A595A694968C73889994B0BAC29A5D89827988728467727FAF8EC1A6B99C6162BAB5BB | https://pim-kvc.soneparsea.com:3443/PictureServer/default.aspx/upc-U244-20BK_Datasheet1.pdf?A595A694968C73889994B0BAC29A5D89827988728467727FAF89B5B9B3AA9899B5B98573C29B96 | CONDUIT ELBOW INSPECTION FOR 1120 20MM ID BLACK | Inspection bends make it much easier to feed cables through a conduit system. An inspection window in the bend opens, allowing access, enabling the cable to be fed in a straight line. This prevents bunching and stress caused by trying to feed cable around a bend. | Surface polished | no
| 121 | Cable Management | Conduits and Fittings | Conduit Fittings | CONDUIT ELBOW INSPECTION FOR 1120 20MM ID BLACK | 2527356 | U244/20 BK | U-PRODUCTION | 0 | https://pim-kvc.soneparsea.com:3443/PictureServer/default.aspx/upc-U244-20BK_Image1.jpg?A595A694968C73889994B0BAC29A5D89827988728467727FAF8EC1A6B99C6162BAB5BB | https://pim-kvc.soneparsea.com:3443/PictureServer/default.aspx/upc-U244-20BK_Datasheet1.pdf?A595A694968C73889994B0BAC29A5D89827988728467727FAF89B5B9B3AA9899B5B98573C29B96 | CONDUIT ELBOW INSPECTION FOR 1120 20MM ID BLACK | Inspection bends make it much easier to feed cables through a conduit system. An inspection window in the bend opens, allowing access, enabling the cable to be fed in a straight line. This prevents bunching and stress caused by trying to feed cable around a bend. | Diameter | 20mm
| 122 | Cable Management | Conduits and Fittings | Conduit Fittings | CONDUIT ELBOW INSPECTION FOR 1120 20MM ID BLACK | 2527356 | U244/20 BK | U-PRODUCTION | 0 | https://pim-kvc.soneparsea.com:3443/PictureServer/default.aspx/upc-U244-20BK_Image1.jpg?A595A694968C73889994B0BAC29A5D89827988728467727FAF8EC1A6B99C6162BAB5BB | https://pim-kvc.soneparsea.com:3443/PictureServer/default.aspx/upc-U244-20BK_Datasheet1.pdf?A595A694968C73889994B0BAC29A5D89827988728467727FAF89B5B9B3AA9899B5B98573C29B96 | CONDUIT ELBOW INSPECTION FOR 1120 20MM ID BLACK | Inspection bends make it much easier to feed cables through a conduit system. An inspection window in the bend opens, allowing access, enabling the cable to be fed in a straight line. This prevents bunching and stress caused by trying to feed cable around a bend. | Model | Plug-in
| 123 | Cable Management | Conduits and Fittings | Conduit Fittings | CONDUIT ELBOW INSPECTION FOR 1120 20MM ID BLACK | 2527356 | U244/20 BK | U-PRODUCTION | 0 | https://pim-kvc.soneparsea.com:3443/PictureServer/default.aspx/upc-U244-20BK_Image1.jpg?A595A694968C73889994B0BAC29A5D89827988728467727FAF8EC1A6B99C6162BAB5BB | https://pim-kvc.soneparsea.com:3443/PictureServer/default.aspx/upc-U244-20BK_Datasheet1.pdf?A595A694968C73889994B0BAC29A5D89827988728467727FAF89B5B9B3AA9899B5B98573C29B96 | CONDUIT ELBOW INSPECTION FOR 1120 20MM ID BLACK | Inspection bends make it much easier to feed cables through a conduit system. An inspection window in the bend opens, allowing access, enabling the cable to be fed in a straight line. This prevents bunching and stress caused by trying to feed cable around a bend. | Colour | Black
| 124 | Cable Management | Conduits and Fittings | Rigid Conduits | CONDUIT PVC RIGID 25MM OD 2.92M BLACK | 2532634 | 2125 BK | U-PRODUCTION | 0 | https://pim-kvc.soneparsea.com:3443/PictureServer/default.aspx/upc-2125BK_Image1.jpg?A595A694968C73889994B0BAC29A5D66817789879D9679A1B1ACB97680A1A09B | https://pim-kvc.soneparsea.com:3443/PictureServer/default.aspx/upc-2125BK_Datasheet1.pdf?A595A694968C73889994B0BAC29A5D66817789879D967495C4A6C7ADB79CA4657EB5B8AB | CONDUIT PVC RIGID 25MM OD 2.92M BLACK | Rigid polyvinyl chloride (PVC) is similar to plastic plumbing pipe and is installed with plastic fittings that are glued in place. It can be bent after being heated in a portable heater box. Because the conduit tubing and fittings are glued together, the conduit assemblies can be watertight, making PVC suitable for direct burial in the ground for many applications. It is also allowed in corrosive environments. | Material | Polyvinyl chloride (PVC)
| 125 | Cable Management | Conduits and Fittings | Rigid Conduits | CONDUIT PVC RIGID 25MM OD 2.92M BLACK | 2532634 | 2125 BK | U-PRODUCTION | 0 | https://pim-kvc.soneparsea.com:3443/PictureServer/default.aspx/upc-2125BK_Image1.jpg?A595A694968C73889994B0BAC29A5D66817789879D9679A1B1ACB97680A1A09B | https://pim-kvc.soneparsea.com:3443/PictureServer/default.aspx/upc-2125BK_Datasheet1.pdf?A595A694968C73889994B0BAC29A5D66817789879D967495C4A6C7ADB79CA4657EB5B8AB | CONDUIT PVC RIGID 25MM OD 2.92M BLACK | Rigid polyvinyl chloride (PVC) is similar to plastic plumbing pipe and is installed with plastic fittings that are glued in place. It can be bent after being heated in a portable heater box. Because the conduit tubing and fittings are glued together, the conduit assemblies can be watertight, making PVC suitable for direct burial in the ground for many applications. It is also allowed in corrosive environments. | With sleeve | no
| 126 | Cable Management | Conduits and Fittings | Rigid Conduits | CONDUIT PVC RIGID 25MM OD 2.92M BLACK | 2532634 | 2125 BK | U-PRODUCTION | 0 | https://pim-kvc.soneparsea.com:3443/PictureServer/default.aspx/upc-2125BK_Image1.jpg?A595A694968C73889994B0BAC29A5D66817789879D9679A1B1ACB97680A1A09B | https://pim-kvc.soneparsea.com:3443/PictureServer/default.aspx/upc-2125BK_Datasheet1.pdf?A595A694968C73889994B0BAC29A5D66817789879D967495C4A6C7ADB79CA4657EB5B8AB | CONDUIT PVC RIGID 25MM OD 2.92M BLACK | Rigid polyvinyl chloride (PVC) is similar to plastic plumbing pipe and is installed with plastic fittings that are glued in place. It can be bent after being heated in a portable heater box. Because the conduit tubing and fittings are glued together, the conduit assemblies can be watertight, making PVC suitable for direct burial in the ground for many applications. It is also allowed in corrosive environments. | Suitable for installation on wood | no
| 127 | Cable Management | Conduits and Fittings | Rigid Conduits | CONDUIT PVC RIGID 25MM OD 2.92M BLACK | 2532634 | 2125 BK | U-PRODUCTION | 0 | https://pim-kvc.soneparsea.com:3443/PictureServer/default.aspx/upc-2125BK_Image1.jpg?A595A694968C73889994B0BAC29A5D66817789879D9679A1B1ACB97680A1A09B | https://pim-kvc.soneparsea.com:3443/PictureServer/default.aspx/upc-2125BK_Datasheet1.pdf?A595A694968C73889994B0BAC29A5D66817789879D967495C4A6C7ADB79CA4657EB5B8AB | CONDUIT PVC RIGID 25MM OD 2.92M BLACK | Rigid polyvinyl chloride (PVC) is similar to plastic plumbing pipe and is installed with plastic fittings that are glued in place. It can be bent after being heated in a portable heater box. Because the conduit tubing and fittings are glued together, the conduit assemblies can be watertight, making PVC suitable for direct burial in the ground for many applications. It is also allowed in corrosive environments. | Outer diameter | 25mm
| 128 | Cable Management | Conduits and Fittings | Rigid Conduits | CONDUIT PVC RIGID 25MM OD 2.92M BLACK | 2532634 | 2125 BK | U-PRODUCTION | 0 | https://pim-kvc.soneparsea.com:3443/PictureServer/default.aspx/upc-2125BK_Image1.jpg?A595A694968C73889994B0BAC29A5D66817789879D9679A1B1ACB97680A1A09B | https://pim-kvc.soneparsea.com:3443/PictureServer/default.aspx/upc-2125BK_Datasheet1.pdf?A595A694968C73889994B0BAC29A5D66817789879D967495C4A6C7ADB79CA4657EB5B8AB | CONDUIT PVC RIGID 25MM OD 2.92M BLACK | Rigid polyvinyl chloride (PVC) is similar to plastic plumbing pipe and is installed with plastic fittings that are glued in place. It can be bent after being heated in a portable heater box. Because the conduit tubing and fittings are glued together, the conduit assemblies can be watertight, making PVC suitable for direct burial in the ground for many applications. It is also allowed in corrosive environments. | Colour | Black
| 129 | Cable Management | Conduits and Fittings | Conduit Fittings | CONDUIT INSPECTION TEE 20MM ID BLACK | 2535239 | U246/20 BK | U-PRODUCTION | 0 | https://pim-kvc.soneparsea.com:3443/PictureServer/default.aspx/upc-U246-20BK_Image1.jpg?A595A694968C73889994B0BAC29A5D8982798A728467727FAF8EC1A6B99C6162BAB5BB | https://pim-kvc.soneparsea.com:3443/PictureServer/default.aspx/upc-U246-20BK_Datasheet1.pdf?A595A694968C73889994B0BAC29A5D8982798A728467727FAF89B5B9B3AA9899B5B98573C29B96 | CONDUIT INSPECTION TEE 20MM ID BLACK | Inspection bends make it much easier to feed cables through a conduit system. An inspection window in the bend opens, allowing access, enabling the cable to be fed in a straight line. This prevents bunching and stress caused by trying to feed cable around a bend. | Material | Plastic
| 130 | Cable Management | Conduits and Fittings | Conduit Fittings | CONDUIT INSPECTION TEE 20MM ID BLACK | 2535239 | U246/20 BK | U-PRODUCTION | 0 | https://pim-kvc.soneparsea.com:3443/PictureServer/default.aspx/upc-U246-20BK_Image1.jpg?A595A694968C73889994B0BAC29A5D8982798A728467727FAF8EC1A6B99C6162BAB5BB | https://pim-kvc.soneparsea.com:3443/PictureServer/default.aspx/upc-U246-20BK_Datasheet1.pdf?A595A694968C73889994B0BAC29A5D8982798A728467727FAF89B5B9B3AA9899B5B98573C29B96 | CONDUIT INSPECTION TEE 20MM ID BLACK | Inspection bends make it much easier to feed cables through a conduit system. An inspection window in the bend opens, allowing access, enabling the cable to be fed in a straight line. This prevents bunching and stress caused by trying to feed cable around a bend. | Material quality | Polyvinyl chloride (PVC)
| 131 | Cable Management | Conduits and Fittings | Conduit Fittings | CONDUIT INSPECTION TEE 20MM ID BLACK | 2535239 | U246/20 BK | U-PRODUCTION | 0 | https://pim-kvc.soneparsea.com:3443/PictureServer/default.aspx/upc-U246-20BK_Image1.jpg?A595A694968C73889994B0BAC29A5D8982798A728467727FAF8EC1A6B99C6162BAB5BB | https://pim-kvc.soneparsea.com:3443/PictureServer/default.aspx/upc-U246-20BK_Datasheet1.pdf?A595A694968C73889994B0BAC29A5D8982798A728467727FAF89B5B9B3AA9899B5B98573C29B96 | CONDUIT INSPECTION TEE 20MM ID BLACK | Inspection bends make it much easier to feed cables through a conduit system. An inspection window in the bend opens, allowing access, enabling the cable to be fed in a straight line. This prevents bunching and stress caused by trying to feed cable around a bend. | Surface protection | Untreated
| 132 | Cable Management | Conduits and Fittings | Conduit Fittings | CONDUIT INSPECTION TEE 20MM ID BLACK | 2535239 | U246/20 BK | U-PRODUCTION | 0 | https://pim-kvc.soneparsea.com:3443/PictureServer/default.aspx/upc-U246-20BK_Image1.jpg?A595A694968C73889994B0BAC29A5D8982798A728467727FAF8EC1A6B99C6162BAB5BB | https://pim-kvc.soneparsea.com:3443/PictureServer/default.aspx/upc-U246-20BK_Datasheet1.pdf?A595A694968C73889994B0BAC29A5D8982798A728467727FAF89B5B9B3AA9899B5B98573C29B96 | CONDUIT INSPECTION TEE 20MM ID BLACK | Inspection bends make it much easier to feed cables through a conduit system. An inspection window in the bend opens, allowing access, enabling the cable to be fed in a straight line. This prevents bunching and stress caused by trying to feed cable around a bend. | Colour | Black
| 133 | Cable Management | Conduits and Fittings | Conduit Fittings | CONDUIT INSPECTION TEE 20MM ID BLACK | 2535239 | U246/20 BK | U-PRODUCTION | 0 | https://pim-kvc.soneparsea.com:3443/PictureServer/default.aspx/upc-U246-20BK_Image1.jpg?A595A694968C73889994B0BAC29A5D8982798A728467727FAF8EC1A6B99C6162BAB5BB | https://pim-kvc.soneparsea.com:3443/PictureServer/default.aspx/upc-U246-20BK_Datasheet1.pdf?A595A694968C73889994B0BAC29A5D8982798A728467727FAF89B5B9B3AA9899B5B98573C29B96 | CONDUIT INSPECTION TEE 20MM ID BLACK | Inspection bends make it much easier to feed cables through a conduit system. An inspection window in the bend opens, allowing access, enabling the cable to be fed in a straight line. This prevents bunching and stress caused by trying to feed cable around a bend. | Outer diameter | 20mm