## AutomationControl>IndustrialSw
ImportTicket-xlsx-zsx22ii8k1q&Tx | ลำดับ | รายละเอียดสินค้า
|  | ชื่อหมวดหมู่ชั้นที่ 1 | ชื่อหมวดหมู่ชั้นที่ 2 | ชื่อหมวดหมู่ชั้นที่ 3 | ชื่อสินค้า | รหัสสินค้า | MPN | Brand | ราคาสินค้า | Picture | Datasheet | รายละเอียดย่อ | รายละเอียดเต็ม | หัวข้อฟีเจอร์ | รายละเอียดฟีเจอร์
Example > | 0 | Product Category 1 | Product Sub 1 | Product Sub-sec 1 | Example Product | P0001 | N/A | Brand 1 | 100000 | https://soneparthailand.com/th/_content_images/product/A4BF5596-06F7-632A-0C7B-5BEB6E7DB749.jpg | https://www.quotewerks.com/download/printlayouts/Samples/QuotationSample_A.pdf | เอ๋เวิลด์ เปราะบางโลโก้มอนสเตอร์รากหญ้าพูล เชอร์รี่ไฮเปอร์ตรวจสอบรันเวย์ฟลอร์ เซรามิก | สเปกแอ็กชั่น มหภาคเทรดคอร์ปมหาอุปราชาเฉิ่ม แป๋วมาร์เก็ตเดบิตแมนชั่น โกลด์วีซ่าเซอร์วิส เฟิร์มสไปเดอร์ ออร์เดอร์เช็ก ฮันนีมูนแชมป์กระดี๊กระด๊ารีวิวดยุค ฟินิกซ์ตื้บสมาพันธ์ซัพพลายเออร์โรแมนติก หลวงปู่บู๊ฮาลาลแซ็กโซโฟน ป๋าแอสเตอร์แดรี่ภคันทลาพาธ บอกซ์เยนโหลนเมคอัพ รูบิก จูเนียร์ไอติมเคลียร์ฟลุทมอคคา ทอม แฟกซ์รวมมิตรฟอยล์ แซนด์วิชลอร์ดสคริปต์ยากูซ่า สแล็กผ้าห่มรีสอร์ตแดรี่ สเตย์ธรรมา เที่ยงคืนแอปเปิ้ล คำสาปแคมปัสท็อปบูต สัมนาศิลปากรพาร์บ๊วยอมาตยาธิปไตย แจ๊สไงจัมโบ้ดั๊มพ์ วิว เกจิเคลียร์ ว้อดก้ามั้งคอมพ์ แหม็บโยเกิร์ตซัมเมอร์ ป่าไม้นิวละติน เทคโนแครตเวิร์กช็อปฮาราคีรี แคนยอนแกรนด์ โปรเจ็กต์ เต๊ะแบคโฮเหี่ยวย่นละอ่อนคาปูชิโน วันเวย์ ครูเสดแตงโมฟีเวอร์เจ๊คอลเล็กชั่น ดั๊มพ์วิลเลจกับดัก ชัตเตอร์โบว์ ออเดอร์แชมป์ อุปทานมาร์จินฮิบรูโทรโข่ง จูน แดรี่โยโย่ บุ๋น เอ็นเตอร์เทนดีพาร์ทเมนต์ลีเมอร์ สต็อกเซาท์ มายาคติโกเต็กซ์ไวอากร้าลิมูซีน ออร์เดอร์โมเดิร์นวอล์กร็อคไฮไลต์ ซีเนียร์ริกเตอร์สมาพันธ์ เจ๊วาฟเฟิลฟลุกฮิตคัตเอาต์ คูลเลอร์ยากูซ่า ราสเบอร์รีไฟแนนซ์แคนู ยาวี แม่ค้าชีสเซี้ยว อิกัวนาแมมโบ้ ซีเรียสกุมภาพันธ์ ซัพพลายเออร์ฟลุท เป่ายิ้งฉุบโลโก้หลวงพี่ กีวีตุ๊กตุ๊กเซ็กส์อาร์ติสต์ อริยสงฆ์บาบูนไฮไลท์ซาร์ดีน เมเปิลปาสกาลแรงใจ ปาร์ตี้มาร์กเซนเซอร์แคมเปญ เบอร์รีแพทยสภาวาฟเฟิลแบคโฮแมกกาซีน ชีสสังโฆวิน เซ่นไหว้จิ๊กโก๋กฤษณ์บูติคจอหงวน โคโยตีจังโก้บัลลาสต์คอลเล็กชั่น โปรเจ็ครีเสิร์ช แชมเปญ โปรโมเตอร์แกรนด์สตรอว์เบอร์รีแพกเกจ จีดีพีคลาสสิกแทคติค ฮัมซามูไรเคอร์ฟิวแมชชีน เทเลกราฟแอปเปิ้ลวิลล์ แฟรนไชส์ต่อยอดรีสอร์ต ออร์เดอร์ฟอยล์อ่อนด้อยช็อป รันเวย์ชีสแจ็กพอตอาว์มาราธอน ไตรมาสจอหงวน รอยัลตี้เมจิคชัตเตอร์ ชาร์จแมชีนก๋ากั่นเซฟตี้ ง่าวแมคเคอเรล หม่านโถวโยเกิร์ต แช่แข็งอันตรกิริยา แจ็กพ็อตมะกันล็อบบี้ซิมแผดเผา คาร์ดีพาร์ตเมนต์บลูเบอร์รีโคโยตี้เครป ฮันนีมูนเจลรวมมิตรเซี้ยว | Feature Name 1 | This is feature detail.
Start > | 34 | Automation and Control | Industrial Switch | Control Switch | TESYS VARIO SWITCH BODY FOR SWITCH-DISCONNECTOR 3P 12A | 2009370 | V02 | SCHNEIDER ELECTRIC | 2450 | https://pim-kvc.soneparsea.com:3443/PictureServer/default.aspx/schneider-V02_Image1.jpg?A3889C9397807479A2A1C7A8BAA5959DB4AAC672A867629399B2B5ACB7685E9EC0AC | https://pim-kvc.soneparsea.com:3443/PictureServer/default.aspx/schneider-V02.pdf?81788B76AEAA939CBEAABDA9B7A95D8A807782B5B69D | TESYS VARIO SWITCH BODY FOR SWITCH-DISCONNECTOR 3 POLES 12 A | Vario switches act as enclosure disconnects when short circuit protection is provided upstream of the switch (if short circuit protection is not provided upstream, use GS1, LK3, Class 9422 Type T or D10 disconnect switches). Type V switches meet UL 508 requirements as manual motor controllers. | Version as main switch | no
| 34 | Automation and Control | Industrial Switch | Control Switch | TESYS VARIO SWITCH BODY FOR SWITCH-DISCONNECTOR 3P 12A | 2009370 | V02 | SCHNEIDER ELECTRIC | 2450 | https://pim-kvc.soneparsea.com:3443/PictureServer/default.aspx/schneider-V02_Image1.jpg?A3889C9397807479A2A1C7A8BAA5959DB4AAC672A867629399B2B5ACB7685E9EC0AC | https://pim-kvc.soneparsea.com:3443/PictureServer/default.aspx/schneider-V02.pdf?81788B76AEAA939CBEAABDA9B7A95D8A807782B5B69D | TESYS VARIO SWITCH BODY FOR SWITCH-DISCONNECTOR 3 POLES 12 A | Vario switches act as enclosure disconnects when short circuit protection is provided upstream of the switch (if short circuit protection is not provided upstream, use GS1, LK3, Class 9422 Type T or D10 disconnect switches). Type V switches meet UL 508 requirements as manual motor controllers. | Version as maintenance-/service switch | no
| 34 | Automation and Control | Industrial Switch | Control Switch | TESYS VARIO SWITCH BODY FOR SWITCH-DISCONNECTOR 3P 12A | 2009370 | V02 | SCHNEIDER ELECTRIC | 2450 | https://pim-kvc.soneparsea.com:3443/PictureServer/default.aspx/schneider-V02_Image1.jpg?A3889C9397807479A2A1C7A8BAA5959DB4AAC672A867629399B2B5ACB7685E9EC0AC | https://pim-kvc.soneparsea.com:3443/PictureServer/default.aspx/schneider-V02.pdf?81788B76AEAA939CBEAABDA9B7A95D8A807782B5B69D | TESYS VARIO SWITCH BODY FOR SWITCH-DISCONNECTOR 3 POLES 12 A | Vario switches act as enclosure disconnects when short circuit protection is provided upstream of the switch (if short circuit protection is not provided upstream, use GS1, LK3, Class 9422 Type T or D10 disconnect switches). Type V switches meet UL 508 requirements as manual motor controllers. | Version as safety switch | no
| 34 | Automation and Control | Industrial Switch | Control Switch | TESYS VARIO SWITCH BODY FOR SWITCH-DISCONNECTOR 3P 12A | 2009370 | V02 | SCHNEIDER ELECTRIC | 2450 | https://pim-kvc.soneparsea.com:3443/PictureServer/default.aspx/schneider-V02_Image1.jpg?A3889C9397807479A2A1C7A8BAA5959DB4AAC672A867629399B2B5ACB7685E9EC0AC | https://pim-kvc.soneparsea.com:3443/PictureServer/default.aspx/schneider-V02.pdf?81788B76AEAA939CBEAABDA9B7A95D8A807782B5B69D | TESYS VARIO SWITCH BODY FOR SWITCH-DISCONNECTOR 3 POLES 12 A | Vario switches act as enclosure disconnects when short circuit protection is provided upstream of the switch (if short circuit protection is not provided upstream, use GS1, LK3, Class 9422 Type T or D10 disconnect switches). Type V switches meet UL 508 requirements as manual motor controllers. | Version as emergency stop installation | no
| 34 | Automation and Control | Industrial Switch | Control Switch | TESYS VARIO SWITCH BODY FOR SWITCH-DISCONNECTOR 3P 12A | 2009370 | V02 | SCHNEIDER ELECTRIC | 2450 | https://pim-kvc.soneparsea.com:3443/PictureServer/default.aspx/schneider-V02_Image1.jpg?A3889C9397807479A2A1C7A8BAA5959DB4AAC672A867629399B2B5ACB7685E9EC0AC | https://pim-kvc.soneparsea.com:3443/PictureServer/default.aspx/schneider-V02.pdf?81788B76AEAA939CBEAABDA9B7A95D8A807782B5B69D | TESYS VARIO SWITCH BODY FOR SWITCH-DISCONNECTOR 3 POLES 12 A | Vario switches act as enclosure disconnects when short circuit protection is provided upstream of the switch (if short circuit protection is not provided upstream, use GS1, LK3, Class 9422 Type T or D10 disconnect switches). Type V switches meet UL 508 requirements as manual motor controllers. | Version as reversing switch | no
| 34 | Automation and Control | Industrial Switch | Control Switch | TESYS VARIO SWITCH BODY FOR SWITCH-DISCONNECTOR 3P 12A | 2009370 | V02 | SCHNEIDER ELECTRIC | 2450 | https://pim-kvc.soneparsea.com:3443/PictureServer/default.aspx/schneider-V02_Image1.jpg?A3889C9397807479A2A1C7A8BAA5959DB4AAC672A867629399B2B5ACB7685E9EC0AC | https://pim-kvc.soneparsea.com:3443/PictureServer/default.aspx/schneider-V02.pdf?81788B76AEAA939CBEAABDA9B7A95D8A807782B5B69D | TESYS VARIO SWITCH BODY FOR SWITCH-DISCONNECTOR 3 POLES 12 A | Vario switches act as enclosure disconnects when short circuit protection is provided upstream of the switch (if short circuit protection is not provided upstream, use GS1, LK3, Class 9422 Type T or D10 disconnect switches). Type V switches meet UL 508 requirements as manual motor controllers. | Max. rated operation voltage Ue AC | 690V
| 34 | Automation and Control | Industrial Switch | Control Switch | TESYS VARIO SWITCH BODY FOR SWITCH-DISCONNECTOR 3P 12A | 2009370 | V02 | SCHNEIDER ELECTRIC | 2450 | https://pim-kvc.soneparsea.com:3443/PictureServer/default.aspx/schneider-V02_Image1.jpg?A3889C9397807479A2A1C7A8BAA5959DB4AAC672A867629399B2B5ACB7685E9EC0AC | https://pim-kvc.soneparsea.com:3443/PictureServer/default.aspx/schneider-V02.pdf?81788B76AEAA939CBEAABDA9B7A95D8A807782B5B69D | TESYS VARIO SWITCH BODY FOR SWITCH-DISCONNECTOR 3 POLES 12 A | Vario switches act as enclosure disconnects when short circuit protection is provided upstream of the switch (if short circuit protection is not provided upstream, use GS1, LK3, Class 9422 Type T or D10 disconnect switches). Type V switches meet UL 508 requirements as manual motor controllers. | Rated operating voltage | 690...690V
| 34 | Automation and Control | Industrial Switch | Control Switch | TESYS VARIO SWITCH BODY FOR SWITCH-DISCONNECTOR 3P 12A | 2009370 | V02 | SCHNEIDER ELECTRIC | 2450 | https://pim-kvc.soneparsea.com:3443/PictureServer/default.aspx/schneider-V02_Image1.jpg?A3889C9397807479A2A1C7A8BAA5959DB4AAC672A867629399B2B5ACB7685E9EC0AC | https://pim-kvc.soneparsea.com:3443/PictureServer/default.aspx/schneider-V02.pdf?81788B76AEAA939CBEAABDA9B7A95D8A807782B5B69D | TESYS VARIO SWITCH BODY FOR SWITCH-DISCONNECTOR 3 POLES 12 A | Vario switches act as enclosure disconnects when short circuit protection is provided upstream of the switch (if short circuit protection is not provided upstream, use GS1, LK3, Class 9422 Type T or D10 disconnect switches). Type V switches meet UL 508 requirements as manual motor controllers. | Rated permanent current Iu | 12A
| 34 | Automation and Control | Industrial Switch | Control Switch | TESYS VARIO SWITCH BODY FOR SWITCH-DISCONNECTOR 3P 12A | 2009370 | V02 | SCHNEIDER ELECTRIC | 2450 | https://pim-kvc.soneparsea.com:3443/PictureServer/default.aspx/schneider-V02_Image1.jpg?A3889C9397807479A2A1C7A8BAA5959DB4AAC672A867629399B2B5ACB7685E9EC0AC | https://pim-kvc.soneparsea.com:3443/PictureServer/default.aspx/schneider-V02.pdf?81788B76AEAA939CBEAABDA9B7A95D8A807782B5B69D | TESYS VARIO SWITCH BODY FOR SWITCH-DISCONNECTOR 3 POLES 12 A | Vario switches act as enclosure disconnects when short circuit protection is provided upstream of the switch (if short circuit protection is not provided upstream, use GS1, LK3, Class 9422 Type T or D10 disconnect switches). Type V switches meet UL 508 requirements as manual motor controllers. | Rated permanent current at AC-21, 400 V | 12A
| 34 | Automation and Control | Industrial Switch | Control Switch | TESYS VARIO SWITCH BODY FOR SWITCH-DISCONNECTOR 3P 12A | 2009370 | V02 | SCHNEIDER ELECTRIC | 2450 | https://pim-kvc.soneparsea.com:3443/PictureServer/default.aspx/schneider-V02_Image1.jpg?A3889C9397807479A2A1C7A8BAA5959DB4AAC672A867629399B2B5ACB7685E9EC0AC | https://pim-kvc.soneparsea.com:3443/PictureServer/default.aspx/schneider-V02.pdf?81788B76AEAA939CBEAABDA9B7A95D8A807782B5B69D | TESYS VARIO SWITCH BODY FOR SWITCH-DISCONNECTOR 3 POLES 12 A | Vario switches act as enclosure disconnects when short circuit protection is provided upstream of the switch (if short circuit protection is not provided upstream, use GS1, LK3, Class 9422 Type T or D10 disconnect switches). Type V switches meet UL 508 requirements as manual motor controllers. | Rated operation power at AC-3, 400 V | 3kW
| 34 | Automation and Control | Industrial Switch | Control Switch | TESYS VARIO SWITCH BODY FOR SWITCH-DISCONNECTOR 3P 12A | 2009370 | V02 | SCHNEIDER ELECTRIC | 2450 | https://pim-kvc.soneparsea.com:3443/PictureServer/default.aspx/schneider-V02_Image1.jpg?A3889C9397807479A2A1C7A8BAA5959DB4AAC672A867629399B2B5ACB7685E9EC0AC | https://pim-kvc.soneparsea.com:3443/PictureServer/default.aspx/schneider-V02.pdf?81788B76AEAA939CBEAABDA9B7A95D8A807782B5B69D | TESYS VARIO SWITCH BODY FOR SWITCH-DISCONNECTOR 3 POLES 12 A | Vario switches act as enclosure disconnects when short circuit protection is provided upstream of the switch (if short circuit protection is not provided upstream, use GS1, LK3, Class 9422 Type T or D10 disconnect switches). Type V switches meet UL 508 requirements as manual motor controllers. | Rated short-time withstand current lcw | 0.3kA
| 34 | Automation and Control | Industrial Switch | Control Switch | TESYS VARIO SWITCH BODY FOR SWITCH-DISCONNECTOR 3P 12A | 2009370 | V02 | SCHNEIDER ELECTRIC | 2450 | https://pim-kvc.soneparsea.com:3443/PictureServer/default.aspx/schneider-V02_Image1.jpg?A3889C9397807479A2A1C7A8BAA5959DB4AAC672A867629399B2B5ACB7685E9EC0AC | https://pim-kvc.soneparsea.com:3443/PictureServer/default.aspx/schneider-V02.pdf?81788B76AEAA939CBEAABDA9B7A95D8A807782B5B69D | TESYS VARIO SWITCH BODY FOR SWITCH-DISCONNECTOR 3 POLES 12 A | Vario switches act as enclosure disconnects when short circuit protection is provided upstream of the switch (if short circuit protection is not provided upstream, use GS1, LK3, Class 9422 Type T or D10 disconnect switches). Type V switches meet UL 508 requirements as manual motor controllers. | Rated operation power at AC-23, 400 V | 4kW
| 34 | Automation and Control | Industrial Switch | Control Switch | TESYS VARIO SWITCH BODY FOR SWITCH-DISCONNECTOR 3P 12A | 2009370 | V02 | SCHNEIDER ELECTRIC | 2450 | https://pim-kvc.soneparsea.com:3443/PictureServer/default.aspx/schneider-V02_Image1.jpg?A3889C9397807479A2A1C7A8BAA5959DB4AAC672A867629399B2B5ACB7685E9EC0AC | https://pim-kvc.soneparsea.com:3443/PictureServer/default.aspx/schneider-V02.pdf?81788B76AEAA939CBEAABDA9B7A95D8A807782B5B69D | TESYS VARIO SWITCH BODY FOR SWITCH-DISCONNECTOR 3 POLES 12 A | Vario switches act as enclosure disconnects when short circuit protection is provided upstream of the switch (if short circuit protection is not provided upstream, use GS1, LK3, Class 9422 Type T or D10 disconnect switches). Type V switches meet UL 508 requirements as manual motor controllers. | Switching power at 400 V | 0kW
| 34 | Automation and Control | Industrial Switch | Control Switch | TESYS VARIO SWITCH BODY FOR SWITCH-DISCONNECTOR 3P 12A | 2009370 | V02 | SCHNEIDER ELECTRIC | 2450 | https://pim-kvc.soneparsea.com:3443/PictureServer/default.aspx/schneider-V02_Image1.jpg?A3889C9397807479A2A1C7A8BAA5959DB4AAC672A867629399B2B5ACB7685E9EC0AC | https://pim-kvc.soneparsea.com:3443/PictureServer/default.aspx/schneider-V02.pdf?81788B76AEAA939CBEAABDA9B7A95D8A807782B5B69D | TESYS VARIO SWITCH BODY FOR SWITCH-DISCONNECTOR 3 POLES 12 A | Vario switches act as enclosure disconnects when short circuit protection is provided upstream of the switch (if short circuit protection is not provided upstream, use GS1, LK3, Class 9422 Type T or D10 disconnect switches). Type V switches meet UL 508 requirements as manual motor controllers. | Conditioned rated short-circuit current Iq | 10kA
| 34 | Automation and Control | Industrial Switch | Control Switch | TESYS VARIO SWITCH BODY FOR SWITCH-DISCONNECTOR 3P 12A | 2009370 | V02 | SCHNEIDER ELECTRIC | 2450 | https://pim-kvc.soneparsea.com:3443/PictureServer/default.aspx/schneider-V02_Image1.jpg?A3889C9397807479A2A1C7A8BAA5959DB4AAC672A867629399B2B5ACB7685E9EC0AC | https://pim-kvc.soneparsea.com:3443/PictureServer/default.aspx/schneider-V02.pdf?81788B76AEAA939CBEAABDA9B7A95D8A807782B5B69D | TESYS VARIO SWITCH BODY FOR SWITCH-DISCONNECTOR 3 POLES 12 A | Vario switches act as enclosure disconnects when short circuit protection is provided upstream of the switch (if short circuit protection is not provided upstream, use GS1, LK3, Class 9422 Type T or D10 disconnect switches). Type V switches meet UL 508 requirements as manual motor controllers. | Number of poles | 3
| 34 | Automation and Control | Industrial Switch | Control Switch | TESYS VARIO SWITCH BODY FOR SWITCH-DISCONNECTOR 3P 12A | 2009370 | V02 | SCHNEIDER ELECTRIC | 2450 | https://pim-kvc.soneparsea.com:3443/PictureServer/default.aspx/schneider-V02_Image1.jpg?A3889C9397807479A2A1C7A8BAA5959DB4AAC672A867629399B2B5ACB7685E9EC0AC | https://pim-kvc.soneparsea.com:3443/PictureServer/default.aspx/schneider-V02.pdf?81788B76AEAA939CBEAABDA9B7A95D8A807782B5B69D | TESYS VARIO SWITCH BODY FOR SWITCH-DISCONNECTOR 3 POLES 12 A | Vario switches act as enclosure disconnects when short circuit protection is provided upstream of the switch (if short circuit protection is not provided upstream, use GS1, LK3, Class 9422 Type T or D10 disconnect switches). Type V switches meet UL 508 requirements as manual motor controllers. | Number of auxiliary contacts as normally closed contact | 0
| 34 | Automation and Control | Industrial Switch | Control Switch | TESYS VARIO SWITCH BODY FOR SWITCH-DISCONNECTOR 3P 12A | 2009370 | V02 | SCHNEIDER ELECTRIC | 2450 | https://pim-kvc.soneparsea.com:3443/PictureServer/default.aspx/schneider-V02_Image1.jpg?A3889C9397807479A2A1C7A8BAA5959DB4AAC672A867629399B2B5ACB7685E9EC0AC | https://pim-kvc.soneparsea.com:3443/PictureServer/default.aspx/schneider-V02.pdf?81788B76AEAA939CBEAABDA9B7A95D8A807782B5B69D | TESYS VARIO SWITCH BODY FOR SWITCH-DISCONNECTOR 3 POLES 12 A | Vario switches act as enclosure disconnects when short circuit protection is provided upstream of the switch (if short circuit protection is not provided upstream, use GS1, LK3, Class 9422 Type T or D10 disconnect switches). Type V switches meet UL 508 requirements as manual motor controllers. | Number of auxiliary contacts as normally open contact | 0
| 34 | Automation and Control | Industrial Switch | Control Switch | TESYS VARIO SWITCH BODY FOR SWITCH-DISCONNECTOR 3P 12A | 2009370 | V02 | SCHNEIDER ELECTRIC | 2450 | https://pim-kvc.soneparsea.com:3443/PictureServer/default.aspx/schneider-V02_Image1.jpg?A3889C9397807479A2A1C7A8BAA5959DB4AAC672A867629399B2B5ACB7685E9EC0AC | https://pim-kvc.soneparsea.com:3443/PictureServer/default.aspx/schneider-V02.pdf?81788B76AEAA939CBEAABDA9B7A95D8A807782B5B69D | TESYS VARIO SWITCH BODY FOR SWITCH-DISCONNECTOR 3 POLES 12 A | Vario switches act as enclosure disconnects when short circuit protection is provided upstream of the switch (if short circuit protection is not provided upstream, use GS1, LK3, Class 9422 Type T or D10 disconnect switches). Type V switches meet UL 508 requirements as manual motor controllers. | Number of auxiliary contacts as change-over contact | 0
| 34 | Automation and Control | Industrial Switch | Control Switch | TESYS VARIO SWITCH BODY FOR SWITCH-DISCONNECTOR 3P 12A | 2009370 | V02 | SCHNEIDER ELECTRIC | 2450 | https://pim-kvc.soneparsea.com:3443/PictureServer/default.aspx/schneider-V02_Image1.jpg?A3889C9397807479A2A1C7A8BAA5959DB4AAC672A867629399B2B5ACB7685E9EC0AC | https://pim-kvc.soneparsea.com:3443/PictureServer/default.aspx/schneider-V02.pdf?81788B76AEAA939CBEAABDA9B7A95D8A807782B5B69D | TESYS VARIO SWITCH BODY FOR SWITCH-DISCONNECTOR 3 POLES 12 A | Vario switches act as enclosure disconnects when short circuit protection is provided upstream of the switch (if short circuit protection is not provided upstream, use GS1, LK3, Class 9422 Type T or D10 disconnect switches). Type V switches meet UL 508 requirements as manual motor controllers. | Motor drive optional | no
| 34 | Automation and Control | Industrial Switch | Control Switch | TESYS VARIO SWITCH BODY FOR SWITCH-DISCONNECTOR 3P 12A | 2009370 | V02 | SCHNEIDER ELECTRIC | 2450 | https://pim-kvc.soneparsea.com:3443/PictureServer/default.aspx/schneider-V02_Image1.jpg?A3889C9397807479A2A1C7A8BAA5959DB4AAC672A867629399B2B5ACB7685E9EC0AC | https://pim-kvc.soneparsea.com:3443/PictureServer/default.aspx/schneider-V02.pdf?81788B76AEAA939CBEAABDA9B7A95D8A807782B5B69D | TESYS VARIO SWITCH BODY FOR SWITCH-DISCONNECTOR 3 POLES 12 A | Vario switches act as enclosure disconnects when short circuit protection is provided upstream of the switch (if short circuit protection is not provided upstream, use GS1, LK3, Class 9422 Type T or D10 disconnect switches). Type V switches meet UL 508 requirements as manual motor controllers. | Motor drive integrated | no
| 35 | Automation and Control | Industrial Switch | Industrial Switch Accessories | LIGHT BLOCK Ø22 INTEGRAL LED 24V PLUG-IN CONNECTOR GREEN | 2009378 | ZBVBG3 | SCHNEIDER ELECTRIC | 935 | https://pim-kvc.soneparsea.com:3443/PictureServer/default.aspx/schneider-zbvbg3_image1.jpg?A3889C9397807479A2A1C7A8BAA5959DB4AAC672CC99A696B778B3AEBF9897998173BEB5B9 | https://pim-kvc.soneparsea.com:3443/PictureServer/default.aspx/schneider-ZBV-BG3.pdf?81788B76AEAA939CBEAABDA9B7A95D8E929B8187996A5EA4B4AB | LIGHT BLOCK Ø22 INTEGRAL LED GREEN 24V PLUG-IN CONNECTOR | This Schneider Electric Harmony XB4 green light block operates with an integral LED. It is supplied with 24 to 120Vac/dc and uses screw-clamp terminals. It has a plastic body. It is compatible with Harmony XB4 and XB5. | Transformer integrated | no
| 35 | Automation and Control | Industrial Switch | Industrial Switch Accessories | LIGHT BLOCK Ø22 INTEGRAL LED 24V PLUG-IN CONNECTOR GREEN | 2009378 | ZBVBG3 | SCHNEIDER ELECTRIC | 935 | https://pim-kvc.soneparsea.com:3443/PictureServer/default.aspx/schneider-zbvbg3_image1.jpg?A3889C9397807479A2A1C7A8BAA5959DB4AAC672CC99A696B778B3AEBF9897998173BEB5B9 | https://pim-kvc.soneparsea.com:3443/PictureServer/default.aspx/schneider-ZBV-BG3.pdf?81788B76AEAA939CBEAABDA9B7A95D8E929B8187996A5EA4B4AB | LIGHT BLOCK Ø22 INTEGRAL LED GREEN 24V PLUG-IN CONNECTOR | This Schneider Electric Harmony XB4 green light block operates with an integral LED. It is supplied with 24 to 120Vac/dc and uses screw-clamp terminals. It has a plastic body. It is compatible with Harmony XB4 and XB5. | With integrated voltage decreasing resistor | no
| 35 | Automation and Control | Industrial Switch | Industrial Switch Accessories | LIGHT BLOCK Ø22 INTEGRAL LED 24V PLUG-IN CONNECTOR GREEN | 2009378 | ZBVBG3 | SCHNEIDER ELECTRIC | 935 | https://pim-kvc.soneparsea.com:3443/PictureServer/default.aspx/schneider-zbvbg3_image1.jpg?A3889C9397807479A2A1C7A8BAA5959DB4AAC672CC99A696B778B3AEBF9897998173BEB5B9 | https://pim-kvc.soneparsea.com:3443/PictureServer/default.aspx/schneider-ZBV-BG3.pdf?81788B76AEAA939CBEAABDA9B7A95D8E929B8187996A5EA4B4AB | LIGHT BLOCK Ø22 INTEGRAL LED GREEN 24V PLUG-IN CONNECTOR | This Schneider Electric Harmony XB4 green light block operates with an integral LED. It is supplied with 24 to 120Vac/dc and uses screw-clamp terminals. It has a plastic body. It is compatible with Harmony XB4 and XB5. | With light source | yes
| 35 | Automation and Control | Industrial Switch | Industrial Switch Accessories | LIGHT BLOCK Ø22 INTEGRAL LED 24V PLUG-IN CONNECTOR GREEN | 2009378 | ZBVBG3 | SCHNEIDER ELECTRIC | 935 | https://pim-kvc.soneparsea.com:3443/PictureServer/default.aspx/schneider-zbvbg3_image1.jpg?A3889C9397807479A2A1C7A8BAA5959DB4AAC672CC99A696B778B3AEBF9897998173BEB5B9 | https://pim-kvc.soneparsea.com:3443/PictureServer/default.aspx/schneider-ZBV-BG3.pdf?81788B76AEAA939CBEAABDA9B7A95D8E929B8187996A5EA4B4AB | LIGHT BLOCK Ø22 INTEGRAL LED GREEN 24V PLUG-IN CONNECTOR | This Schneider Electric Harmony XB4 green light block operates with an integral LED. It is supplied with 24 to 120Vac/dc and uses screw-clamp terminals. It has a plastic body. It is compatible with Harmony XB4 and XB5. | With integrated diode | yes
| 35 | Automation and Control | Industrial Switch | Industrial Switch Accessories | LIGHT BLOCK Ø22 INTEGRAL LED 24V PLUG-IN CONNECTOR GREEN | 2009378 | ZBVBG3 | SCHNEIDER ELECTRIC | 935 | https://pim-kvc.soneparsea.com:3443/PictureServer/default.aspx/schneider-zbvbg3_image1.jpg?A3889C9397807479A2A1C7A8BAA5959DB4AAC672CC99A696B778B3AEBF9897998173BEB5B9 | https://pim-kvc.soneparsea.com:3443/PictureServer/default.aspx/schneider-ZBV-BG3.pdf?81788B76AEAA939CBEAABDA9B7A95D8E929B8187996A5EA4B4AB | LIGHT BLOCK Ø22 INTEGRAL LED GREEN 24V PLUG-IN CONNECTOR | This Schneider Electric Harmony XB4 green light block operates with an integral LED. It is supplied with 24 to 120Vac/dc and uses screw-clamp terminals. It has a plastic body. It is compatible with Harmony XB4 and XB5. | Lamp holder | None
| 35 | Automation and Control | Industrial Switch | Industrial Switch Accessories | LIGHT BLOCK Ø22 INTEGRAL LED 24V PLUG-IN CONNECTOR GREEN | 2009378 | ZBVBG3 | SCHNEIDER ELECTRIC | 935 | https://pim-kvc.soneparsea.com:3443/PictureServer/default.aspx/schneider-zbvbg3_image1.jpg?A3889C9397807479A2A1C7A8BAA5959DB4AAC672CC99A696B778B3AEBF9897998173BEB5B9 | https://pim-kvc.soneparsea.com:3443/PictureServer/default.aspx/schneider-ZBV-BG3.pdf?81788B76AEAA939CBEAABDA9B7A95D8E929B8187996A5EA4B4AB | LIGHT BLOCK Ø22 INTEGRAL LED GREEN 24V PLUG-IN CONNECTOR | This Schneider Electric Harmony XB4 green light block operates with an integral LED. It is supplied with 24 to 120Vac/dc and uses screw-clamp terminals. It has a plastic body. It is compatible with Harmony XB4 and XB5. | Rated voltage Ue at AC 50 Hz | 24...120V
| 35 | Automation and Control | Industrial Switch | Industrial Switch Accessories | LIGHT BLOCK Ø22 INTEGRAL LED 24V PLUG-IN CONNECTOR GREEN | 2009378 | ZBVBG3 | SCHNEIDER ELECTRIC | 935 | https://pim-kvc.soneparsea.com:3443/PictureServer/default.aspx/schneider-zbvbg3_image1.jpg?A3889C9397807479A2A1C7A8BAA5959DB4AAC672CC99A696B778B3AEBF9897998173BEB5B9 | https://pim-kvc.soneparsea.com:3443/PictureServer/default.aspx/schneider-ZBV-BG3.pdf?81788B76AEAA939CBEAABDA9B7A95D8E929B8187996A5EA4B4AB | LIGHT BLOCK Ø22 INTEGRAL LED GREEN 24V PLUG-IN CONNECTOR | This Schneider Electric Harmony XB4 green light block operates with an integral LED. It is supplied with 24 to 120Vac/dc and uses screw-clamp terminals. It has a plastic body. It is compatible with Harmony XB4 and XB5. | Rated voltage Ue at AC 60 Hz | 24...120V
| 35 | Automation and Control | Industrial Switch | Industrial Switch Accessories | LIGHT BLOCK Ø22 INTEGRAL LED 24V PLUG-IN CONNECTOR GREEN | 2009378 | ZBVBG3 | SCHNEIDER ELECTRIC | 935 | https://pim-kvc.soneparsea.com:3443/PictureServer/default.aspx/schneider-zbvbg3_image1.jpg?A3889C9397807479A2A1C7A8BAA5959DB4AAC672CC99A696B778B3AEBF9897998173BEB5B9 | https://pim-kvc.soneparsea.com:3443/PictureServer/default.aspx/schneider-ZBV-BG3.pdf?81788B76AEAA939CBEAABDA9B7A95D8E929B8187996A5EA4B4AB | LIGHT BLOCK Ø22 INTEGRAL LED GREEN 24V PLUG-IN CONNECTOR | This Schneider Electric Harmony XB4 green light block operates with an integral LED. It is supplied with 24 to 120Vac/dc and uses screw-clamp terminals. It has a plastic body. It is compatible with Harmony XB4 and XB5. | Rated voltage Ue at DC | 24...120V
| 35 | Automation and Control | Industrial Switch | Industrial Switch Accessories | LIGHT BLOCK Ø22 INTEGRAL LED 24V PLUG-IN CONNECTOR GREEN | 2009378 | ZBVBG3 | SCHNEIDER ELECTRIC | 935 | https://pim-kvc.soneparsea.com:3443/PictureServer/default.aspx/schneider-zbvbg3_image1.jpg?A3889C9397807479A2A1C7A8BAA5959DB4AAC672CC99A696B778B3AEBF9897998173BEB5B9 | https://pim-kvc.soneparsea.com:3443/PictureServer/default.aspx/schneider-ZBV-BG3.pdf?81788B76AEAA939CBEAABDA9B7A95D8E929B8187996A5EA4B4AB | LIGHT BLOCK Ø22 INTEGRAL LED GREEN 24V PLUG-IN CONNECTOR | This Schneider Electric Harmony XB4 green light block operates with an integral LED. It is supplied with 24 to 120Vac/dc and uses screw-clamp terminals. It has a plastic body. It is compatible with Harmony XB4 and XB5. | Voltage type for actuating | AC/DC
| 35 | Automation and Control | Industrial Switch | Industrial Switch Accessories | LIGHT BLOCK Ø22 INTEGRAL LED 24V PLUG-IN CONNECTOR GREEN | 2009378 | ZBVBG3 | SCHNEIDER ELECTRIC | 935 | https://pim-kvc.soneparsea.com:3443/PictureServer/default.aspx/schneider-zbvbg3_image1.jpg?A3889C9397807479A2A1C7A8BAA5959DB4AAC672CC99A696B778B3AEBF9897998173BEB5B9 | https://pim-kvc.soneparsea.com:3443/PictureServer/default.aspx/schneider-ZBV-BG3.pdf?81788B76AEAA939CBEAABDA9B7A95D8E929B8187996A5EA4B4AB | LIGHT BLOCK Ø22 INTEGRAL LED GREEN 24V PLUG-IN CONNECTOR | This Schneider Electric Harmony XB4 green light block operates with an integral LED. It is supplied with 24 to 120Vac/dc and uses screw-clamp terminals. It has a plastic body. It is compatible with Harmony XB4 and XB5. | Lamp type | LED
| 35 | Automation and Control | Industrial Switch | Industrial Switch Accessories | LIGHT BLOCK Ø22 INTEGRAL LED 24V PLUG-IN CONNECTOR GREEN | 2009378 | ZBVBG3 | SCHNEIDER ELECTRIC | 935 | https://pim-kvc.soneparsea.com:3443/PictureServer/default.aspx/schneider-zbvbg3_image1.jpg?A3889C9397807479A2A1C7A8BAA5959DB4AAC672CC99A696B778B3AEBF9897998173BEB5B9 | https://pim-kvc.soneparsea.com:3443/PictureServer/default.aspx/schneider-ZBV-BG3.pdf?81788B76AEAA939CBEAABDA9B7A95D8E929B8187996A5EA4B4AB | LIGHT BLOCK Ø22 INTEGRAL LED GREEN 24V PLUG-IN CONNECTOR | This Schneider Electric Harmony XB4 green light block operates with an integral LED. It is supplied with 24 to 120Vac/dc and uses screw-clamp terminals. It has a plastic body. It is compatible with Harmony XB4 and XB5. | Connection type auxiliary circuit | Screw connection
| 35 | Automation and Control | Industrial Switch | Industrial Switch Accessories | LIGHT BLOCK Ø22 INTEGRAL LED 24V PLUG-IN CONNECTOR GREEN | 2009378 | ZBVBG3 | SCHNEIDER ELECTRIC | 935 | https://pim-kvc.soneparsea.com:3443/PictureServer/default.aspx/schneider-zbvbg3_image1.jpg?A3889C9397807479A2A1C7A8BAA5959DB4AAC672CC99A696B778B3AEBF9897998173BEB5B9 | https://pim-kvc.soneparsea.com:3443/PictureServer/default.aspx/schneider-ZBV-BG3.pdf?81788B76AEAA939CBEAABDA9B7A95D8E929B8187996A5EA4B4AB | LIGHT BLOCK Ø22 INTEGRAL LED GREEN 24V PLUG-IN CONNECTOR | This Schneider Electric Harmony XB4 green light block operates with an integral LED. It is supplied with 24 to 120Vac/dc and uses screw-clamp terminals. It has a plastic body. It is compatible with Harmony XB4 and XB5. | Colour lamp | Green
| 35 | Automation and Control | Industrial Switch | Industrial Switch Accessories | LIGHT BLOCK Ø22 INTEGRAL LED 24V PLUG-IN CONNECTOR GREEN | 2009378 | ZBVBG3 | SCHNEIDER ELECTRIC | 935 | https://pim-kvc.soneparsea.com:3443/PictureServer/default.aspx/schneider-zbvbg3_image1.jpg?A3889C9397807479A2A1C7A8BAA5959DB4AAC672CC99A696B778B3AEBF9897998173BEB5B9 | https://pim-kvc.soneparsea.com:3443/PictureServer/default.aspx/schneider-ZBV-BG3.pdf?81788B76AEAA939CBEAABDA9B7A95D8E929B8187996A5EA4B4AB | LIGHT BLOCK Ø22 INTEGRAL LED GREEN 24V PLUG-IN CONNECTOR | This Schneider Electric Harmony XB4 green light block operates with an integral LED. It is supplied with 24 to 120Vac/dc and uses screw-clamp terminals. It has a plastic body. It is compatible with Harmony XB4 and XB5. | Type of fastening | Front fastening
| 36 | Automation and Control | Industrial Switch | Selector Switches | HARMONY XB4 SELECTOR SWITCH HEAD Ø22 3 POS BLACK | 2009421 | ZB4BD3 | SCHNEIDER ELECTRIC | 500 | https://pim-kvc.soneparsea.com:3443/PictureServer/default.aspx/schneider-zb4bd3_image1.jpg?A3889C9397807479A2A1C7A8BAA5959DB4AAC672CC996496B478B3AEBF9897998173BEB5B9 | https://pim-kvc.soneparsea.com:3443/PictureServer/default.aspx/schneider-ZB4-BD3.pdf?81788B76AEAA939CBEAABDA9B7A95D8E92798187966A5EA4B4AB | HARMONY XB4 SELECTOR SWITCH HEAD Ø22 3-POSITION BLACK | The modular Harmony XB4 range of 22 mm metal control and signaling units combines simplicity of installation, efficiency, modern design, flexibility, and robustness to meet most industrial applications. | Number of switch positions | 3
| 36 | Automation and Control | Industrial Switch | Selector Switches | HARMONY XB4 SELECTOR SWITCH HEAD Ø22 3 POS BLACK | 2009421 | ZB4BD3 | SCHNEIDER ELECTRIC | 500 | https://pim-kvc.soneparsea.com:3443/PictureServer/default.aspx/schneider-zb4bd3_image1.jpg?A3889C9397807479A2A1C7A8BAA5959DB4AAC672CC996496B478B3AEBF9897998173BEB5B9 | https://pim-kvc.soneparsea.com:3443/PictureServer/default.aspx/schneider-ZB4-BD3.pdf?81788B76AEAA939CBEAABDA9B7A95D8E92798187966A5EA4B4AB | HARMONY XB4 SELECTOR SWITCH HEAD Ø22 3-POSITION BLACK | The modular Harmony XB4 range of 22 mm metal control and signaling units combines simplicity of installation, efficiency, modern design, flexibility, and robustness to meet most industrial applications. | Type of control element | Short thumb-grip
| 36 | Automation and Control | Industrial Switch | Selector Switches | HARMONY XB4 SELECTOR SWITCH HEAD Ø22 3 POS BLACK | 2009421 | ZB4BD3 | SCHNEIDER ELECTRIC | 500 | https://pim-kvc.soneparsea.com:3443/PictureServer/default.aspx/schneider-zb4bd3_image1.jpg?A3889C9397807479A2A1C7A8BAA5959DB4AAC672CC996496B478B3AEBF9897998173BEB5B9 | https://pim-kvc.soneparsea.com:3443/PictureServer/default.aspx/schneider-ZB4-BD3.pdf?81788B76AEAA939CBEAABDA9B7A95D8E92798187966A5EA4B4AB | HARMONY XB4 SELECTOR SWITCH HEAD Ø22 3-POSITION BLACK | The modular Harmony XB4 range of 22 mm metal control and signaling units combines simplicity of installation, efficiency, modern design, flexibility, and robustness to meet most industrial applications. | Suitable for illumination | no
| 36 | Automation and Control | Industrial Switch | Selector Switches | HARMONY XB4 SELECTOR SWITCH HEAD Ø22 3 POS BLACK | 2009421 | ZB4BD3 | SCHNEIDER ELECTRIC | 500 | https://pim-kvc.soneparsea.com:3443/PictureServer/default.aspx/schneider-zb4bd3_image1.jpg?A3889C9397807479A2A1C7A8BAA5959DB4AAC672CC996496B478B3AEBF9897998173BEB5B9 | https://pim-kvc.soneparsea.com:3443/PictureServer/default.aspx/schneider-ZB4-BD3.pdf?81788B76AEAA939CBEAABDA9B7A95D8E92798187966A5EA4B4AB | HARMONY XB4 SELECTOR SWITCH HEAD Ø22 3-POSITION BLACK | The modular Harmony XB4 range of 22 mm metal control and signaling units combines simplicity of installation, efficiency, modern design, flexibility, and robustness to meet most industrial applications. | Colour control element | Black
| 36 | Automation and Control | Industrial Switch | Selector Switches | HARMONY XB4 SELECTOR SWITCH HEAD Ø22 3 POS BLACK | 2009421 | ZB4BD3 | SCHNEIDER ELECTRIC | 500 | https://pim-kvc.soneparsea.com:3443/PictureServer/default.aspx/schneider-zb4bd3_image1.jpg?A3889C9397807479A2A1C7A8BAA5959DB4AAC672CC996496B478B3AEBF9897998173BEB5B9 | https://pim-kvc.soneparsea.com:3443/PictureServer/default.aspx/schneider-ZB4-BD3.pdf?81788B76AEAA939CBEAABDA9B7A95D8E92798187966A5EA4B4AB | HARMONY XB4 SELECTOR SWITCH HEAD Ø22 3-POSITION BLACK | The modular Harmony XB4 range of 22 mm metal control and signaling units combines simplicity of installation, efficiency, modern design, flexibility, and robustness to meet most industrial applications. | Construction type lens | Round
| 36 | Automation and Control | Industrial Switch | Selector Switches | HARMONY XB4 SELECTOR SWITCH HEAD Ø22 3 POS BLACK | 2009421 | ZB4BD3 | SCHNEIDER ELECTRIC | 500 | https://pim-kvc.soneparsea.com:3443/PictureServer/default.aspx/schneider-zb4bd3_image1.jpg?A3889C9397807479A2A1C7A8BAA5959DB4AAC672CC996496B478B3AEBF9897998173BEB5B9 | https://pim-kvc.soneparsea.com:3443/PictureServer/default.aspx/schneider-ZB4-BD3.pdf?81788B76AEAA939CBEAABDA9B7A95D8E92798187966A5EA4B4AB | HARMONY XB4 SELECTOR SWITCH HEAD Ø22 3-POSITION BLACK | The modular Harmony XB4 range of 22 mm metal control and signaling units combines simplicity of installation, efficiency, modern design, flexibility, and robustness to meet most industrial applications. | Hole diameter | 22.5mm
| 36 | Automation and Control | Industrial Switch | Selector Switches | HARMONY XB4 SELECTOR SWITCH HEAD Ø22 3 POS BLACK | 2009421 | ZB4BD3 | SCHNEIDER ELECTRIC | 500 | https://pim-kvc.soneparsea.com:3443/PictureServer/default.aspx/schneider-zb4bd3_image1.jpg?A3889C9397807479A2A1C7A8BAA5959DB4AAC672CC996496B478B3AEBF9897998173BEB5B9 | https://pim-kvc.soneparsea.com:3443/PictureServer/default.aspx/schneider-ZB4-BD3.pdf?81788B76AEAA939CBEAABDA9B7A95D8E92798187966A5EA4B4AB | HARMONY XB4 SELECTOR SWITCH HEAD Ø22 3-POSITION BLACK | The modular Harmony XB4 range of 22 mm metal control and signaling units combines simplicity of installation, efficiency, modern design, flexibility, and robustness to meet most industrial applications. | Width opening | 0mm
| 36 | Automation and Control | Industrial Switch | Selector Switches | HARMONY XB4 SELECTOR SWITCH HEAD Ø22 3 POS BLACK | 2009421 | ZB4BD3 | SCHNEIDER ELECTRIC | 500 | https://pim-kvc.soneparsea.com:3443/PictureServer/default.aspx/schneider-zb4bd3_image1.jpg?A3889C9397807479A2A1C7A8BAA5959DB4AAC672CC996496B478B3AEBF9897998173BEB5B9 | https://pim-kvc.soneparsea.com:3443/PictureServer/default.aspx/schneider-ZB4-BD3.pdf?81788B76AEAA939CBEAABDA9B7A95D8E92798187966A5EA4B4AB | HARMONY XB4 SELECTOR SWITCH HEAD Ø22 3-POSITION BLACK | The modular Harmony XB4 range of 22 mm metal control and signaling units combines simplicity of installation, efficiency, modern design, flexibility, and robustness to meet most industrial applications. | Height opening | 0mm
| 36 | Automation and Control | Industrial Switch | Selector Switches | HARMONY XB4 SELECTOR SWITCH HEAD Ø22 3 POS BLACK | 2009421 | ZB4BD3 | SCHNEIDER ELECTRIC | 500 | https://pim-kvc.soneparsea.com:3443/PictureServer/default.aspx/schneider-zb4bd3_image1.jpg?A3889C9397807479A2A1C7A8BAA5959DB4AAC672CC996496B478B3AEBF9897998173BEB5B9 | https://pim-kvc.soneparsea.com:3443/PictureServer/default.aspx/schneider-ZB4-BD3.pdf?81788B76AEAA939CBEAABDA9B7A95D8E92798187966A5EA4B4AB | HARMONY XB4 SELECTOR SWITCH HEAD Ø22 3-POSITION BLACK | The modular Harmony XB4 range of 22 mm metal control and signaling units combines simplicity of installation, efficiency, modern design, flexibility, and robustness to meet most industrial applications. | Switching function latching | yes
| 36 | Automation and Control | Industrial Switch | Selector Switches | HARMONY XB4 SELECTOR SWITCH HEAD Ø22 3 POS BLACK | 2009421 | ZB4BD3 | SCHNEIDER ELECTRIC | 500 | https://pim-kvc.soneparsea.com:3443/PictureServer/default.aspx/schneider-zb4bd3_image1.jpg?A3889C9397807479A2A1C7A8BAA5959DB4AAC672CC996496B478B3AEBF9897998173BEB5B9 | https://pim-kvc.soneparsea.com:3443/PictureServer/default.aspx/schneider-ZB4-BD3.pdf?81788B76AEAA939CBEAABDA9B7A95D8E92798187966A5EA4B4AB | HARMONY XB4 SELECTOR SWITCH HEAD Ø22 3-POSITION BLACK | The modular Harmony XB4 range of 22 mm metal control and signaling units combines simplicity of installation, efficiency, modern design, flexibility, and robustness to meet most industrial applications. | Spring-return | no
| 36 | Automation and Control | Industrial Switch | Selector Switches | HARMONY XB4 SELECTOR SWITCH HEAD Ø22 3 POS BLACK | 2009421 | ZB4BD3 | SCHNEIDER ELECTRIC | 500 | https://pim-kvc.soneparsea.com:3443/PictureServer/default.aspx/schneider-zb4bd3_image1.jpg?A3889C9397807479A2A1C7A8BAA5959DB4AAC672CC996496B478B3AEBF9897998173BEB5B9 | https://pim-kvc.soneparsea.com:3443/PictureServer/default.aspx/schneider-ZB4-BD3.pdf?81788B76AEAA939CBEAABDA9B7A95D8E92798187966A5EA4B4AB | HARMONY XB4 SELECTOR SWITCH HEAD Ø22 3-POSITION BLACK | The modular Harmony XB4 range of 22 mm metal control and signaling units combines simplicity of installation, efficiency, modern design, flexibility, and robustness to meet most industrial applications. | With front ring | yes
| 36 | Automation and Control | Industrial Switch | Selector Switches | HARMONY XB4 SELECTOR SWITCH HEAD Ø22 3 POS BLACK | 2009421 | ZB4BD3 | SCHNEIDER ELECTRIC | 500 | https://pim-kvc.soneparsea.com:3443/PictureServer/default.aspx/schneider-zb4bd3_image1.jpg?A3889C9397807479A2A1C7A8BAA5959DB4AAC672CC996496B478B3AEBF9897998173BEB5B9 | https://pim-kvc.soneparsea.com:3443/PictureServer/default.aspx/schneider-ZB4-BD3.pdf?81788B76AEAA939CBEAABDA9B7A95D8E92798187966A5EA4B4AB | HARMONY XB4 SELECTOR SWITCH HEAD Ø22 3-POSITION BLACK | The modular Harmony XB4 range of 22 mm metal control and signaling units combines simplicity of installation, efficiency, modern design, flexibility, and robustness to meet most industrial applications. | Material front ring | Metal
| 36 | Automation and Control | Industrial Switch | Selector Switches | HARMONY XB4 SELECTOR SWITCH HEAD Ø22 3 POS BLACK | 2009421 | ZB4BD3 | SCHNEIDER ELECTRIC | 500 | https://pim-kvc.soneparsea.com:3443/PictureServer/default.aspx/schneider-zb4bd3_image1.jpg?A3889C9397807479A2A1C7A8BAA5959DB4AAC672CC996496B478B3AEBF9897998173BEB5B9 | https://pim-kvc.soneparsea.com:3443/PictureServer/default.aspx/schneider-ZB4-BD3.pdf?81788B76AEAA939CBEAABDA9B7A95D8E92798187966A5EA4B4AB | HARMONY XB4 SELECTOR SWITCH HEAD Ø22 3-POSITION BLACK | The modular Harmony XB4 range of 22 mm metal control and signaling units combines simplicity of installation, efficiency, modern design, flexibility, and robustness to meet most industrial applications. | Colour front ring | Chrome
| 36 | Automation and Control | Industrial Switch | Selector Switches | HARMONY XB4 SELECTOR SWITCH HEAD Ø22 3 POS BLACK | 2009421 | ZB4BD3 | SCHNEIDER ELECTRIC | 500 | https://pim-kvc.soneparsea.com:3443/PictureServer/default.aspx/schneider-zb4bd3_image1.jpg?A3889C9397807479A2A1C7A8BAA5959DB4AAC672CC996496B478B3AEBF9897998173BEB5B9 | https://pim-kvc.soneparsea.com:3443/PictureServer/default.aspx/schneider-ZB4-BD3.pdf?81788B76AEAA939CBEAABDA9B7A95D8E92798187966A5EA4B4AB | HARMONY XB4 SELECTOR SWITCH HEAD Ø22 3-POSITION BLACK | The modular Harmony XB4 range of 22 mm metal control and signaling units combines simplicity of installation, efficiency, modern design, flexibility, and robustness to meet most industrial applications. | Degree of protection (IP), front side | IP67/IP69K
| 36 | Automation and Control | Industrial Switch | Selector Switches | HARMONY XB4 SELECTOR SWITCH HEAD Ø22 3 POS BLACK | 2009421 | ZB4BD3 | SCHNEIDER ELECTRIC | 500 | https://pim-kvc.soneparsea.com:3443/PictureServer/default.aspx/schneider-zb4bd3_image1.jpg?A3889C9397807479A2A1C7A8BAA5959DB4AAC672CC996496B478B3AEBF9897998173BEB5B9 | https://pim-kvc.soneparsea.com:3443/PictureServer/default.aspx/schneider-ZB4-BD3.pdf?81788B76AEAA939CBEAABDA9B7A95D8E92798187966A5EA4B4AB | HARMONY XB4 SELECTOR SWITCH HEAD Ø22 3-POSITION BLACK | The modular Harmony XB4 range of 22 mm metal control and signaling units combines simplicity of installation, efficiency, modern design, flexibility, and robustness to meet most industrial applications. | Degree of protection (NEMA) | 13
| 37 | Automation and Control | Industrial Switch | Push Buttons | HARMONY XB4 EMERGENCY STOP PUSHBUTTON HEAD Ø30 RED | 2009422 | ZB4BS834 | SCHNEIDER ELECTRIC | 850 | https://pim-kvc.soneparsea.com:3443/PictureServer/default.aspx/schneider-ZB4BS834_Image1.jpg?A3889C9397807479A2A1C7A8BAA5959DB4AAC672AC796476A37D8779B1809D95B7AA8573BCA797 | https://pim-kvc.soneparsea.com:3443/PictureServer/default.aspx/schneider-zb4bs834.pdf?81788B76AEAA939CBEAABDA9B7A95DAEB279B6B88A6A6462C0A9BA | HARMONY XB4 EMERGENCY STOP PUSHBUTTON HEAD Ø22 TRIGGER AND LATCHING TURN RELEASE Ø30 RED | The modular Harmony XB4 range of 22 mm metal control and signaling units combines simplicity of installation, efficiency, modern design, flexibility, and robustness to meet most industrial applications. | Colour button | Red/green
| 37 | Automation and Control | Industrial Switch | Push Buttons | HARMONY XB4 EMERGENCY STOP PUSHBUTTON HEAD Ø30 RED | 2009422 | ZB4BS834 | SCHNEIDER ELECTRIC | 850 | https://pim-kvc.soneparsea.com:3443/PictureServer/default.aspx/schneider-ZB4BS834_Image1.jpg?A3889C9397807479A2A1C7A8BAA5959DB4AAC672AC796476A37D8779B1809D95B7AA8573BCA797 | https://pim-kvc.soneparsea.com:3443/PictureServer/default.aspx/schneider-zb4bs834.pdf?81788B76AEAA939CBEAABDA9B7A95DAEB279B6B88A6A6462C0A9BA | HARMONY XB4 EMERGENCY STOP PUSHBUTTON HEAD Ø22 TRIGGER AND LATCHING TURN RELEASE Ø30 RED | The modular Harmony XB4 range of 22 mm metal control and signaling units combines simplicity of installation, efficiency, modern design, flexibility, and robustness to meet most industrial applications. | Construction type lens | Round
| 37 | Automation and Control | Industrial Switch | Push Buttons | HARMONY XB4 EMERGENCY STOP PUSHBUTTON HEAD Ø30 RED | 2009422 | ZB4BS834 | SCHNEIDER ELECTRIC | 850 | https://pim-kvc.soneparsea.com:3443/PictureServer/default.aspx/schneider-ZB4BS834_Image1.jpg?A3889C9397807479A2A1C7A8BAA5959DB4AAC672AC796476A37D8779B1809D95B7AA8573BCA797 | https://pim-kvc.soneparsea.com:3443/PictureServer/default.aspx/schneider-zb4bs834.pdf?81788B76AEAA939CBEAABDA9B7A95DAEB279B6B88A6A6462C0A9BA | HARMONY XB4 EMERGENCY STOP PUSHBUTTON HEAD Ø22 TRIGGER AND LATCHING TURN RELEASE Ø30 RED | The modular Harmony XB4 range of 22 mm metal control and signaling units combines simplicity of installation, efficiency, modern design, flexibility, and robustness to meet most industrial applications. | Diameter cap | 30mm
| 37 | Automation and Control | Industrial Switch | Push Buttons | HARMONY XB4 EMERGENCY STOP PUSHBUTTON HEAD Ø30 RED | 2009422 | ZB4BS834 | SCHNEIDER ELECTRIC | 850 | https://pim-kvc.soneparsea.com:3443/PictureServer/default.aspx/schneider-ZB4BS834_Image1.jpg?A3889C9397807479A2A1C7A8BAA5959DB4AAC672AC796476A37D8779B1809D95B7AA8573BCA797 | https://pim-kvc.soneparsea.com:3443/PictureServer/default.aspx/schneider-zb4bs834.pdf?81788B76AEAA939CBEAABDA9B7A95DAEB279B6B88A6A6462C0A9BA | HARMONY XB4 EMERGENCY STOP PUSHBUTTON HEAD Ø22 TRIGGER AND LATCHING TURN RELEASE Ø30 RED | The modular Harmony XB4 range of 22 mm metal control and signaling units combines simplicity of installation, efficiency, modern design, flexibility, and robustness to meet most industrial applications. | Hole diameter | 22.5mm
| 37 | Automation and Control | Industrial Switch | Push Buttons | HARMONY XB4 EMERGENCY STOP PUSHBUTTON HEAD Ø30 RED | 2009422 | ZB4BS834 | SCHNEIDER ELECTRIC | 850 | https://pim-kvc.soneparsea.com:3443/PictureServer/default.aspx/schneider-ZB4BS834_Image1.jpg?A3889C9397807479A2A1C7A8BAA5959DB4AAC672AC796476A37D8779B1809D95B7AA8573BCA797 | https://pim-kvc.soneparsea.com:3443/PictureServer/default.aspx/schneider-zb4bs834.pdf?81788B76AEAA939CBEAABDA9B7A95DAEB279B6B88A6A6462C0A9BA | HARMONY XB4 EMERGENCY STOP PUSHBUTTON HEAD Ø22 TRIGGER AND LATCHING TURN RELEASE Ø30 RED | The modular Harmony XB4 range of 22 mm metal control and signaling units combines simplicity of installation, efficiency, modern design, flexibility, and robustness to meet most industrial applications. | Width opening | 0mm
| 37 | Automation and Control | Industrial Switch | Push Buttons | HARMONY XB4 EMERGENCY STOP PUSHBUTTON HEAD Ø30 RED | 2009422 | ZB4BS834 | SCHNEIDER ELECTRIC | 850 | https://pim-kvc.soneparsea.com:3443/PictureServer/default.aspx/schneider-ZB4BS834_Image1.jpg?A3889C9397807479A2A1C7A8BAA5959DB4AAC672AC796476A37D8779B1809D95B7AA8573BCA797 | https://pim-kvc.soneparsea.com:3443/PictureServer/default.aspx/schneider-zb4bs834.pdf?81788B76AEAA939CBEAABDA9B7A95DAEB279B6B88A6A6462C0A9BA | HARMONY XB4 EMERGENCY STOP PUSHBUTTON HEAD Ø22 TRIGGER AND LATCHING TURN RELEASE Ø30 RED | The modular Harmony XB4 range of 22 mm metal control and signaling units combines simplicity of installation, efficiency, modern design, flexibility, and robustness to meet most industrial applications. | Height opening | 0mm
| 37 | Automation and Control | Industrial Switch | Push Buttons | HARMONY XB4 EMERGENCY STOP PUSHBUTTON HEAD Ø30 RED | 2009422 | ZB4BS834 | SCHNEIDER ELECTRIC | 850 | https://pim-kvc.soneparsea.com:3443/PictureServer/default.aspx/schneider-ZB4BS834_Image1.jpg?A3889C9397807479A2A1C7A8BAA5959DB4AAC672AC796476A37D8779B1809D95B7AA8573BCA797 | https://pim-kvc.soneparsea.com:3443/PictureServer/default.aspx/schneider-zb4bs834.pdf?81788B76AEAA939CBEAABDA9B7A95DAEB279B6B88A6A6462C0A9BA | HARMONY XB4 EMERGENCY STOP PUSHBUTTON HEAD Ø22 TRIGGER AND LATCHING TURN RELEASE Ø30 RED | The modular Harmony XB4 range of 22 mm metal control and signaling units combines simplicity of installation, efficiency, modern design, flexibility, and robustness to meet most industrial applications. | Degree of protection (IP) | IP66
| 37 | Automation and Control | Industrial Switch | Push Buttons | HARMONY XB4 EMERGENCY STOP PUSHBUTTON HEAD Ø30 RED | 2009422 | ZB4BS834 | SCHNEIDER ELECTRIC | 850 | https://pim-kvc.soneparsea.com:3443/PictureServer/default.aspx/schneider-ZB4BS834_Image1.jpg?A3889C9397807479A2A1C7A8BAA5959DB4AAC672AC796476A37D8779B1809D95B7AA8573BCA797 | https://pim-kvc.soneparsea.com:3443/PictureServer/default.aspx/schneider-zb4bs834.pdf?81788B76AEAA939CBEAABDA9B7A95DAEB279B6B88A6A6462C0A9BA | HARMONY XB4 EMERGENCY STOP PUSHBUTTON HEAD Ø22 TRIGGER AND LATCHING TURN RELEASE Ø30 RED | The modular Harmony XB4 range of 22 mm metal control and signaling units combines simplicity of installation, efficiency, modern design, flexibility, and robustness to meet most industrial applications. | Degree of protection (NEMA) | Other
| 37 | Automation and Control | Industrial Switch | Push Buttons | HARMONY XB4 EMERGENCY STOP PUSHBUTTON HEAD Ø30 RED | 2009422 | ZB4BS834 | SCHNEIDER ELECTRIC | 850 | https://pim-kvc.soneparsea.com:3443/PictureServer/default.aspx/schneider-ZB4BS834_Image1.jpg?A3889C9397807479A2A1C7A8BAA5959DB4AAC672AC796476A37D8779B1809D95B7AA8573BCA797 | https://pim-kvc.soneparsea.com:3443/PictureServer/default.aspx/schneider-zb4bs834.pdf?81788B76AEAA939CBEAABDA9B7A95DAEB279B6B88A6A6462C0A9BA | HARMONY XB4 EMERGENCY STOP PUSHBUTTON HEAD Ø22 TRIGGER AND LATCHING TURN RELEASE Ø30 RED | The modular Harmony XB4 range of 22 mm metal control and signaling units combines simplicity of installation, efficiency, modern design, flexibility, and robustness to meet most industrial applications. | Type of button | High
| 37 | Automation and Control | Industrial Switch | Push Buttons | HARMONY XB4 EMERGENCY STOP PUSHBUTTON HEAD Ø30 RED | 2009422 | ZB4BS834 | SCHNEIDER ELECTRIC | 850 | https://pim-kvc.soneparsea.com:3443/PictureServer/default.aspx/schneider-ZB4BS834_Image1.jpg?A3889C9397807479A2A1C7A8BAA5959DB4AAC672AC796476A37D8779B1809D95B7AA8573BCA797 | https://pim-kvc.soneparsea.com:3443/PictureServer/default.aspx/schneider-zb4bs834.pdf?81788B76AEAA939CBEAABDA9B7A95DAEB279B6B88A6A6462C0A9BA | HARMONY XB4 EMERGENCY STOP PUSHBUTTON HEAD Ø22 TRIGGER AND LATCHING TURN RELEASE Ø30 RED | The modular Harmony XB4 range of 22 mm metal control and signaling units combines simplicity of installation, efficiency, modern design, flexibility, and robustness to meet most industrial applications. | Suitable for illumination | no
| 37 | Automation and Control | Industrial Switch | Push Buttons | HARMONY XB4 EMERGENCY STOP PUSHBUTTON HEAD Ø30 RED | 2009422 | ZB4BS834 | SCHNEIDER ELECTRIC | 850 | https://pim-kvc.soneparsea.com:3443/PictureServer/default.aspx/schneider-ZB4BS834_Image1.jpg?A3889C9397807479A2A1C7A8BAA5959DB4AAC672AC796476A37D8779B1809D95B7AA8573BCA797 | https://pim-kvc.soneparsea.com:3443/PictureServer/default.aspx/schneider-zb4bs834.pdf?81788B76AEAA939CBEAABDA9B7A95DAEB279B6B88A6A6462C0A9BA | HARMONY XB4 EMERGENCY STOP PUSHBUTTON HEAD Ø22 TRIGGER AND LATCHING TURN RELEASE Ø30 RED | The modular Harmony XB4 range of 22 mm metal control and signaling units combines simplicity of installation, efficiency, modern design, flexibility, and robustness to meet most industrial applications. | With lighting | no
| 37 | Automation and Control | Industrial Switch | Push Buttons | HARMONY XB4 EMERGENCY STOP PUSHBUTTON HEAD Ø30 RED | 2009422 | ZB4BS834 | SCHNEIDER ELECTRIC | 850 | https://pim-kvc.soneparsea.com:3443/PictureServer/default.aspx/schneider-ZB4BS834_Image1.jpg?A3889C9397807479A2A1C7A8BAA5959DB4AAC672AC796476A37D8779B1809D95B7AA8573BCA797 | https://pim-kvc.soneparsea.com:3443/PictureServer/default.aspx/schneider-zb4bs834.pdf?81788B76AEAA939CBEAABDA9B7A95DAEB279B6B88A6A6462C0A9BA | HARMONY XB4 EMERGENCY STOP PUSHBUTTON HEAD Ø22 TRIGGER AND LATCHING TURN RELEASE Ø30 RED | The modular Harmony XB4 range of 22 mm metal control and signaling units combines simplicity of installation, efficiency, modern design, flexibility, and robustness to meet most industrial applications. | Switching function latching | yes
| 37 | Automation and Control | Industrial Switch | Push Buttons | HARMONY XB4 EMERGENCY STOP PUSHBUTTON HEAD Ø30 RED | 2009422 | ZB4BS834 | SCHNEIDER ELECTRIC | 850 | https://pim-kvc.soneparsea.com:3443/PictureServer/default.aspx/schneider-ZB4BS834_Image1.jpg?A3889C9397807479A2A1C7A8BAA5959DB4AAC672AC796476A37D8779B1809D95B7AA8573BCA797 | https://pim-kvc.soneparsea.com:3443/PictureServer/default.aspx/schneider-zb4bs834.pdf?81788B76AEAA939CBEAABDA9B7A95DAEB279B6B88A6A6462C0A9BA | HARMONY XB4 EMERGENCY STOP PUSHBUTTON HEAD Ø22 TRIGGER AND LATCHING TURN RELEASE Ø30 RED | The modular Harmony XB4 range of 22 mm metal control and signaling units combines simplicity of installation, efficiency, modern design, flexibility, and robustness to meet most industrial applications. | Spring-return | no
| 37 | Automation and Control | Industrial Switch | Push Buttons | HARMONY XB4 EMERGENCY STOP PUSHBUTTON HEAD Ø30 RED | 2009422 | ZB4BS834 | SCHNEIDER ELECTRIC | 850 | https://pim-kvc.soneparsea.com:3443/PictureServer/default.aspx/schneider-ZB4BS834_Image1.jpg?A3889C9397807479A2A1C7A8BAA5959DB4AAC672AC796476A37D8779B1809D95B7AA8573BCA797 | https://pim-kvc.soneparsea.com:3443/PictureServer/default.aspx/schneider-zb4bs834.pdf?81788B76AEAA939CBEAABDA9B7A95DAEB279B6B88A6A6462C0A9BA | HARMONY XB4 EMERGENCY STOP PUSHBUTTON HEAD Ø22 TRIGGER AND LATCHING TURN RELEASE Ø30 RED | The modular Harmony XB4 range of 22 mm metal control and signaling units combines simplicity of installation, efficiency, modern design, flexibility, and robustness to meet most industrial applications. | With front ring | yes
| 37 | Automation and Control | Industrial Switch | Push Buttons | HARMONY XB4 EMERGENCY STOP PUSHBUTTON HEAD Ø30 RED | 2009422 | ZB4BS834 | SCHNEIDER ELECTRIC | 850 | https://pim-kvc.soneparsea.com:3443/PictureServer/default.aspx/schneider-ZB4BS834_Image1.jpg?A3889C9397807479A2A1C7A8BAA5959DB4AAC672AC796476A37D8779B1809D95B7AA8573BCA797 | https://pim-kvc.soneparsea.com:3443/PictureServer/default.aspx/schneider-zb4bs834.pdf?81788B76AEAA939CBEAABDA9B7A95DAEB279B6B88A6A6462C0A9BA | HARMONY XB4 EMERGENCY STOP PUSHBUTTON HEAD Ø22 TRIGGER AND LATCHING TURN RELEASE Ø30 RED | The modular Harmony XB4 range of 22 mm metal control and signaling units combines simplicity of installation, efficiency, modern design, flexibility, and robustness to meet most industrial applications. | Material front ring | Metal
| 37 | Automation and Control | Industrial Switch | Push Buttons | HARMONY XB4 EMERGENCY STOP PUSHBUTTON HEAD Ø30 RED | 2009422 | ZB4BS834 | SCHNEIDER ELECTRIC | 850 | https://pim-kvc.soneparsea.com:3443/PictureServer/default.aspx/schneider-ZB4BS834_Image1.jpg?A3889C9397807479A2A1C7A8BAA5959DB4AAC672AC796476A37D8779B1809D95B7AA8573BCA797 | https://pim-kvc.soneparsea.com:3443/PictureServer/default.aspx/schneider-zb4bs834.pdf?81788B76AEAA939CBEAABDA9B7A95DAEB279B6B88A6A6462C0A9BA | HARMONY XB4 EMERGENCY STOP PUSHBUTTON HEAD Ø22 TRIGGER AND LATCHING TURN RELEASE Ø30 RED | The modular Harmony XB4 range of 22 mm metal control and signaling units combines simplicity of installation, efficiency, modern design, flexibility, and robustness to meet most industrial applications. | Colour front ring | Chrome
| 37 | Automation and Control | Industrial Switch | Push Buttons | HARMONY XB4 EMERGENCY STOP PUSHBUTTON HEAD Ø30 RED | 2009422 | ZB4BS834 | SCHNEIDER ELECTRIC | 850 | https://pim-kvc.soneparsea.com:3443/PictureServer/default.aspx/schneider-ZB4BS834_Image1.jpg?A3889C9397807479A2A1C7A8BAA5959DB4AAC672AC796476A37D8779B1809D95B7AA8573BCA797 | https://pim-kvc.soneparsea.com:3443/PictureServer/default.aspx/schneider-zb4bs834.pdf?81788B76AEAA939CBEAABDA9B7A95DAEB279B6B88A6A6462C0A9BA | HARMONY XB4 EMERGENCY STOP PUSHBUTTON HEAD Ø22 TRIGGER AND LATCHING TURN RELEASE Ø30 RED | The modular Harmony XB4 range of 22 mm metal control and signaling units combines simplicity of installation, efficiency, modern design, flexibility, and robustness to meet most industrial applications. | Suitable for emergency stop | yes
| 37 | Automation and Control | Industrial Switch | Push Buttons | HARMONY XB4 EMERGENCY STOP PUSHBUTTON HEAD Ø30 RED | 2009422 | ZB4BS834 | SCHNEIDER ELECTRIC | 850 | https://pim-kvc.soneparsea.com:3443/PictureServer/default.aspx/schneider-ZB4BS834_Image1.jpg?A3889C9397807479A2A1C7A8BAA5959DB4AAC672AC796476A37D8779B1809D95B7AA8573BCA797 | https://pim-kvc.soneparsea.com:3443/PictureServer/default.aspx/schneider-zb4bs834.pdf?81788B76AEAA939CBEAABDA9B7A95DAEB279B6B88A6A6462C0A9BA | HARMONY XB4 EMERGENCY STOP PUSHBUTTON HEAD Ø22 TRIGGER AND LATCHING TURN RELEASE Ø30 RED | The modular Harmony XB4 range of 22 mm metal control and signaling units combines simplicity of installation, efficiency, modern design, flexibility, and robustness to meet most industrial applications. | Unlocking method | Turn-release
| 38 | Automation and Control | Industrial Switch | Pilot Lamps | HARMONY XB4 PILOT LIGHT HEAD Ø22 ROUND GREEN PLAIN LENS | 2009424 | ZB4BV03 | SCHNEIDER ELECTRIC | 120 | https://pim-kvc.soneparsea.com:3443/PictureServer/default.aspx/schneider-zb4bv03_image1.jpg?A3889C9397807479A2A1C7A8BAA5959DB4AAC672CC996496C67587A4BBA4919BB57682AFC29E | https://pim-kvc.soneparsea.com:3443/PictureServer/default.aspx/schneider-ZB4-BV03.pdf?81788B76AEAA939CBEAABDA9B7A95D8E92798187A8676362C0A9BA | HARMONY XB4 PILOT LIGHT HEAD Ø 22 ROUND GREEN PLAIN LENS | Designed for industrial applications and to combine ease of installation and robustness | Suitable for number of built-in signal lights | 1
| 38 | Automation and Control | Industrial Switch | Pilot Lamps | HARMONY XB4 PILOT LIGHT HEAD Ø22 ROUND GREEN PLAIN LENS | 2009424 | ZB4BV03 | SCHNEIDER ELECTRIC | 120 | https://pim-kvc.soneparsea.com:3443/PictureServer/default.aspx/schneider-zb4bv03_image1.jpg?A3889C9397807479A2A1C7A8BAA5959DB4AAC672CC996496C67587A4BBA4919BB57682AFC29E | https://pim-kvc.soneparsea.com:3443/PictureServer/default.aspx/schneider-ZB4-BV03.pdf?81788B76AEAA939CBEAABDA9B7A95D8E92798187A8676362C0A9BA | HARMONY XB4 PILOT LIGHT HEAD Ø 22 ROUND GREEN PLAIN LENS | Designed for industrial applications and to combine ease of installation and robustness | Colour lens | Green
| 38 | Automation and Control | Industrial Switch | Pilot Lamps | HARMONY XB4 PILOT LIGHT HEAD Ø22 ROUND GREEN PLAIN LENS | 2009424 | ZB4BV03 | SCHNEIDER ELECTRIC | 120 | https://pim-kvc.soneparsea.com:3443/PictureServer/default.aspx/schneider-zb4bv03_image1.jpg?A3889C9397807479A2A1C7A8BAA5959DB4AAC672CC996496C67587A4BBA4919BB57682AFC29E | https://pim-kvc.soneparsea.com:3443/PictureServer/default.aspx/schneider-ZB4-BV03.pdf?81788B76AEAA939CBEAABDA9B7A95D8E92798187A8676362C0A9BA | HARMONY XB4 PILOT LIGHT HEAD Ø 22 ROUND GREEN PLAIN LENS | Designed for industrial applications and to combine ease of installation and robustness | Construction type lens | Round
| 38 | Automation and Control | Industrial Switch | Pilot Lamps | HARMONY XB4 PILOT LIGHT HEAD Ø22 ROUND GREEN PLAIN LENS | 2009424 | ZB4BV03 | SCHNEIDER ELECTRIC | 120 | https://pim-kvc.soneparsea.com:3443/PictureServer/default.aspx/schneider-zb4bv03_image1.jpg?A3889C9397807479A2A1C7A8BAA5959DB4AAC672CC996496C67587A4BBA4919BB57682AFC29E | https://pim-kvc.soneparsea.com:3443/PictureServer/default.aspx/schneider-ZB4-BV03.pdf?81788B76AEAA939CBEAABDA9B7A95D8E92798187A8676362C0A9BA | HARMONY XB4 PILOT LIGHT HEAD Ø 22 ROUND GREEN PLAIN LENS | Designed for industrial applications and to combine ease of installation and robustness | Hole diameter | 22.5mm
| 38 | Automation and Control | Industrial Switch | Pilot Lamps | HARMONY XB4 PILOT LIGHT HEAD Ø22 ROUND GREEN PLAIN LENS | 2009424 | ZB4BV03 | SCHNEIDER ELECTRIC | 120 | https://pim-kvc.soneparsea.com:3443/PictureServer/default.aspx/schneider-zb4bv03_image1.jpg?A3889C9397807479A2A1C7A8BAA5959DB4AAC672CC996496C67587A4BBA4919BB57682AFC29E | https://pim-kvc.soneparsea.com:3443/PictureServer/default.aspx/schneider-ZB4-BV03.pdf?81788B76AEAA939CBEAABDA9B7A95D8E92798187A8676362C0A9BA | HARMONY XB4 PILOT LIGHT HEAD Ø 22 ROUND GREEN PLAIN LENS | Designed for industrial applications and to combine ease of installation and robustness | Width opening | 29mm
| 38 | Automation and Control | Industrial Switch | Pilot Lamps | HARMONY XB4 PILOT LIGHT HEAD Ø22 ROUND GREEN PLAIN LENS | 2009424 | ZB4BV03 | SCHNEIDER ELECTRIC | 120 | https://pim-kvc.soneparsea.com:3443/PictureServer/default.aspx/schneider-zb4bv03_image1.jpg?A3889C9397807479A2A1C7A8BAA5959DB4AAC672CC996496C67587A4BBA4919BB57682AFC29E | https://pim-kvc.soneparsea.com:3443/PictureServer/default.aspx/schneider-ZB4-BV03.pdf?81788B76AEAA939CBEAABDA9B7A95D8E92798187A8676362C0A9BA | HARMONY XB4 PILOT LIGHT HEAD Ø 22 ROUND GREEN PLAIN LENS | Designed for industrial applications and to combine ease of installation and robustness | Height opening | 29mm
| 38 | Automation and Control | Industrial Switch | Pilot Lamps | HARMONY XB4 PILOT LIGHT HEAD Ø22 ROUND GREEN PLAIN LENS | 2009424 | ZB4BV03 | SCHNEIDER ELECTRIC | 120 | https://pim-kvc.soneparsea.com:3443/PictureServer/default.aspx/schneider-zb4bv03_image1.jpg?A3889C9397807479A2A1C7A8BAA5959DB4AAC672CC996496C67587A4BBA4919BB57682AFC29E | https://pim-kvc.soneparsea.com:3443/PictureServer/default.aspx/schneider-ZB4-BV03.pdf?81788B76AEAA939CBEAABDA9B7A95D8E92798187A8676362C0A9BA | HARMONY XB4 PILOT LIGHT HEAD Ø 22 ROUND GREEN PLAIN LENS | Designed for industrial applications and to combine ease of installation and robustness | With front ring | yes
| 38 | Automation and Control | Industrial Switch | Pilot Lamps | HARMONY XB4 PILOT LIGHT HEAD Ø22 ROUND GREEN PLAIN LENS | 2009424 | ZB4BV03 | SCHNEIDER ELECTRIC | 120 | https://pim-kvc.soneparsea.com:3443/PictureServer/default.aspx/schneider-zb4bv03_image1.jpg?A3889C9397807479A2A1C7A8BAA5959DB4AAC672CC996496C67587A4BBA4919BB57682AFC29E | https://pim-kvc.soneparsea.com:3443/PictureServer/default.aspx/schneider-ZB4-BV03.pdf?81788B76AEAA939CBEAABDA9B7A95D8E92798187A8676362C0A9BA | HARMONY XB4 PILOT LIGHT HEAD Ø 22 ROUND GREEN PLAIN LENS | Designed for industrial applications and to combine ease of installation and robustness | Material front ring | Metal
| 38 | Automation and Control | Industrial Switch | Pilot Lamps | HARMONY XB4 PILOT LIGHT HEAD Ø22 ROUND GREEN PLAIN LENS | 2009424 | ZB4BV03 | SCHNEIDER ELECTRIC | 120 | https://pim-kvc.soneparsea.com:3443/PictureServer/default.aspx/schneider-zb4bv03_image1.jpg?A3889C9397807479A2A1C7A8BAA5959DB4AAC672CC996496C67587A4BBA4919BB57682AFC29E | https://pim-kvc.soneparsea.com:3443/PictureServer/default.aspx/schneider-ZB4-BV03.pdf?81788B76AEAA939CBEAABDA9B7A95D8E92798187A8676362C0A9BA | HARMONY XB4 PILOT LIGHT HEAD Ø 22 ROUND GREEN PLAIN LENS | Designed for industrial applications and to combine ease of installation and robustness | Colour front ring | Chrome
| 38 | Automation and Control | Industrial Switch | Pilot Lamps | HARMONY XB4 PILOT LIGHT HEAD Ø22 ROUND GREEN PLAIN LENS | 2009424 | ZB4BV03 | SCHNEIDER ELECTRIC | 120 | https://pim-kvc.soneparsea.com:3443/PictureServer/default.aspx/schneider-zb4bv03_image1.jpg?A3889C9397807479A2A1C7A8BAA5959DB4AAC672CC996496C67587A4BBA4919BB57682AFC29E | https://pim-kvc.soneparsea.com:3443/PictureServer/default.aspx/schneider-ZB4-BV03.pdf?81788B76AEAA939CBEAABDA9B7A95D8E92798187A8676362C0A9BA | HARMONY XB4 PILOT LIGHT HEAD Ø 22 ROUND GREEN PLAIN LENS | Designed for industrial applications and to combine ease of installation and robustness | Type of lens | High
| 38 | Automation and Control | Industrial Switch | Pilot Lamps | HARMONY XB4 PILOT LIGHT HEAD Ø22 ROUND GREEN PLAIN LENS | 2009424 | ZB4BV03 | SCHNEIDER ELECTRIC | 120 | https://pim-kvc.soneparsea.com:3443/PictureServer/default.aspx/schneider-zb4bv03_image1.jpg?A3889C9397807479A2A1C7A8BAA5959DB4AAC672CC996496C67587A4BBA4919BB57682AFC29E | https://pim-kvc.soneparsea.com:3443/PictureServer/default.aspx/schneider-ZB4-BV03.pdf?81788B76AEAA939CBEAABDA9B7A95D8E92798187A8676362C0A9BA | HARMONY XB4 PILOT LIGHT HEAD Ø 22 ROUND GREEN PLAIN LENS | Designed for industrial applications and to combine ease of installation and robustness | Degree of protection (IP), front side | IP66
| 38 | Automation and Control | Industrial Switch | Pilot Lamps | HARMONY XB4 PILOT LIGHT HEAD Ø22 ROUND GREEN PLAIN LENS | 2009424 | ZB4BV03 | SCHNEIDER ELECTRIC | 120 | https://pim-kvc.soneparsea.com:3443/PictureServer/default.aspx/schneider-zb4bv03_image1.jpg?A3889C9397807479A2A1C7A8BAA5959DB4AAC672CC996496C67587A4BBA4919BB57682AFC29E | https://pim-kvc.soneparsea.com:3443/PictureServer/default.aspx/schneider-ZB4-BV03.pdf?81788B76AEAA939CBEAABDA9B7A95D8E92798187A8676362C0A9BA | HARMONY XB4 PILOT LIGHT HEAD Ø 22 ROUND GREEN PLAIN LENS | Designed for industrial applications and to combine ease of installation and robustness | Degree of protection (NEMA) | 4X, 13
| 39 | Automation and Control | Industrial Switch | Pilot Lamps | HARMONY XB4 PILOT LIGHT HEAD Ø22 PLAIN LENS FOR LED GREEN | 2009425 | ZB4BV033 | SCHNEIDER ELECTRIC | 120 | https://pim-kvc.soneparsea.com:3443/PictureServer/default.aspx/schneider-zb4bv033_image1.jpg?A3889C9397807479A2A1C7A8BAA5959DB4AAC672CC996496C6758778B1A09D95B7AA8573BCA797 | https://pim-kvc.soneparsea.com:3443/PictureServer/default.aspx/schneider-ZB4-BV033.pdf?81788B76AEAA939CBEAABDA9B7A95D8E92798187A86763677EB5B8AB | HARMONY XB4 PILOT LIGHT HEAD Ø22 PLAIN LENS FOR INTEGRAL LED GREEN | The modular Harmony XB4 range of 22 mm metal control and signaling units combines simplicity of installation, efficiency, modern design, flexibility, and robustness to meet most industrial applications. | Suitable for number of built-in signal lights | 1
| 39 | Automation and Control | Industrial Switch | Pilot Lamps | HARMONY XB4 PILOT LIGHT HEAD Ø22 PLAIN LENS FOR LED GREEN | 2009425 | ZB4BV033 | SCHNEIDER ELECTRIC | 120 | https://pim-kvc.soneparsea.com:3443/PictureServer/default.aspx/schneider-zb4bv033_image1.jpg?A3889C9397807479A2A1C7A8BAA5959DB4AAC672CC996496C6758778B1A09D95B7AA8573BCA797 | https://pim-kvc.soneparsea.com:3443/PictureServer/default.aspx/schneider-ZB4-BV033.pdf?81788B76AEAA939CBEAABDA9B7A95D8E92798187A86763677EB5B8AB | HARMONY XB4 PILOT LIGHT HEAD Ø22 PLAIN LENS FOR INTEGRAL LED GREEN | The modular Harmony XB4 range of 22 mm metal control and signaling units combines simplicity of installation, efficiency, modern design, flexibility, and robustness to meet most industrial applications. | Colour lens | Green
| 39 | Automation and Control | Industrial Switch | Pilot Lamps | HARMONY XB4 PILOT LIGHT HEAD Ø22 PLAIN LENS FOR LED GREEN | 2009425 | ZB4BV033 | SCHNEIDER ELECTRIC | 120 | https://pim-kvc.soneparsea.com:3443/PictureServer/default.aspx/schneider-zb4bv033_image1.jpg?A3889C9397807479A2A1C7A8BAA5959DB4AAC672CC996496C6758778B1A09D95B7AA8573BCA797 | https://pim-kvc.soneparsea.com:3443/PictureServer/default.aspx/schneider-ZB4-BV033.pdf?81788B76AEAA939CBEAABDA9B7A95D8E92798187A86763677EB5B8AB | HARMONY XB4 PILOT LIGHT HEAD Ø22 PLAIN LENS FOR INTEGRAL LED GREEN | The modular Harmony XB4 range of 22 mm metal control and signaling units combines simplicity of installation, efficiency, modern design, flexibility, and robustness to meet most industrial applications. | Construction type lens | Round
| 39 | Automation and Control | Industrial Switch | Pilot Lamps | HARMONY XB4 PILOT LIGHT HEAD Ø22 PLAIN LENS FOR LED GREEN | 2009425 | ZB4BV033 | SCHNEIDER ELECTRIC | 120 | https://pim-kvc.soneparsea.com:3443/PictureServer/default.aspx/schneider-zb4bv033_image1.jpg?A3889C9397807479A2A1C7A8BAA5959DB4AAC672CC996496C6758778B1A09D95B7AA8573BCA797 | https://pim-kvc.soneparsea.com:3443/PictureServer/default.aspx/schneider-ZB4-BV033.pdf?81788B76AEAA939CBEAABDA9B7A95D8E92798187A86763677EB5B8AB | HARMONY XB4 PILOT LIGHT HEAD Ø22 PLAIN LENS FOR INTEGRAL LED GREEN | The modular Harmony XB4 range of 22 mm metal control and signaling units combines simplicity of installation, efficiency, modern design, flexibility, and robustness to meet most industrial applications. | Hole diameter | 22.5mm
| 39 | Automation and Control | Industrial Switch | Pilot Lamps | HARMONY XB4 PILOT LIGHT HEAD Ø22 PLAIN LENS FOR LED GREEN | 2009425 | ZB4BV033 | SCHNEIDER ELECTRIC | 120 | https://pim-kvc.soneparsea.com:3443/PictureServer/default.aspx/schneider-zb4bv033_image1.jpg?A3889C9397807479A2A1C7A8BAA5959DB4AAC672CC996496C6758778B1A09D95B7AA8573BCA797 | https://pim-kvc.soneparsea.com:3443/PictureServer/default.aspx/schneider-ZB4-BV033.pdf?81788B76AEAA939CBEAABDA9B7A95D8E92798187A86763677EB5B8AB | HARMONY XB4 PILOT LIGHT HEAD Ø22 PLAIN LENS FOR INTEGRAL LED GREEN | The modular Harmony XB4 range of 22 mm metal control and signaling units combines simplicity of installation, efficiency, modern design, flexibility, and robustness to meet most industrial applications. | Width opening | 29mm
| 39 | Automation and Control | Industrial Switch | Pilot Lamps | HARMONY XB4 PILOT LIGHT HEAD Ø22 PLAIN LENS FOR LED GREEN | 2009425 | ZB4BV033 | SCHNEIDER ELECTRIC | 120 | https://pim-kvc.soneparsea.com:3443/PictureServer/default.aspx/schneider-zb4bv033_image1.jpg?A3889C9397807479A2A1C7A8BAA5959DB4AAC672CC996496C6758778B1A09D95B7AA8573BCA797 | https://pim-kvc.soneparsea.com:3443/PictureServer/default.aspx/schneider-ZB4-BV033.pdf?81788B76AEAA939CBEAABDA9B7A95D8E92798187A86763677EB5B8AB | HARMONY XB4 PILOT LIGHT HEAD Ø22 PLAIN LENS FOR INTEGRAL LED GREEN | The modular Harmony XB4 range of 22 mm metal control and signaling units combines simplicity of installation, efficiency, modern design, flexibility, and robustness to meet most industrial applications. | Height opening | 29mm
| 39 | Automation and Control | Industrial Switch | Pilot Lamps | HARMONY XB4 PILOT LIGHT HEAD Ø22 PLAIN LENS FOR LED GREEN | 2009425 | ZB4BV033 | SCHNEIDER ELECTRIC | 120 | https://pim-kvc.soneparsea.com:3443/PictureServer/default.aspx/schneider-zb4bv033_image1.jpg?A3889C9397807479A2A1C7A8BAA5959DB4AAC672CC996496C6758778B1A09D95B7AA8573BCA797 | https://pim-kvc.soneparsea.com:3443/PictureServer/default.aspx/schneider-ZB4-BV033.pdf?81788B76AEAA939CBEAABDA9B7A95D8E92798187A86763677EB5B8AB | HARMONY XB4 PILOT LIGHT HEAD Ø22 PLAIN LENS FOR INTEGRAL LED GREEN | The modular Harmony XB4 range of 22 mm metal control and signaling units combines simplicity of installation, efficiency, modern design, flexibility, and robustness to meet most industrial applications. | With front ring | yes
| 39 | Automation and Control | Industrial Switch | Pilot Lamps | HARMONY XB4 PILOT LIGHT HEAD Ø22 PLAIN LENS FOR LED GREEN | 2009425 | ZB4BV033 | SCHNEIDER ELECTRIC | 120 | https://pim-kvc.soneparsea.com:3443/PictureServer/default.aspx/schneider-zb4bv033_image1.jpg?A3889C9397807479A2A1C7A8BAA5959DB4AAC672CC996496C6758778B1A09D95B7AA8573BCA797 | https://pim-kvc.soneparsea.com:3443/PictureServer/default.aspx/schneider-ZB4-BV033.pdf?81788B76AEAA939CBEAABDA9B7A95D8E92798187A86763677EB5B8AB | HARMONY XB4 PILOT LIGHT HEAD Ø22 PLAIN LENS FOR INTEGRAL LED GREEN | The modular Harmony XB4 range of 22 mm metal control and signaling units combines simplicity of installation, efficiency, modern design, flexibility, and robustness to meet most industrial applications. | Material front ring | Metal
| 39 | Automation and Control | Industrial Switch | Pilot Lamps | HARMONY XB4 PILOT LIGHT HEAD Ø22 PLAIN LENS FOR LED GREEN | 2009425 | ZB4BV033 | SCHNEIDER ELECTRIC | 120 | https://pim-kvc.soneparsea.com:3443/PictureServer/default.aspx/schneider-zb4bv033_image1.jpg?A3889C9397807479A2A1C7A8BAA5959DB4AAC672CC996496C6758778B1A09D95B7AA8573BCA797 | https://pim-kvc.soneparsea.com:3443/PictureServer/default.aspx/schneider-ZB4-BV033.pdf?81788B76AEAA939CBEAABDA9B7A95D8E92798187A86763677EB5B8AB | HARMONY XB4 PILOT LIGHT HEAD Ø22 PLAIN LENS FOR INTEGRAL LED GREEN | The modular Harmony XB4 range of 22 mm metal control and signaling units combines simplicity of installation, efficiency, modern design, flexibility, and robustness to meet most industrial applications. | Colour front ring | Chrome
| 39 | Automation and Control | Industrial Switch | Pilot Lamps | HARMONY XB4 PILOT LIGHT HEAD Ø22 PLAIN LENS FOR LED GREEN | 2009425 | ZB4BV033 | SCHNEIDER ELECTRIC | 120 | https://pim-kvc.soneparsea.com:3443/PictureServer/default.aspx/schneider-zb4bv033_image1.jpg?A3889C9397807479A2A1C7A8BAA5959DB4AAC672CC996496C6758778B1A09D95B7AA8573BCA797 | https://pim-kvc.soneparsea.com:3443/PictureServer/default.aspx/schneider-ZB4-BV033.pdf?81788B76AEAA939CBEAABDA9B7A95D8E92798187A86763677EB5B8AB | HARMONY XB4 PILOT LIGHT HEAD Ø22 PLAIN LENS FOR INTEGRAL LED GREEN | The modular Harmony XB4 range of 22 mm metal control and signaling units combines simplicity of installation, efficiency, modern design, flexibility, and robustness to meet most industrial applications. | Type of lens | High
| 39 | Automation and Control | Industrial Switch | Pilot Lamps | HARMONY XB4 PILOT LIGHT HEAD Ø22 PLAIN LENS FOR LED GREEN | 2009425 | ZB4BV033 | SCHNEIDER ELECTRIC | 120 | https://pim-kvc.soneparsea.com:3443/PictureServer/default.aspx/schneider-zb4bv033_image1.jpg?A3889C9397807479A2A1C7A8BAA5959DB4AAC672CC996496C6758778B1A09D95B7AA8573BCA797 | https://pim-kvc.soneparsea.com:3443/PictureServer/default.aspx/schneider-ZB4-BV033.pdf?81788B76AEAA939CBEAABDA9B7A95D8E92798187A86763677EB5B8AB | HARMONY XB4 PILOT LIGHT HEAD Ø22 PLAIN LENS FOR INTEGRAL LED GREEN | The modular Harmony XB4 range of 22 mm metal control and signaling units combines simplicity of installation, efficiency, modern design, flexibility, and robustness to meet most industrial applications. | Degree of protection (IP), front side | IP66
| 39 | Automation and Control | Industrial Switch | Pilot Lamps | HARMONY XB4 PILOT LIGHT HEAD Ø22 PLAIN LENS FOR LED GREEN | 2009425 | ZB4BV033 | SCHNEIDER ELECTRIC | 120 | https://pim-kvc.soneparsea.com:3443/PictureServer/default.aspx/schneider-zb4bv033_image1.jpg?A3889C9397807479A2A1C7A8BAA5959DB4AAC672CC996496C6758778B1A09D95B7AA8573BCA797 | https://pim-kvc.soneparsea.com:3443/PictureServer/default.aspx/schneider-ZB4-BV033.pdf?81788B76AEAA939CBEAABDA9B7A95D8E92798187A86763677EB5B8AB | HARMONY XB4 PILOT LIGHT HEAD Ø22 PLAIN LENS FOR INTEGRAL LED GREEN | The modular Harmony XB4 range of 22 mm metal control and signaling units combines simplicity of installation, efficiency, modern design, flexibility, and robustness to meet most industrial applications. | Degree of protection (NEMA) | 4X, 13
| 40 | Automation and Control | Industrial Switch | Push Buttons | HARMONY XB5 MUSHROOM PUSHBUTTON HEAD Ø22 Ø30 RED | 2009440 | ZB5AC44 | SCHNEIDER ELECTRIC | 700 | https://pim-kvc.soneparsea.com:3443/PictureServer/default.aspx/schneider-ZB5AC44_Image1.jpg?A3889C9397807479A2A1C7A8BAA5959DB4AAC672AC796575937988A49BA4919BB57682AFC29E | https://pim-kvc.soneparsea.com:3443/PictureServer/default.aspx/schneider-ZB5-AC44.pdf?81788B76AEAA939CBEAABDA9B7A95D8E927A8186956B6462C0A9BA | HARMONY XB5 MUSHROOM PUSHBUTTON HEAD Ø22 SPRING RETURN Ø30 RED | 22 mm round and square plastic bezel push button selector switches and pilot lights designed for industry, this range combines simplicity of setup and flexibility. | Colour button | Red/green
| 40 | Automation and Control | Industrial Switch | Push Buttons | HARMONY XB5 MUSHROOM PUSHBUTTON HEAD Ø22 Ø30 RED | 2009440 | ZB5AC44 | SCHNEIDER ELECTRIC | 700 | https://pim-kvc.soneparsea.com:3443/PictureServer/default.aspx/schneider-ZB5AC44_Image1.jpg?A3889C9397807479A2A1C7A8BAA5959DB4AAC672AC796575937988A49BA4919BB57682AFC29E | https://pim-kvc.soneparsea.com:3443/PictureServer/default.aspx/schneider-ZB5-AC44.pdf?81788B76AEAA939CBEAABDA9B7A95D8E927A8186956B6462C0A9BA | HARMONY XB5 MUSHROOM PUSHBUTTON HEAD Ø22 SPRING RETURN Ø30 RED | 22 mm round and square plastic bezel push button selector switches and pilot lights designed for industry, this range combines simplicity of setup and flexibility. | Construction type lens | Round
| 40 | Automation and Control | Industrial Switch | Push Buttons | HARMONY XB5 MUSHROOM PUSHBUTTON HEAD Ø22 Ø30 RED | 2009440 | ZB5AC44 | SCHNEIDER ELECTRIC | 700 | https://pim-kvc.soneparsea.com:3443/PictureServer/default.aspx/schneider-ZB5AC44_Image1.jpg?A3889C9397807479A2A1C7A8BAA5959DB4AAC672AC796575937988A49BA4919BB57682AFC29E | https://pim-kvc.soneparsea.com:3443/PictureServer/default.aspx/schneider-ZB5-AC44.pdf?81788B76AEAA939CBEAABDA9B7A95D8E927A8186956B6462C0A9BA | HARMONY XB5 MUSHROOM PUSHBUTTON HEAD Ø22 SPRING RETURN Ø30 RED | 22 mm round and square plastic bezel push button selector switches and pilot lights designed for industry, this range combines simplicity of setup and flexibility. | Diameter cap | 30mm
| 40 | Automation and Control | Industrial Switch | Push Buttons | HARMONY XB5 MUSHROOM PUSHBUTTON HEAD Ø22 Ø30 RED | 2009440 | ZB5AC44 | SCHNEIDER ELECTRIC | 700 | https://pim-kvc.soneparsea.com:3443/PictureServer/default.aspx/schneider-ZB5AC44_Image1.jpg?A3889C9397807479A2A1C7A8BAA5959DB4AAC672AC796575937988A49BA4919BB57682AFC29E | https://pim-kvc.soneparsea.com:3443/PictureServer/default.aspx/schneider-ZB5-AC44.pdf?81788B76AEAA939CBEAABDA9B7A95D8E927A8186956B6462C0A9BA | HARMONY XB5 MUSHROOM PUSHBUTTON HEAD Ø22 SPRING RETURN Ø30 RED | 22 mm round and square plastic bezel push button selector switches and pilot lights designed for industry, this range combines simplicity of setup and flexibility. | Hole diameter | 22.5mm
| 40 | Automation and Control | Industrial Switch | Push Buttons | HARMONY XB5 MUSHROOM PUSHBUTTON HEAD Ø22 Ø30 RED | 2009440 | ZB5AC44 | SCHNEIDER ELECTRIC | 700 | https://pim-kvc.soneparsea.com:3443/PictureServer/default.aspx/schneider-ZB5AC44_Image1.jpg?A3889C9397807479A2A1C7A8BAA5959DB4AAC672AC796575937988A49BA4919BB57682AFC29E | https://pim-kvc.soneparsea.com:3443/PictureServer/default.aspx/schneider-ZB5-AC44.pdf?81788B76AEAA939CBEAABDA9B7A95D8E927A8186956B6462C0A9BA | HARMONY XB5 MUSHROOM PUSHBUTTON HEAD Ø22 SPRING RETURN Ø30 RED | 22 mm round and square plastic bezel push button selector switches and pilot lights designed for industry, this range combines simplicity of setup and flexibility. | Width opening | 0mm
| 40 | Automation and Control | Industrial Switch | Push Buttons | HARMONY XB5 MUSHROOM PUSHBUTTON HEAD Ø22 Ø30 RED | 2009440 | ZB5AC44 | SCHNEIDER ELECTRIC | 700 | https://pim-kvc.soneparsea.com:3443/PictureServer/default.aspx/schneider-ZB5AC44_Image1.jpg?A3889C9397807479A2A1C7A8BAA5959DB4AAC672AC796575937988A49BA4919BB57682AFC29E | https://pim-kvc.soneparsea.com:3443/PictureServer/default.aspx/schneider-ZB5-AC44.pdf?81788B76AEAA939CBEAABDA9B7A95D8E927A8186956B6462C0A9BA | HARMONY XB5 MUSHROOM PUSHBUTTON HEAD Ø22 SPRING RETURN Ø30 RED | 22 mm round and square plastic bezel push button selector switches and pilot lights designed for industry, this range combines simplicity of setup and flexibility. | Height opening | 0mm
| 40 | Automation and Control | Industrial Switch | Push Buttons | HARMONY XB5 MUSHROOM PUSHBUTTON HEAD Ø22 Ø30 RED | 2009440 | ZB5AC44 | SCHNEIDER ELECTRIC | 700 | https://pim-kvc.soneparsea.com:3443/PictureServer/default.aspx/schneider-ZB5AC44_Image1.jpg?A3889C9397807479A2A1C7A8BAA5959DB4AAC672AC796575937988A49BA4919BB57682AFC29E | https://pim-kvc.soneparsea.com:3443/PictureServer/default.aspx/schneider-ZB5-AC44.pdf?81788B76AEAA939CBEAABDA9B7A95D8E927A8186956B6462C0A9BA | HARMONY XB5 MUSHROOM PUSHBUTTON HEAD Ø22 SPRING RETURN Ø30 RED | 22 mm round and square plastic bezel push button selector switches and pilot lights designed for industry, this range combines simplicity of setup and flexibility. | Degree of protection (IP) | IP66
| 40 | Automation and Control | Industrial Switch | Push Buttons | HARMONY XB5 MUSHROOM PUSHBUTTON HEAD Ø22 Ø30 RED | 2009440 | ZB5AC44 | SCHNEIDER ELECTRIC | 700 | https://pim-kvc.soneparsea.com:3443/PictureServer/default.aspx/schneider-ZB5AC44_Image1.jpg?A3889C9397807479A2A1C7A8BAA5959DB4AAC672AC796575937988A49BA4919BB57682AFC29E | https://pim-kvc.soneparsea.com:3443/PictureServer/default.aspx/schneider-ZB5-AC44.pdf?81788B76AEAA939CBEAABDA9B7A95D8E927A8186956B6462C0A9BA | HARMONY XB5 MUSHROOM PUSHBUTTON HEAD Ø22 SPRING RETURN Ø30 RED | 22 mm round and square plastic bezel push button selector switches and pilot lights designed for industry, this range combines simplicity of setup and flexibility. | Degree of protection (NEMA) | Other
| 40 | Automation and Control | Industrial Switch | Push Buttons | HARMONY XB5 MUSHROOM PUSHBUTTON HEAD Ø22 Ø30 RED | 2009440 | ZB5AC44 | SCHNEIDER ELECTRIC | 700 | https://pim-kvc.soneparsea.com:3443/PictureServer/default.aspx/schneider-ZB5AC44_Image1.jpg?A3889C9397807479A2A1C7A8BAA5959DB4AAC672AC796575937988A49BA4919BB57682AFC29E | https://pim-kvc.soneparsea.com:3443/PictureServer/default.aspx/schneider-ZB5-AC44.pdf?81788B76AEAA939CBEAABDA9B7A95D8E927A8186956B6462C0A9BA | HARMONY XB5 MUSHROOM PUSHBUTTON HEAD Ø22 SPRING RETURN Ø30 RED | 22 mm round and square plastic bezel push button selector switches and pilot lights designed for industry, this range combines simplicity of setup and flexibility. | Type of button | High
| 40 | Automation and Control | Industrial Switch | Push Buttons | HARMONY XB5 MUSHROOM PUSHBUTTON HEAD Ø22 Ø30 RED | 2009440 | ZB5AC44 | SCHNEIDER ELECTRIC | 700 | https://pim-kvc.soneparsea.com:3443/PictureServer/default.aspx/schneider-ZB5AC44_Image1.jpg?A3889C9397807479A2A1C7A8BAA5959DB4AAC672AC796575937988A49BA4919BB57682AFC29E | https://pim-kvc.soneparsea.com:3443/PictureServer/default.aspx/schneider-ZB5-AC44.pdf?81788B76AEAA939CBEAABDA9B7A95D8E927A8186956B6462C0A9BA | HARMONY XB5 MUSHROOM PUSHBUTTON HEAD Ø22 SPRING RETURN Ø30 RED | 22 mm round and square plastic bezel push button selector switches and pilot lights designed for industry, this range combines simplicity of setup and flexibility. | Suitable for illumination | no
| 40 | Automation and Control | Industrial Switch | Push Buttons | HARMONY XB5 MUSHROOM PUSHBUTTON HEAD Ø22 Ø30 RED | 2009440 | ZB5AC44 | SCHNEIDER ELECTRIC | 700 | https://pim-kvc.soneparsea.com:3443/PictureServer/default.aspx/schneider-ZB5AC44_Image1.jpg?A3889C9397807479A2A1C7A8BAA5959DB4AAC672AC796575937988A49BA4919BB57682AFC29E | https://pim-kvc.soneparsea.com:3443/PictureServer/default.aspx/schneider-ZB5-AC44.pdf?81788B76AEAA939CBEAABDA9B7A95D8E927A8186956B6462C0A9BA | HARMONY XB5 MUSHROOM PUSHBUTTON HEAD Ø22 SPRING RETURN Ø30 RED | 22 mm round and square plastic bezel push button selector switches and pilot lights designed for industry, this range combines simplicity of setup and flexibility. | With lighting | no
| 40 | Automation and Control | Industrial Switch | Push Buttons | HARMONY XB5 MUSHROOM PUSHBUTTON HEAD Ø22 Ø30 RED | 2009440 | ZB5AC44 | SCHNEIDER ELECTRIC | 700 | https://pim-kvc.soneparsea.com:3443/PictureServer/default.aspx/schneider-ZB5AC44_Image1.jpg?A3889C9397807479A2A1C7A8BAA5959DB4AAC672AC796575937988A49BA4919BB57682AFC29E | https://pim-kvc.soneparsea.com:3443/PictureServer/default.aspx/schneider-ZB5-AC44.pdf?81788B76AEAA939CBEAABDA9B7A95D8E927A8186956B6462C0A9BA | HARMONY XB5 MUSHROOM PUSHBUTTON HEAD Ø22 SPRING RETURN Ø30 RED | 22 mm round and square plastic bezel push button selector switches and pilot lights designed for industry, this range combines simplicity of setup and flexibility. | Switching function latching | no
| 40 | Automation and Control | Industrial Switch | Push Buttons | HARMONY XB5 MUSHROOM PUSHBUTTON HEAD Ø22 Ø30 RED | 2009440 | ZB5AC44 | SCHNEIDER ELECTRIC | 700 | https://pim-kvc.soneparsea.com:3443/PictureServer/default.aspx/schneider-ZB5AC44_Image1.jpg?A3889C9397807479A2A1C7A8BAA5959DB4AAC672AC796575937988A49BA4919BB57682AFC29E | https://pim-kvc.soneparsea.com:3443/PictureServer/default.aspx/schneider-ZB5-AC44.pdf?81788B76AEAA939CBEAABDA9B7A95D8E927A8186956B6462C0A9BA | HARMONY XB5 MUSHROOM PUSHBUTTON HEAD Ø22 SPRING RETURN Ø30 RED | 22 mm round and square plastic bezel push button selector switches and pilot lights designed for industry, this range combines simplicity of setup and flexibility. | Spring-return | yes
| 40 | Automation and Control | Industrial Switch | Push Buttons | HARMONY XB5 MUSHROOM PUSHBUTTON HEAD Ø22 Ø30 RED | 2009440 | ZB5AC44 | SCHNEIDER ELECTRIC | 700 | https://pim-kvc.soneparsea.com:3443/PictureServer/default.aspx/schneider-ZB5AC44_Image1.jpg?A3889C9397807479A2A1C7A8BAA5959DB4AAC672AC796575937988A49BA4919BB57682AFC29E | https://pim-kvc.soneparsea.com:3443/PictureServer/default.aspx/schneider-ZB5-AC44.pdf?81788B76AEAA939CBEAABDA9B7A95D8E927A8186956B6462C0A9BA | HARMONY XB5 MUSHROOM PUSHBUTTON HEAD Ø22 SPRING RETURN Ø30 RED | 22 mm round and square plastic bezel push button selector switches and pilot lights designed for industry, this range combines simplicity of setup and flexibility. | With front ring | yes
| 40 | Automation and Control | Industrial Switch | Push Buttons | HARMONY XB5 MUSHROOM PUSHBUTTON HEAD Ø22 Ø30 RED | 2009440 | ZB5AC44 | SCHNEIDER ELECTRIC | 700 | https://pim-kvc.soneparsea.com:3443/PictureServer/default.aspx/schneider-ZB5AC44_Image1.jpg?A3889C9397807479A2A1C7A8BAA5959DB4AAC672AC796575937988A49BA4919BB57682AFC29E | https://pim-kvc.soneparsea.com:3443/PictureServer/default.aspx/schneider-ZB5-AC44.pdf?81788B76AEAA939CBEAABDA9B7A95D8E927A8186956B6462C0A9BA | HARMONY XB5 MUSHROOM PUSHBUTTON HEAD Ø22 SPRING RETURN Ø30 RED | 22 mm round and square plastic bezel push button selector switches and pilot lights designed for industry, this range combines simplicity of setup and flexibility. | Material front ring | Plastic
| 40 | Automation and Control | Industrial Switch | Push Buttons | HARMONY XB5 MUSHROOM PUSHBUTTON HEAD Ø22 Ø30 RED | 2009440 | ZB5AC44 | SCHNEIDER ELECTRIC | 700 | https://pim-kvc.soneparsea.com:3443/PictureServer/default.aspx/schneider-ZB5AC44_Image1.jpg?A3889C9397807479A2A1C7A8BAA5959DB4AAC672AC796575937988A49BA4919BB57682AFC29E | https://pim-kvc.soneparsea.com:3443/PictureServer/default.aspx/schneider-ZB5-AC44.pdf?81788B76AEAA939CBEAABDA9B7A95D8E927A8186956B6462C0A9BA | HARMONY XB5 MUSHROOM PUSHBUTTON HEAD Ø22 SPRING RETURN Ø30 RED | 22 mm round and square plastic bezel push button selector switches and pilot lights designed for industry, this range combines simplicity of setup and flexibility. | Colour front ring | Black
| 40 | Automation and Control | Industrial Switch | Push Buttons | HARMONY XB5 MUSHROOM PUSHBUTTON HEAD Ø22 Ø30 RED | 2009440 | ZB5AC44 | SCHNEIDER ELECTRIC | 700 | https://pim-kvc.soneparsea.com:3443/PictureServer/default.aspx/schneider-ZB5AC44_Image1.jpg?A3889C9397807479A2A1C7A8BAA5959DB4AAC672AC796575937988A49BA4919BB57682AFC29E | https://pim-kvc.soneparsea.com:3443/PictureServer/default.aspx/schneider-ZB5-AC44.pdf?81788B76AEAA939CBEAABDA9B7A95D8E927A8186956B6462C0A9BA | HARMONY XB5 MUSHROOM PUSHBUTTON HEAD Ø22 SPRING RETURN Ø30 RED | 22 mm round and square plastic bezel push button selector switches and pilot lights designed for industry, this range combines simplicity of setup and flexibility. | Suitable for emergency stop | no
| 40 | Automation and Control | Industrial Switch | Push Buttons | HARMONY XB5 MUSHROOM PUSHBUTTON HEAD Ø22 Ø30 RED | 2009440 | ZB5AC44 | SCHNEIDER ELECTRIC | 700 | https://pim-kvc.soneparsea.com:3443/PictureServer/default.aspx/schneider-ZB5AC44_Image1.jpg?A3889C9397807479A2A1C7A8BAA5959DB4AAC672AC796575937988A49BA4919BB57682AFC29E | https://pim-kvc.soneparsea.com:3443/PictureServer/default.aspx/schneider-ZB5-AC44.pdf?81788B76AEAA939CBEAABDA9B7A95D8E927A8186956B6462C0A9BA | HARMONY XB5 MUSHROOM PUSHBUTTON HEAD Ø22 SPRING RETURN Ø30 RED | 22 mm round and square plastic bezel push button selector switches and pilot lights designed for industry, this range combines simplicity of setup and flexibility. | Unlocking method | None
| 41 | Automation and Control | Industrial Switch | Push Buttons | HARMONY XB4 EMERGENCY STOP PUSHBUTTON HEAD Ø40 RED | 2009587 | ZB4BS844 | SCHNEIDER ELECTRIC | 850 | https://pim-kvc.soneparsea.com:3443/PictureServer/default.aspx/schneider-zb4bs844_image1.jpg?A3889C9397807479A2A1C7A8BAA5959DB4AAC672CC996496C37D8879B1A09D95B7AA8573BCA797 | https://pim-kvc.soneparsea.com:3443/PictureServer/default.aspx/schneider-zb4bs844.pdf?81788B76AEAA939CBEAABDA9B7A95DAEB279B6B88A6B6462C0A9BA | HARMONY XB4 EMERGENCY STOP PUSHBUTTON HEAD Ø40 RED | This Schneider Electric Harmony XB4 Emergency stop 40mm mushroom red button head operates with a latched turn-to-release mechanism. It has a chromium-plated metal bezel. This emergency stop / shutdown button head is easily combined with contact blocks and installed into standard 22 mm diameter cut-outs and connected with simple screw-clamp connections. It is clearly distinguishable visually at a distance thanks to a clear color and a prominent 40mm mushroom shape. It is impact resistant, dust proof, waterproof and vibration resistant thanks to its IP66 / IP67 / IP69 / IP69K, making it ideal for operation in harsh environments. | Colour button | Red/green
| 41 | Automation and Control | Industrial Switch | Push Buttons | HARMONY XB4 EMERGENCY STOP PUSHBUTTON HEAD Ø40 RED | 2009587 | ZB4BS844 | SCHNEIDER ELECTRIC | 850 | https://pim-kvc.soneparsea.com:3443/PictureServer/default.aspx/schneider-zb4bs844_image1.jpg?A3889C9397807479A2A1C7A8BAA5959DB4AAC672CC996496C37D8879B1A09D95B7AA8573BCA797 | https://pim-kvc.soneparsea.com:3443/PictureServer/default.aspx/schneider-zb4bs844.pdf?81788B76AEAA939CBEAABDA9B7A95DAEB279B6B88A6B6462C0A9BA | HARMONY XB4 EMERGENCY STOP PUSHBUTTON HEAD Ø40 RED | This Schneider Electric Harmony XB4 Emergency stop 40mm mushroom red button head operates with a latched turn-to-release mechanism. It has a chromium-plated metal bezel. This emergency stop / shutdown button head is easily combined with contact blocks and installed into standard 22 mm diameter cut-outs and connected with simple screw-clamp connections. It is clearly distinguishable visually at a distance thanks to a clear color and a prominent 40mm mushroom shape. It is impact resistant, dust proof, waterproof and vibration resistant thanks to its IP66 / IP67 / IP69 / IP69K, making it ideal for operation in harsh environments. | Construction type lens | Round
| 41 | Automation and Control | Industrial Switch | Push Buttons | HARMONY XB4 EMERGENCY STOP PUSHBUTTON HEAD Ø40 RED | 2009587 | ZB4BS844 | SCHNEIDER ELECTRIC | 850 | https://pim-kvc.soneparsea.com:3443/PictureServer/default.aspx/schneider-zb4bs844_image1.jpg?A3889C9397807479A2A1C7A8BAA5959DB4AAC672CC996496C37D8879B1A09D95B7AA8573BCA797 | https://pim-kvc.soneparsea.com:3443/PictureServer/default.aspx/schneider-zb4bs844.pdf?81788B76AEAA939CBEAABDA9B7A95DAEB279B6B88A6B6462C0A9BA | HARMONY XB4 EMERGENCY STOP PUSHBUTTON HEAD Ø40 RED | This Schneider Electric Harmony XB4 Emergency stop 40mm mushroom red button head operates with a latched turn-to-release mechanism. It has a chromium-plated metal bezel. This emergency stop / shutdown button head is easily combined with contact blocks and installed into standard 22 mm diameter cut-outs and connected with simple screw-clamp connections. It is clearly distinguishable visually at a distance thanks to a clear color and a prominent 40mm mushroom shape. It is impact resistant, dust proof, waterproof and vibration resistant thanks to its IP66 / IP67 / IP69 / IP69K, making it ideal for operation in harsh environments. | Diameter cap | 40mm
| 41 | Automation and Control | Industrial Switch | Push Buttons | HARMONY XB4 EMERGENCY STOP PUSHBUTTON HEAD Ø40 RED | 2009587 | ZB4BS844 | SCHNEIDER ELECTRIC | 850 | https://pim-kvc.soneparsea.com:3443/PictureServer/default.aspx/schneider-zb4bs844_image1.jpg?A3889C9397807479A2A1C7A8BAA5959DB4AAC672CC996496C37D8879B1A09D95B7AA8573BCA797 | https://pim-kvc.soneparsea.com:3443/PictureServer/default.aspx/schneider-zb4bs844.pdf?81788B76AEAA939CBEAABDA9B7A95DAEB279B6B88A6B6462C0A9BA | HARMONY XB4 EMERGENCY STOP PUSHBUTTON HEAD Ø40 RED | This Schneider Electric Harmony XB4 Emergency stop 40mm mushroom red button head operates with a latched turn-to-release mechanism. It has a chromium-plated metal bezel. This emergency stop / shutdown button head is easily combined with contact blocks and installed into standard 22 mm diameter cut-outs and connected with simple screw-clamp connections. It is clearly distinguishable visually at a distance thanks to a clear color and a prominent 40mm mushroom shape. It is impact resistant, dust proof, waterproof and vibration resistant thanks to its IP66 / IP67 / IP69 / IP69K, making it ideal for operation in harsh environments. | Hole diameter | 22.5mm
| 41 | Automation and Control | Industrial Switch | Push Buttons | HARMONY XB4 EMERGENCY STOP PUSHBUTTON HEAD Ø40 RED | 2009587 | ZB4BS844 | SCHNEIDER ELECTRIC | 850 | https://pim-kvc.soneparsea.com:3443/PictureServer/default.aspx/schneider-zb4bs844_image1.jpg?A3889C9397807479A2A1C7A8BAA5959DB4AAC672CC996496C37D8879B1A09D95B7AA8573BCA797 | https://pim-kvc.soneparsea.com:3443/PictureServer/default.aspx/schneider-zb4bs844.pdf?81788B76AEAA939CBEAABDA9B7A95DAEB279B6B88A6B6462C0A9BA | HARMONY XB4 EMERGENCY STOP PUSHBUTTON HEAD Ø40 RED | This Schneider Electric Harmony XB4 Emergency stop 40mm mushroom red button head operates with a latched turn-to-release mechanism. It has a chromium-plated metal bezel. This emergency stop / shutdown button head is easily combined with contact blocks and installed into standard 22 mm diameter cut-outs and connected with simple screw-clamp connections. It is clearly distinguishable visually at a distance thanks to a clear color and a prominent 40mm mushroom shape. It is impact resistant, dust proof, waterproof and vibration resistant thanks to its IP66 / IP67 / IP69 / IP69K, making it ideal for operation in harsh environments. | Width opening | 0mm
| 41 | Automation and Control | Industrial Switch | Push Buttons | HARMONY XB4 EMERGENCY STOP PUSHBUTTON HEAD Ø40 RED | 2009587 | ZB4BS844 | SCHNEIDER ELECTRIC | 850 | https://pim-kvc.soneparsea.com:3443/PictureServer/default.aspx/schneider-zb4bs844_image1.jpg?A3889C9397807479A2A1C7A8BAA5959DB4AAC672CC996496C37D8879B1A09D95B7AA8573BCA797 | https://pim-kvc.soneparsea.com:3443/PictureServer/default.aspx/schneider-zb4bs844.pdf?81788B76AEAA939CBEAABDA9B7A95DAEB279B6B88A6B6462C0A9BA | HARMONY XB4 EMERGENCY STOP PUSHBUTTON HEAD Ø40 RED | This Schneider Electric Harmony XB4 Emergency stop 40mm mushroom red button head operates with a latched turn-to-release mechanism. It has a chromium-plated metal bezel. This emergency stop / shutdown button head is easily combined with contact blocks and installed into standard 22 mm diameter cut-outs and connected with simple screw-clamp connections. It is clearly distinguishable visually at a distance thanks to a clear color and a prominent 40mm mushroom shape. It is impact resistant, dust proof, waterproof and vibration resistant thanks to its IP66 / IP67 / IP69 / IP69K, making it ideal for operation in harsh environments. | Height opening | 0mm
| 41 | Automation and Control | Industrial Switch | Push Buttons | HARMONY XB4 EMERGENCY STOP PUSHBUTTON HEAD Ø40 RED | 2009587 | ZB4BS844 | SCHNEIDER ELECTRIC | 850 | https://pim-kvc.soneparsea.com:3443/PictureServer/default.aspx/schneider-zb4bs844_image1.jpg?A3889C9397807479A2A1C7A8BAA5959DB4AAC672CC996496C37D8879B1A09D95B7AA8573BCA797 | https://pim-kvc.soneparsea.com:3443/PictureServer/default.aspx/schneider-zb4bs844.pdf?81788B76AEAA939CBEAABDA9B7A95DAEB279B6B88A6B6462C0A9BA | HARMONY XB4 EMERGENCY STOP PUSHBUTTON HEAD Ø40 RED | This Schneider Electric Harmony XB4 Emergency stop 40mm mushroom red button head operates with a latched turn-to-release mechanism. It has a chromium-plated metal bezel. This emergency stop / shutdown button head is easily combined with contact blocks and installed into standard 22 mm diameter cut-outs and connected with simple screw-clamp connections. It is clearly distinguishable visually at a distance thanks to a clear color and a prominent 40mm mushroom shape. It is impact resistant, dust proof, waterproof and vibration resistant thanks to its IP66 / IP67 / IP69 / IP69K, making it ideal for operation in harsh environments. | Degree of protection (IP) | IP66
| 41 | Automation and Control | Industrial Switch | Push Buttons | HARMONY XB4 EMERGENCY STOP PUSHBUTTON HEAD Ø40 RED | 2009587 | ZB4BS844 | SCHNEIDER ELECTRIC | 850 | https://pim-kvc.soneparsea.com:3443/PictureServer/default.aspx/schneider-zb4bs844_image1.jpg?A3889C9397807479A2A1C7A8BAA5959DB4AAC672CC996496C37D8879B1A09D95B7AA8573BCA797 | https://pim-kvc.soneparsea.com:3443/PictureServer/default.aspx/schneider-zb4bs844.pdf?81788B76AEAA939CBEAABDA9B7A95DAEB279B6B88A6B6462C0A9BA | HARMONY XB4 EMERGENCY STOP PUSHBUTTON HEAD Ø40 RED | This Schneider Electric Harmony XB4 Emergency stop 40mm mushroom red button head operates with a latched turn-to-release mechanism. It has a chromium-plated metal bezel. This emergency stop / shutdown button head is easily combined with contact blocks and installed into standard 22 mm diameter cut-outs and connected with simple screw-clamp connections. It is clearly distinguishable visually at a distance thanks to a clear color and a prominent 40mm mushroom shape. It is impact resistant, dust proof, waterproof and vibration resistant thanks to its IP66 / IP67 / IP69 / IP69K, making it ideal for operation in harsh environments. | Degree of protection (NEMA) | 13
| 41 | Automation and Control | Industrial Switch | Push Buttons | HARMONY XB4 EMERGENCY STOP PUSHBUTTON HEAD Ø40 RED | 2009587 | ZB4BS844 | SCHNEIDER ELECTRIC | 850 | https://pim-kvc.soneparsea.com:3443/PictureServer/default.aspx/schneider-zb4bs844_image1.jpg?A3889C9397807479A2A1C7A8BAA5959DB4AAC672CC996496C37D8879B1A09D95B7AA8573BCA797 | https://pim-kvc.soneparsea.com:3443/PictureServer/default.aspx/schneider-zb4bs844.pdf?81788B76AEAA939CBEAABDA9B7A95DAEB279B6B88A6B6462C0A9BA | HARMONY XB4 EMERGENCY STOP PUSHBUTTON HEAD Ø40 RED | This Schneider Electric Harmony XB4 Emergency stop 40mm mushroom red button head operates with a latched turn-to-release mechanism. It has a chromium-plated metal bezel. This emergency stop / shutdown button head is easily combined with contact blocks and installed into standard 22 mm diameter cut-outs and connected with simple screw-clamp connections. It is clearly distinguishable visually at a distance thanks to a clear color and a prominent 40mm mushroom shape. It is impact resistant, dust proof, waterproof and vibration resistant thanks to its IP66 / IP67 / IP69 / IP69K, making it ideal for operation in harsh environments. | Type of button | High
| 41 | Automation and Control | Industrial Switch | Push Buttons | HARMONY XB4 EMERGENCY STOP PUSHBUTTON HEAD Ø40 RED | 2009587 | ZB4BS844 | SCHNEIDER ELECTRIC | 850 | https://pim-kvc.soneparsea.com:3443/PictureServer/default.aspx/schneider-zb4bs844_image1.jpg?A3889C9397807479A2A1C7A8BAA5959DB4AAC672CC996496C37D8879B1A09D95B7AA8573BCA797 | https://pim-kvc.soneparsea.com:3443/PictureServer/default.aspx/schneider-zb4bs844.pdf?81788B76AEAA939CBEAABDA9B7A95DAEB279B6B88A6B6462C0A9BA | HARMONY XB4 EMERGENCY STOP PUSHBUTTON HEAD Ø40 RED | This Schneider Electric Harmony XB4 Emergency stop 40mm mushroom red button head operates with a latched turn-to-release mechanism. It has a chromium-plated metal bezel. This emergency stop / shutdown button head is easily combined with contact blocks and installed into standard 22 mm diameter cut-outs and connected with simple screw-clamp connections. It is clearly distinguishable visually at a distance thanks to a clear color and a prominent 40mm mushroom shape. It is impact resistant, dust proof, waterproof and vibration resistant thanks to its IP66 / IP67 / IP69 / IP69K, making it ideal for operation in harsh environments. | Suitable for illumination | no
| 41 | Automation and Control | Industrial Switch | Push Buttons | HARMONY XB4 EMERGENCY STOP PUSHBUTTON HEAD Ø40 RED | 2009587 | ZB4BS844 | SCHNEIDER ELECTRIC | 850 | https://pim-kvc.soneparsea.com:3443/PictureServer/default.aspx/schneider-zb4bs844_image1.jpg?A3889C9397807479A2A1C7A8BAA5959DB4AAC672CC996496C37D8879B1A09D95B7AA8573BCA797 | https://pim-kvc.soneparsea.com:3443/PictureServer/default.aspx/schneider-zb4bs844.pdf?81788B76AEAA939CBEAABDA9B7A95DAEB279B6B88A6B6462C0A9BA | HARMONY XB4 EMERGENCY STOP PUSHBUTTON HEAD Ø40 RED | This Schneider Electric Harmony XB4 Emergency stop 40mm mushroom red button head operates with a latched turn-to-release mechanism. It has a chromium-plated metal bezel. This emergency stop / shutdown button head is easily combined with contact blocks and installed into standard 22 mm diameter cut-outs and connected with simple screw-clamp connections. It is clearly distinguishable visually at a distance thanks to a clear color and a prominent 40mm mushroom shape. It is impact resistant, dust proof, waterproof and vibration resistant thanks to its IP66 / IP67 / IP69 / IP69K, making it ideal for operation in harsh environments. | With lighting | no
| 41 | Automation and Control | Industrial Switch | Push Buttons | HARMONY XB4 EMERGENCY STOP PUSHBUTTON HEAD Ø40 RED | 2009587 | ZB4BS844 | SCHNEIDER ELECTRIC | 850 | https://pim-kvc.soneparsea.com:3443/PictureServer/default.aspx/schneider-zb4bs844_image1.jpg?A3889C9397807479A2A1C7A8BAA5959DB4AAC672CC996496C37D8879B1A09D95B7AA8573BCA797 | https://pim-kvc.soneparsea.com:3443/PictureServer/default.aspx/schneider-zb4bs844.pdf?81788B76AEAA939CBEAABDA9B7A95DAEB279B6B88A6B6462C0A9BA | HARMONY XB4 EMERGENCY STOP PUSHBUTTON HEAD Ø40 RED | This Schneider Electric Harmony XB4 Emergency stop 40mm mushroom red button head operates with a latched turn-to-release mechanism. It has a chromium-plated metal bezel. This emergency stop / shutdown button head is easily combined with contact blocks and installed into standard 22 mm diameter cut-outs and connected with simple screw-clamp connections. It is clearly distinguishable visually at a distance thanks to a clear color and a prominent 40mm mushroom shape. It is impact resistant, dust proof, waterproof and vibration resistant thanks to its IP66 / IP67 / IP69 / IP69K, making it ideal for operation in harsh environments. | Switching function latching | yes
| 41 | Automation and Control | Industrial Switch | Push Buttons | HARMONY XB4 EMERGENCY STOP PUSHBUTTON HEAD Ø40 RED | 2009587 | ZB4BS844 | SCHNEIDER ELECTRIC | 850 | https://pim-kvc.soneparsea.com:3443/PictureServer/default.aspx/schneider-zb4bs844_image1.jpg?A3889C9397807479A2A1C7A8BAA5959DB4AAC672CC996496C37D8879B1A09D95B7AA8573BCA797 | https://pim-kvc.soneparsea.com:3443/PictureServer/default.aspx/schneider-zb4bs844.pdf?81788B76AEAA939CBEAABDA9B7A95DAEB279B6B88A6B6462C0A9BA | HARMONY XB4 EMERGENCY STOP PUSHBUTTON HEAD Ø40 RED | This Schneider Electric Harmony XB4 Emergency stop 40mm mushroom red button head operates with a latched turn-to-release mechanism. It has a chromium-plated metal bezel. This emergency stop / shutdown button head is easily combined with contact blocks and installed into standard 22 mm diameter cut-outs and connected with simple screw-clamp connections. It is clearly distinguishable visually at a distance thanks to a clear color and a prominent 40mm mushroom shape. It is impact resistant, dust proof, waterproof and vibration resistant thanks to its IP66 / IP67 / IP69 / IP69K, making it ideal for operation in harsh environments. | Spring-return | no
| 41 | Automation and Control | Industrial Switch | Push Buttons | HARMONY XB4 EMERGENCY STOP PUSHBUTTON HEAD Ø40 RED | 2009587 | ZB4BS844 | SCHNEIDER ELECTRIC | 850 | https://pim-kvc.soneparsea.com:3443/PictureServer/default.aspx/schneider-zb4bs844_image1.jpg?A3889C9397807479A2A1C7A8BAA5959DB4AAC672CC996496C37D8879B1A09D95B7AA8573BCA797 | https://pim-kvc.soneparsea.com:3443/PictureServer/default.aspx/schneider-zb4bs844.pdf?81788B76AEAA939CBEAABDA9B7A95DAEB279B6B88A6B6462C0A9BA | HARMONY XB4 EMERGENCY STOP PUSHBUTTON HEAD Ø40 RED | This Schneider Electric Harmony XB4 Emergency stop 40mm mushroom red button head operates with a latched turn-to-release mechanism. It has a chromium-plated metal bezel. This emergency stop / shutdown button head is easily combined with contact blocks and installed into standard 22 mm diameter cut-outs and connected with simple screw-clamp connections. It is clearly distinguishable visually at a distance thanks to a clear color and a prominent 40mm mushroom shape. It is impact resistant, dust proof, waterproof and vibration resistant thanks to its IP66 / IP67 / IP69 / IP69K, making it ideal for operation in harsh environments. | With front ring | yes
| 41 | Automation and Control | Industrial Switch | Push Buttons | HARMONY XB4 EMERGENCY STOP PUSHBUTTON HEAD Ø40 RED | 2009587 | ZB4BS844 | SCHNEIDER ELECTRIC | 850 | https://pim-kvc.soneparsea.com:3443/PictureServer/default.aspx/schneider-zb4bs844_image1.jpg?A3889C9397807479A2A1C7A8BAA5959DB4AAC672CC996496C37D8879B1A09D95B7AA8573BCA797 | https://pim-kvc.soneparsea.com:3443/PictureServer/default.aspx/schneider-zb4bs844.pdf?81788B76AEAA939CBEAABDA9B7A95DAEB279B6B88A6B6462C0A9BA | HARMONY XB4 EMERGENCY STOP PUSHBUTTON HEAD Ø40 RED | This Schneider Electric Harmony XB4 Emergency stop 40mm mushroom red button head operates with a latched turn-to-release mechanism. It has a chromium-plated metal bezel. This emergency stop / shutdown button head is easily combined with contact blocks and installed into standard 22 mm diameter cut-outs and connected with simple screw-clamp connections. It is clearly distinguishable visually at a distance thanks to a clear color and a prominent 40mm mushroom shape. It is impact resistant, dust proof, waterproof and vibration resistant thanks to its IP66 / IP67 / IP69 / IP69K, making it ideal for operation in harsh environments. | Material front ring | Metal
| 41 | Automation and Control | Industrial Switch | Push Buttons | HARMONY XB4 EMERGENCY STOP PUSHBUTTON HEAD Ø40 RED | 2009587 | ZB4BS844 | SCHNEIDER ELECTRIC | 850 | https://pim-kvc.soneparsea.com:3443/PictureServer/default.aspx/schneider-zb4bs844_image1.jpg?A3889C9397807479A2A1C7A8BAA5959DB4AAC672CC996496C37D8879B1A09D95B7AA8573BCA797 | https://pim-kvc.soneparsea.com:3443/PictureServer/default.aspx/schneider-zb4bs844.pdf?81788B76AEAA939CBEAABDA9B7A95DAEB279B6B88A6B6462C0A9BA | HARMONY XB4 EMERGENCY STOP PUSHBUTTON HEAD Ø40 RED | This Schneider Electric Harmony XB4 Emergency stop 40mm mushroom red button head operates with a latched turn-to-release mechanism. It has a chromium-plated metal bezel. This emergency stop / shutdown button head is easily combined with contact blocks and installed into standard 22 mm diameter cut-outs and connected with simple screw-clamp connections. It is clearly distinguishable visually at a distance thanks to a clear color and a prominent 40mm mushroom shape. It is impact resistant, dust proof, waterproof and vibration resistant thanks to its IP66 / IP67 / IP69 / IP69K, making it ideal for operation in harsh environments. | Colour front ring | Chrome
| 41 | Automation and Control | Industrial Switch | Push Buttons | HARMONY XB4 EMERGENCY STOP PUSHBUTTON HEAD Ø40 RED | 2009587 | ZB4BS844 | SCHNEIDER ELECTRIC | 850 | https://pim-kvc.soneparsea.com:3443/PictureServer/default.aspx/schneider-zb4bs844_image1.jpg?A3889C9397807479A2A1C7A8BAA5959DB4AAC672CC996496C37D8879B1A09D95B7AA8573BCA797 | https://pim-kvc.soneparsea.com:3443/PictureServer/default.aspx/schneider-zb4bs844.pdf?81788B76AEAA939CBEAABDA9B7A95DAEB279B6B88A6B6462C0A9BA | HARMONY XB4 EMERGENCY STOP PUSHBUTTON HEAD Ø40 RED | This Schneider Electric Harmony XB4 Emergency stop 40mm mushroom red button head operates with a latched turn-to-release mechanism. It has a chromium-plated metal bezel. This emergency stop / shutdown button head is easily combined with contact blocks and installed into standard 22 mm diameter cut-outs and connected with simple screw-clamp connections. It is clearly distinguishable visually at a distance thanks to a clear color and a prominent 40mm mushroom shape. It is impact resistant, dust proof, waterproof and vibration resistant thanks to its IP66 / IP67 / IP69 / IP69K, making it ideal for operation in harsh environments. | Suitable for emergency stop | yes
| 41 | Automation and Control | Industrial Switch | Push Buttons | HARMONY XB4 EMERGENCY STOP PUSHBUTTON HEAD Ø40 RED | 2009587 | ZB4BS844 | SCHNEIDER ELECTRIC | 850 | https://pim-kvc.soneparsea.com:3443/PictureServer/default.aspx/schneider-zb4bs844_image1.jpg?A3889C9397807479A2A1C7A8BAA5959DB4AAC672CC996496C37D8879B1A09D95B7AA8573BCA797 | https://pim-kvc.soneparsea.com:3443/PictureServer/default.aspx/schneider-zb4bs844.pdf?81788B76AEAA939CBEAABDA9B7A95DAEB279B6B88A6B6462C0A9BA | HARMONY XB4 EMERGENCY STOP PUSHBUTTON HEAD Ø40 RED | This Schneider Electric Harmony XB4 Emergency stop 40mm mushroom red button head operates with a latched turn-to-release mechanism. It has a chromium-plated metal bezel. This emergency stop / shutdown button head is easily combined with contact blocks and installed into standard 22 mm diameter cut-outs and connected with simple screw-clamp connections. It is clearly distinguishable visually at a distance thanks to a clear color and a prominent 40mm mushroom shape. It is impact resistant, dust proof, waterproof and vibration resistant thanks to its IP66 / IP67 / IP69 / IP69K, making it ideal for operation in harsh environments. | Unlocking method | Turn-release
| 42 | Automation and Control | Industrial Switch | Push Buttons | HARMONY XB4 EMERGENCY STOP PB HEAD Ø22 PUSH-PULL Ø40 RED | 2009588 | ZB4BT84 | SCHNEIDER ELECTRIC | 790 | https://pim-kvc.soneparsea.com:3443/PictureServer/default.aspx/schneider-zb4bt84_image1.jpg?A3889C9397807479A2A1C7A8BAA5959DB4AAC672CC996496C47D88A4BBA4919BB57682AFC29E | https://pim-kvc.soneparsea.com:3443/PictureServer/default.aspx/schneider-zb4bt84.pdf?81788B76AEAA939CBEAABDA9B7A95DAEB279B6B98A6B5EA4B4AB | HARMONY XB4 EMERGENCY STOP PUSHBUTTON HEAD Ø22 TRIGGER AND LATCHING PUSH-PULL Ø40 RED | This Schneider Electric Harmony XB4 Emergency stop 40mm mushroom red button head operates with a latched push-pull mechanism. It has a chromium-plated metal bezel. This emergency stop / shutdown button head, is easily combined with contact blocks and installed into standard 22 mm diameter cut-outs and connected with simple screw-clamp connections. It is clearly distinguishable visually at a distance thanks to a clear color and a prominent 40mm mushroom shape. It is impact resistant, dust proof, waterproof and vibration resistant thanks to its IP66 / IP67 / IP69 / IP69K, making it ideal for operation in harsh environments. | Colour button | Red/green
| 42 | Automation and Control | Industrial Switch | Push Buttons | HARMONY XB4 EMERGENCY STOP PB HEAD Ø22 PUSH-PULL Ø40 RED | 2009588 | ZB4BT84 | SCHNEIDER ELECTRIC | 790 | https://pim-kvc.soneparsea.com:3443/PictureServer/default.aspx/schneider-zb4bt84_image1.jpg?A3889C9397807479A2A1C7A8BAA5959DB4AAC672CC996496C47D88A4BBA4919BB57682AFC29E | https://pim-kvc.soneparsea.com:3443/PictureServer/default.aspx/schneider-zb4bt84.pdf?81788B76AEAA939CBEAABDA9B7A95DAEB279B6B98A6B5EA4B4AB | HARMONY XB4 EMERGENCY STOP PUSHBUTTON HEAD Ø22 TRIGGER AND LATCHING PUSH-PULL Ø40 RED | This Schneider Electric Harmony XB4 Emergency stop 40mm mushroom red button head operates with a latched push-pull mechanism. It has a chromium-plated metal bezel. This emergency stop / shutdown button head, is easily combined with contact blocks and installed into standard 22 mm diameter cut-outs and connected with simple screw-clamp connections. It is clearly distinguishable visually at a distance thanks to a clear color and a prominent 40mm mushroom shape. It is impact resistant, dust proof, waterproof and vibration resistant thanks to its IP66 / IP67 / IP69 / IP69K, making it ideal for operation in harsh environments. | Construction type lens | Round
| 42 | Automation and Control | Industrial Switch | Push Buttons | HARMONY XB4 EMERGENCY STOP PB HEAD Ø22 PUSH-PULL Ø40 RED | 2009588 | ZB4BT84 | SCHNEIDER ELECTRIC | 790 | https://pim-kvc.soneparsea.com:3443/PictureServer/default.aspx/schneider-zb4bt84_image1.jpg?A3889C9397807479A2A1C7A8BAA5959DB4AAC672CC996496C47D88A4BBA4919BB57682AFC29E | https://pim-kvc.soneparsea.com:3443/PictureServer/default.aspx/schneider-zb4bt84.pdf?81788B76AEAA939CBEAABDA9B7A95DAEB279B6B98A6B5EA4B4AB | HARMONY XB4 EMERGENCY STOP PUSHBUTTON HEAD Ø22 TRIGGER AND LATCHING PUSH-PULL Ø40 RED | This Schneider Electric Harmony XB4 Emergency stop 40mm mushroom red button head operates with a latched push-pull mechanism. It has a chromium-plated metal bezel. This emergency stop / shutdown button head, is easily combined with contact blocks and installed into standard 22 mm diameter cut-outs and connected with simple screw-clamp connections. It is clearly distinguishable visually at a distance thanks to a clear color and a prominent 40mm mushroom shape. It is impact resistant, dust proof, waterproof and vibration resistant thanks to its IP66 / IP67 / IP69 / IP69K, making it ideal for operation in harsh environments. | Diameter cap | 40mm
| 42 | Automation and Control | Industrial Switch | Push Buttons | HARMONY XB4 EMERGENCY STOP PB HEAD Ø22 PUSH-PULL Ø40 RED | 2009588 | ZB4BT84 | SCHNEIDER ELECTRIC | 790 | https://pim-kvc.soneparsea.com:3443/PictureServer/default.aspx/schneider-zb4bt84_image1.jpg?A3889C9397807479A2A1C7A8BAA5959DB4AAC672CC996496C47D88A4BBA4919BB57682AFC29E | https://pim-kvc.soneparsea.com:3443/PictureServer/default.aspx/schneider-zb4bt84.pdf?81788B76AEAA939CBEAABDA9B7A95DAEB279B6B98A6B5EA4B4AB | HARMONY XB4 EMERGENCY STOP PUSHBUTTON HEAD Ø22 TRIGGER AND LATCHING PUSH-PULL Ø40 RED | This Schneider Electric Harmony XB4 Emergency stop 40mm mushroom red button head operates with a latched push-pull mechanism. It has a chromium-plated metal bezel. This emergency stop / shutdown button head, is easily combined with contact blocks and installed into standard 22 mm diameter cut-outs and connected with simple screw-clamp connections. It is clearly distinguishable visually at a distance thanks to a clear color and a prominent 40mm mushroom shape. It is impact resistant, dust proof, waterproof and vibration resistant thanks to its IP66 / IP67 / IP69 / IP69K, making it ideal for operation in harsh environments. | Hole diameter | 22.5mm
| 42 | Automation and Control | Industrial Switch | Push Buttons | HARMONY XB4 EMERGENCY STOP PB HEAD Ø22 PUSH-PULL Ø40 RED | 2009588 | ZB4BT84 | SCHNEIDER ELECTRIC | 790 | https://pim-kvc.soneparsea.com:3443/PictureServer/default.aspx/schneider-zb4bt84_image1.jpg?A3889C9397807479A2A1C7A8BAA5959DB4AAC672CC996496C47D88A4BBA4919BB57682AFC29E | https://pim-kvc.soneparsea.com:3443/PictureServer/default.aspx/schneider-zb4bt84.pdf?81788B76AEAA939CBEAABDA9B7A95DAEB279B6B98A6B5EA4B4AB | HARMONY XB4 EMERGENCY STOP PUSHBUTTON HEAD Ø22 TRIGGER AND LATCHING PUSH-PULL Ø40 RED | This Schneider Electric Harmony XB4 Emergency stop 40mm mushroom red button head operates with a latched push-pull mechanism. It has a chromium-plated metal bezel. This emergency stop / shutdown button head, is easily combined with contact blocks and installed into standard 22 mm diameter cut-outs and connected with simple screw-clamp connections. It is clearly distinguishable visually at a distance thanks to a clear color and a prominent 40mm mushroom shape. It is impact resistant, dust proof, waterproof and vibration resistant thanks to its IP66 / IP67 / IP69 / IP69K, making it ideal for operation in harsh environments. | Width opening | 0mm
| 42 | Automation and Control | Industrial Switch | Push Buttons | HARMONY XB4 EMERGENCY STOP PB HEAD Ø22 PUSH-PULL Ø40 RED | 2009588 | ZB4BT84 | SCHNEIDER ELECTRIC | 790 | https://pim-kvc.soneparsea.com:3443/PictureServer/default.aspx/schneider-zb4bt84_image1.jpg?A3889C9397807479A2A1C7A8BAA5959DB4AAC672CC996496C47D88A4BBA4919BB57682AFC29E | https://pim-kvc.soneparsea.com:3443/PictureServer/default.aspx/schneider-zb4bt84.pdf?81788B76AEAA939CBEAABDA9B7A95DAEB279B6B98A6B5EA4B4AB | HARMONY XB4 EMERGENCY STOP PUSHBUTTON HEAD Ø22 TRIGGER AND LATCHING PUSH-PULL Ø40 RED | This Schneider Electric Harmony XB4 Emergency stop 40mm mushroom red button head operates with a latched push-pull mechanism. It has a chromium-plated metal bezel. This emergency stop / shutdown button head, is easily combined with contact blocks and installed into standard 22 mm diameter cut-outs and connected with simple screw-clamp connections. It is clearly distinguishable visually at a distance thanks to a clear color and a prominent 40mm mushroom shape. It is impact resistant, dust proof, waterproof and vibration resistant thanks to its IP66 / IP67 / IP69 / IP69K, making it ideal for operation in harsh environments. | Height opening | 0mm
| 42 | Automation and Control | Industrial Switch | Push Buttons | HARMONY XB4 EMERGENCY STOP PB HEAD Ø22 PUSH-PULL Ø40 RED | 2009588 | ZB4BT84 | SCHNEIDER ELECTRIC | 790 | https://pim-kvc.soneparsea.com:3443/PictureServer/default.aspx/schneider-zb4bt84_image1.jpg?A3889C9397807479A2A1C7A8BAA5959DB4AAC672CC996496C47D88A4BBA4919BB57682AFC29E | https://pim-kvc.soneparsea.com:3443/PictureServer/default.aspx/schneider-zb4bt84.pdf?81788B76AEAA939CBEAABDA9B7A95DAEB279B6B98A6B5EA4B4AB | HARMONY XB4 EMERGENCY STOP PUSHBUTTON HEAD Ø22 TRIGGER AND LATCHING PUSH-PULL Ø40 RED | This Schneider Electric Harmony XB4 Emergency stop 40mm mushroom red button head operates with a latched push-pull mechanism. It has a chromium-plated metal bezel. This emergency stop / shutdown button head, is easily combined with contact blocks and installed into standard 22 mm diameter cut-outs and connected with simple screw-clamp connections. It is clearly distinguishable visually at a distance thanks to a clear color and a prominent 40mm mushroom shape. It is impact resistant, dust proof, waterproof and vibration resistant thanks to its IP66 / IP67 / IP69 / IP69K, making it ideal for operation in harsh environments. | Degree of protection (IP) | IP66
| 42 | Automation and Control | Industrial Switch | Push Buttons | HARMONY XB4 EMERGENCY STOP PB HEAD Ø22 PUSH-PULL Ø40 RED | 2009588 | ZB4BT84 | SCHNEIDER ELECTRIC | 790 | https://pim-kvc.soneparsea.com:3443/PictureServer/default.aspx/schneider-zb4bt84_image1.jpg?A3889C9397807479A2A1C7A8BAA5959DB4AAC672CC996496C47D88A4BBA4919BB57682AFC29E | https://pim-kvc.soneparsea.com:3443/PictureServer/default.aspx/schneider-zb4bt84.pdf?81788B76AEAA939CBEAABDA9B7A95DAEB279B6B98A6B5EA4B4AB | HARMONY XB4 EMERGENCY STOP PUSHBUTTON HEAD Ø22 TRIGGER AND LATCHING PUSH-PULL Ø40 RED | This Schneider Electric Harmony XB4 Emergency stop 40mm mushroom red button head operates with a latched push-pull mechanism. It has a chromium-plated metal bezel. This emergency stop / shutdown button head, is easily combined with contact blocks and installed into standard 22 mm diameter cut-outs and connected with simple screw-clamp connections. It is clearly distinguishable visually at a distance thanks to a clear color and a prominent 40mm mushroom shape. It is impact resistant, dust proof, waterproof and vibration resistant thanks to its IP66 / IP67 / IP69 / IP69K, making it ideal for operation in harsh environments. | Degree of protection (NEMA) | 13
| 42 | Automation and Control | Industrial Switch | Push Buttons | HARMONY XB4 EMERGENCY STOP PB HEAD Ø22 PUSH-PULL Ø40 RED | 2009588 | ZB4BT84 | SCHNEIDER ELECTRIC | 790 | https://pim-kvc.soneparsea.com:3443/PictureServer/default.aspx/schneider-zb4bt84_image1.jpg?A3889C9397807479A2A1C7A8BAA5959DB4AAC672CC996496C47D88A4BBA4919BB57682AFC29E | https://pim-kvc.soneparsea.com:3443/PictureServer/default.aspx/schneider-zb4bt84.pdf?81788B76AEAA939CBEAABDA9B7A95DAEB279B6B98A6B5EA4B4AB | HARMONY XB4 EMERGENCY STOP PUSHBUTTON HEAD Ø22 TRIGGER AND LATCHING PUSH-PULL Ø40 RED | This Schneider Electric Harmony XB4 Emergency stop 40mm mushroom red button head operates with a latched push-pull mechanism. It has a chromium-plated metal bezel. This emergency stop / shutdown button head, is easily combined with contact blocks and installed into standard 22 mm diameter cut-outs and connected with simple screw-clamp connections. It is clearly distinguishable visually at a distance thanks to a clear color and a prominent 40mm mushroom shape. It is impact resistant, dust proof, waterproof and vibration resistant thanks to its IP66 / IP67 / IP69 / IP69K, making it ideal for operation in harsh environments. | Type of button | High
| 42 | Automation and Control | Industrial Switch | Push Buttons | HARMONY XB4 EMERGENCY STOP PB HEAD Ø22 PUSH-PULL Ø40 RED | 2009588 | ZB4BT84 | SCHNEIDER ELECTRIC | 790 | https://pim-kvc.soneparsea.com:3443/PictureServer/default.aspx/schneider-zb4bt84_image1.jpg?A3889C9397807479A2A1C7A8BAA5959DB4AAC672CC996496C47D88A4BBA4919BB57682AFC29E | https://pim-kvc.soneparsea.com:3443/PictureServer/default.aspx/schneider-zb4bt84.pdf?81788B76AEAA939CBEAABDA9B7A95DAEB279B6B98A6B5EA4B4AB | HARMONY XB4 EMERGENCY STOP PUSHBUTTON HEAD Ø22 TRIGGER AND LATCHING PUSH-PULL Ø40 RED | This Schneider Electric Harmony XB4 Emergency stop 40mm mushroom red button head operates with a latched push-pull mechanism. It has a chromium-plated metal bezel. This emergency stop / shutdown button head, is easily combined with contact blocks and installed into standard 22 mm diameter cut-outs and connected with simple screw-clamp connections. It is clearly distinguishable visually at a distance thanks to a clear color and a prominent 40mm mushroom shape. It is impact resistant, dust proof, waterproof and vibration resistant thanks to its IP66 / IP67 / IP69 / IP69K, making it ideal for operation in harsh environments. | Suitable for illumination | no
| 42 | Automation and Control | Industrial Switch | Push Buttons | HARMONY XB4 EMERGENCY STOP PB HEAD Ø22 PUSH-PULL Ø40 RED | 2009588 | ZB4BT84 | SCHNEIDER ELECTRIC | 790 | https://pim-kvc.soneparsea.com:3443/PictureServer/default.aspx/schneider-zb4bt84_image1.jpg?A3889C9397807479A2A1C7A8BAA5959DB4AAC672CC996496C47D88A4BBA4919BB57682AFC29E | https://pim-kvc.soneparsea.com:3443/PictureServer/default.aspx/schneider-zb4bt84.pdf?81788B76AEAA939CBEAABDA9B7A95DAEB279B6B98A6B5EA4B4AB | HARMONY XB4 EMERGENCY STOP PUSHBUTTON HEAD Ø22 TRIGGER AND LATCHING PUSH-PULL Ø40 RED | This Schneider Electric Harmony XB4 Emergency stop 40mm mushroom red button head operates with a latched push-pull mechanism. It has a chromium-plated metal bezel. This emergency stop / shutdown button head, is easily combined with contact blocks and installed into standard 22 mm diameter cut-outs and connected with simple screw-clamp connections. It is clearly distinguishable visually at a distance thanks to a clear color and a prominent 40mm mushroom shape. It is impact resistant, dust proof, waterproof and vibration resistant thanks to its IP66 / IP67 / IP69 / IP69K, making it ideal for operation in harsh environments. | With lighting | no
| 42 | Automation and Control | Industrial Switch | Push Buttons | HARMONY XB4 EMERGENCY STOP PB HEAD Ø22 PUSH-PULL Ø40 RED | 2009588 | ZB4BT84 | SCHNEIDER ELECTRIC | 790 | https://pim-kvc.soneparsea.com:3443/PictureServer/default.aspx/schneider-zb4bt84_image1.jpg?A3889C9397807479A2A1C7A8BAA5959DB4AAC672CC996496C47D88A4BBA4919BB57682AFC29E | https://pim-kvc.soneparsea.com:3443/PictureServer/default.aspx/schneider-zb4bt84.pdf?81788B76AEAA939CBEAABDA9B7A95DAEB279B6B98A6B5EA4B4AB | HARMONY XB4 EMERGENCY STOP PUSHBUTTON HEAD Ø22 TRIGGER AND LATCHING PUSH-PULL Ø40 RED | This Schneider Electric Harmony XB4 Emergency stop 40mm mushroom red button head operates with a latched push-pull mechanism. It has a chromium-plated metal bezel. This emergency stop / shutdown button head, is easily combined with contact blocks and installed into standard 22 mm diameter cut-outs and connected with simple screw-clamp connections. It is clearly distinguishable visually at a distance thanks to a clear color and a prominent 40mm mushroom shape. It is impact resistant, dust proof, waterproof and vibration resistant thanks to its IP66 / IP67 / IP69 / IP69K, making it ideal for operation in harsh environments. | Switching function latching | yes
| 42 | Automation and Control | Industrial Switch | Push Buttons | HARMONY XB4 EMERGENCY STOP PB HEAD Ø22 PUSH-PULL Ø40 RED | 2009588 | ZB4BT84 | SCHNEIDER ELECTRIC | 790 | https://pim-kvc.soneparsea.com:3443/PictureServer/default.aspx/schneider-zb4bt84_image1.jpg?A3889C9397807479A2A1C7A8BAA5959DB4AAC672CC996496C47D88A4BBA4919BB57682AFC29E | https://pim-kvc.soneparsea.com:3443/PictureServer/default.aspx/schneider-zb4bt84.pdf?81788B76AEAA939CBEAABDA9B7A95DAEB279B6B98A6B5EA4B4AB | HARMONY XB4 EMERGENCY STOP PUSHBUTTON HEAD Ø22 TRIGGER AND LATCHING PUSH-PULL Ø40 RED | This Schneider Electric Harmony XB4 Emergency stop 40mm mushroom red button head operates with a latched push-pull mechanism. It has a chromium-plated metal bezel. This emergency stop / shutdown button head, is easily combined with contact blocks and installed into standard 22 mm diameter cut-outs and connected with simple screw-clamp connections. It is clearly distinguishable visually at a distance thanks to a clear color and a prominent 40mm mushroom shape. It is impact resistant, dust proof, waterproof and vibration resistant thanks to its IP66 / IP67 / IP69 / IP69K, making it ideal for operation in harsh environments. | Spring-return | no
| 42 | Automation and Control | Industrial Switch | Push Buttons | HARMONY XB4 EMERGENCY STOP PB HEAD Ø22 PUSH-PULL Ø40 RED | 2009588 | ZB4BT84 | SCHNEIDER ELECTRIC | 790 | https://pim-kvc.soneparsea.com:3443/PictureServer/default.aspx/schneider-zb4bt84_image1.jpg?A3889C9397807479A2A1C7A8BAA5959DB4AAC672CC996496C47D88A4BBA4919BB57682AFC29E | https://pim-kvc.soneparsea.com:3443/PictureServer/default.aspx/schneider-zb4bt84.pdf?81788B76AEAA939CBEAABDA9B7A95DAEB279B6B98A6B5EA4B4AB | HARMONY XB4 EMERGENCY STOP PUSHBUTTON HEAD Ø22 TRIGGER AND LATCHING PUSH-PULL Ø40 RED | This Schneider Electric Harmony XB4 Emergency stop 40mm mushroom red button head operates with a latched push-pull mechanism. It has a chromium-plated metal bezel. This emergency stop / shutdown button head, is easily combined with contact blocks and installed into standard 22 mm diameter cut-outs and connected with simple screw-clamp connections. It is clearly distinguishable visually at a distance thanks to a clear color and a prominent 40mm mushroom shape. It is impact resistant, dust proof, waterproof and vibration resistant thanks to its IP66 / IP67 / IP69 / IP69K, making it ideal for operation in harsh environments. | With front ring | yes
| 42 | Automation and Control | Industrial Switch | Push Buttons | HARMONY XB4 EMERGENCY STOP PB HEAD Ø22 PUSH-PULL Ø40 RED | 2009588 | ZB4BT84 | SCHNEIDER ELECTRIC | 790 | https://pim-kvc.soneparsea.com:3443/PictureServer/default.aspx/schneider-zb4bt84_image1.jpg?A3889C9397807479A2A1C7A8BAA5959DB4AAC672CC996496C47D88A4BBA4919BB57682AFC29E | https://pim-kvc.soneparsea.com:3443/PictureServer/default.aspx/schneider-zb4bt84.pdf?81788B76AEAA939CBEAABDA9B7A95DAEB279B6B98A6B5EA4B4AB | HARMONY XB4 EMERGENCY STOP PUSHBUTTON HEAD Ø22 TRIGGER AND LATCHING PUSH-PULL Ø40 RED | This Schneider Electric Harmony XB4 Emergency stop 40mm mushroom red button head operates with a latched push-pull mechanism. It has a chromium-plated metal bezel. This emergency stop / shutdown button head, is easily combined with contact blocks and installed into standard 22 mm diameter cut-outs and connected with simple screw-clamp connections. It is clearly distinguishable visually at a distance thanks to a clear color and a prominent 40mm mushroom shape. It is impact resistant, dust proof, waterproof and vibration resistant thanks to its IP66 / IP67 / IP69 / IP69K, making it ideal for operation in harsh environments. | Material front ring | Metal
| 42 | Automation and Control | Industrial Switch | Push Buttons | HARMONY XB4 EMERGENCY STOP PB HEAD Ø22 PUSH-PULL Ø40 RED | 2009588 | ZB4BT84 | SCHNEIDER ELECTRIC | 790 | https://pim-kvc.soneparsea.com:3443/PictureServer/default.aspx/schneider-zb4bt84_image1.jpg?A3889C9397807479A2A1C7A8BAA5959DB4AAC672CC996496C47D88A4BBA4919BB57682AFC29E | https://pim-kvc.soneparsea.com:3443/PictureServer/default.aspx/schneider-zb4bt84.pdf?81788B76AEAA939CBEAABDA9B7A95DAEB279B6B98A6B5EA4B4AB | HARMONY XB4 EMERGENCY STOP PUSHBUTTON HEAD Ø22 TRIGGER AND LATCHING PUSH-PULL Ø40 RED | This Schneider Electric Harmony XB4 Emergency stop 40mm mushroom red button head operates with a latched push-pull mechanism. It has a chromium-plated metal bezel. This emergency stop / shutdown button head, is easily combined with contact blocks and installed into standard 22 mm diameter cut-outs and connected with simple screw-clamp connections. It is clearly distinguishable visually at a distance thanks to a clear color and a prominent 40mm mushroom shape. It is impact resistant, dust proof, waterproof and vibration resistant thanks to its IP66 / IP67 / IP69 / IP69K, making it ideal for operation in harsh environments. | Colour front ring | Chrome
| 42 | Automation and Control | Industrial Switch | Push Buttons | HARMONY XB4 EMERGENCY STOP PB HEAD Ø22 PUSH-PULL Ø40 RED | 2009588 | ZB4BT84 | SCHNEIDER ELECTRIC | 790 | https://pim-kvc.soneparsea.com:3443/PictureServer/default.aspx/schneider-zb4bt84_image1.jpg?A3889C9397807479A2A1C7A8BAA5959DB4AAC672CC996496C47D88A4BBA4919BB57682AFC29E | https://pim-kvc.soneparsea.com:3443/PictureServer/default.aspx/schneider-zb4bt84.pdf?81788B76AEAA939CBEAABDA9B7A95DAEB279B6B98A6B5EA4B4AB | HARMONY XB4 EMERGENCY STOP PUSHBUTTON HEAD Ø22 TRIGGER AND LATCHING PUSH-PULL Ø40 RED | This Schneider Electric Harmony XB4 Emergency stop 40mm mushroom red button head operates with a latched push-pull mechanism. It has a chromium-plated metal bezel. This emergency stop / shutdown button head, is easily combined with contact blocks and installed into standard 22 mm diameter cut-outs and connected with simple screw-clamp connections. It is clearly distinguishable visually at a distance thanks to a clear color and a prominent 40mm mushroom shape. It is impact resistant, dust proof, waterproof and vibration resistant thanks to its IP66 / IP67 / IP69 / IP69K, making it ideal for operation in harsh environments. | Suitable for emergency stop | yes
| 42 | Automation and Control | Industrial Switch | Push Buttons | HARMONY XB4 EMERGENCY STOP PB HEAD Ø22 PUSH-PULL Ø40 RED | 2009588 | ZB4BT84 | SCHNEIDER ELECTRIC | 790 | https://pim-kvc.soneparsea.com:3443/PictureServer/default.aspx/schneider-zb4bt84_image1.jpg?A3889C9397807479A2A1C7A8BAA5959DB4AAC672CC996496C47D88A4BBA4919BB57682AFC29E | https://pim-kvc.soneparsea.com:3443/PictureServer/default.aspx/schneider-zb4bt84.pdf?81788B76AEAA939CBEAABDA9B7A95DAEB279B6B98A6B5EA4B4AB | HARMONY XB4 EMERGENCY STOP PUSHBUTTON HEAD Ø22 TRIGGER AND LATCHING PUSH-PULL Ø40 RED | This Schneider Electric Harmony XB4 Emergency stop 40mm mushroom red button head operates with a latched push-pull mechanism. It has a chromium-plated metal bezel. This emergency stop / shutdown button head, is easily combined with contact blocks and installed into standard 22 mm diameter cut-outs and connected with simple screw-clamp connections. It is clearly distinguishable visually at a distance thanks to a clear color and a prominent 40mm mushroom shape. It is impact resistant, dust proof, waterproof and vibration resistant thanks to its IP66 / IP67 / IP69 / IP69K, making it ideal for operation in harsh environments. | Unlocking method | Pull-release
| 43 | Automation and Control | Industrial Switch | Selector Switches | HARMONY XB5 SEL SWITCH HEAD Ø22 3-POS STAY PUT RONIS 455 | 2009593 | ZB5AG3 | SCHNEIDER ELECTRIC | 730 | https://pim-kvc.soneparsea.com:3443/PictureServer/default.aspx/schneider-zb5ag3_image1.jpg?A3889C9397807479A2A1C7A8BAA5959DB4AAC672CC996595B778B3AEBF9897998173BEB5B9 | https://pim-kvc.soneparsea.com:3443/PictureServer/default.aspx/schneider-ZB5-AG3.pdf?81788B76AEAA939CBEAABDA9B7A95D8E927A8186996A5EA4B4AB | HARMONY XB5 SELECTOR SWITCH HEAD Ø22 3-POSITION STAY PUT RONIS 455 | Schneider key switches are manually operated by turning a key. Various switch versions are available enabling the operator to gain a clear visual indication of the switched position and the commands required for the electrical control of equipment. | Number of switch positions | 3
| 43 | Automation and Control | Industrial Switch | Selector Switches | HARMONY XB5 SEL SWITCH HEAD Ø22 3-POS STAY PUT RONIS 455 | 2009593 | ZB5AG3 | SCHNEIDER ELECTRIC | 730 | https://pim-kvc.soneparsea.com:3443/PictureServer/default.aspx/schneider-zb5ag3_image1.jpg?A3889C9397807479A2A1C7A8BAA5959DB4AAC672CC996595B778B3AEBF9897998173BEB5B9 | https://pim-kvc.soneparsea.com:3443/PictureServer/default.aspx/schneider-ZB5-AG3.pdf?81788B76AEAA939CBEAABDA9B7A95D8E927A8186996A5EA4B4AB | HARMONY XB5 SELECTOR SWITCH HEAD Ø22 3-POSITION STAY PUT RONIS 455 | Schneider key switches are manually operated by turning a key. Various switch versions are available enabling the operator to gain a clear visual indication of the switched position and the commands required for the electrical control of equipment. | Type of control element | Key
| 43 | Automation and Control | Industrial Switch | Selector Switches | HARMONY XB5 SEL SWITCH HEAD Ø22 3-POS STAY PUT RONIS 455 | 2009593 | ZB5AG3 | SCHNEIDER ELECTRIC | 730 | https://pim-kvc.soneparsea.com:3443/PictureServer/default.aspx/schneider-zb5ag3_image1.jpg?A3889C9397807479A2A1C7A8BAA5959DB4AAC672CC996595B778B3AEBF9897998173BEB5B9 | https://pim-kvc.soneparsea.com:3443/PictureServer/default.aspx/schneider-ZB5-AG3.pdf?81788B76AEAA939CBEAABDA9B7A95D8E927A8186996A5EA4B4AB | HARMONY XB5 SELECTOR SWITCH HEAD Ø22 3-POSITION STAY PUT RONIS 455 | Schneider key switches are manually operated by turning a key. Various switch versions are available enabling the operator to gain a clear visual indication of the switched position and the commands required for the electrical control of equipment. | Suitable for illumination | no
| 43 | Automation and Control | Industrial Switch | Selector Switches | HARMONY XB5 SEL SWITCH HEAD Ø22 3-POS STAY PUT RONIS 455 | 2009593 | ZB5AG3 | SCHNEIDER ELECTRIC | 730 | https://pim-kvc.soneparsea.com:3443/PictureServer/default.aspx/schneider-zb5ag3_image1.jpg?A3889C9397807479A2A1C7A8BAA5959DB4AAC672CC996595B778B3AEBF9897998173BEB5B9 | https://pim-kvc.soneparsea.com:3443/PictureServer/default.aspx/schneider-ZB5-AG3.pdf?81788B76AEAA939CBEAABDA9B7A95D8E927A8186996A5EA4B4AB | HARMONY XB5 SELECTOR SWITCH HEAD Ø22 3-POSITION STAY PUT RONIS 455 | Schneider key switches are manually operated by turning a key. Various switch versions are available enabling the operator to gain a clear visual indication of the switched position and the commands required for the electrical control of equipment. | Colour control element | Other
| 43 | Automation and Control | Industrial Switch | Selector Switches | HARMONY XB5 SEL SWITCH HEAD Ø22 3-POS STAY PUT RONIS 455 | 2009593 | ZB5AG3 | SCHNEIDER ELECTRIC | 730 | https://pim-kvc.soneparsea.com:3443/PictureServer/default.aspx/schneider-zb5ag3_image1.jpg?A3889C9397807479A2A1C7A8BAA5959DB4AAC672CC996595B778B3AEBF9897998173BEB5B9 | https://pim-kvc.soneparsea.com:3443/PictureServer/default.aspx/schneider-ZB5-AG3.pdf?81788B76AEAA939CBEAABDA9B7A95D8E927A8186996A5EA4B4AB | HARMONY XB5 SELECTOR SWITCH HEAD Ø22 3-POSITION STAY PUT RONIS 455 | Schneider key switches are manually operated by turning a key. Various switch versions are available enabling the operator to gain a clear visual indication of the switched position and the commands required for the electrical control of equipment. | Construction type lens | Round
| 43 | Automation and Control | Industrial Switch | Selector Switches | HARMONY XB5 SEL SWITCH HEAD Ø22 3-POS STAY PUT RONIS 455 | 2009593 | ZB5AG3 | SCHNEIDER ELECTRIC | 730 | https://pim-kvc.soneparsea.com:3443/PictureServer/default.aspx/schneider-zb5ag3_image1.jpg?A3889C9397807479A2A1C7A8BAA5959DB4AAC672CC996595B778B3AEBF9897998173BEB5B9 | https://pim-kvc.soneparsea.com:3443/PictureServer/default.aspx/schneider-ZB5-AG3.pdf?81788B76AEAA939CBEAABDA9B7A95D8E927A8186996A5EA4B4AB | HARMONY XB5 SELECTOR SWITCH HEAD Ø22 3-POSITION STAY PUT RONIS 455 | Schneider key switches are manually operated by turning a key. Various switch versions are available enabling the operator to gain a clear visual indication of the switched position and the commands required for the electrical control of equipment. | Hole diameter | 22.5mm
| 43 | Automation and Control | Industrial Switch | Selector Switches | HARMONY XB5 SEL SWITCH HEAD Ø22 3-POS STAY PUT RONIS 455 | 2009593 | ZB5AG3 | SCHNEIDER ELECTRIC | 730 | https://pim-kvc.soneparsea.com:3443/PictureServer/default.aspx/schneider-zb5ag3_image1.jpg?A3889C9397807479A2A1C7A8BAA5959DB4AAC672CC996595B778B3AEBF9897998173BEB5B9 | https://pim-kvc.soneparsea.com:3443/PictureServer/default.aspx/schneider-ZB5-AG3.pdf?81788B76AEAA939CBEAABDA9B7A95D8E927A8186996A5EA4B4AB | HARMONY XB5 SELECTOR SWITCH HEAD Ø22 3-POSITION STAY PUT RONIS 455 | Schneider key switches are manually operated by turning a key. Various switch versions are available enabling the operator to gain a clear visual indication of the switched position and the commands required for the electrical control of equipment. | Width opening | 0mm
| 43 | Automation and Control | Industrial Switch | Selector Switches | HARMONY XB5 SEL SWITCH HEAD Ø22 3-POS STAY PUT RONIS 455 | 2009593 | ZB5AG3 | SCHNEIDER ELECTRIC | 730 | https://pim-kvc.soneparsea.com:3443/PictureServer/default.aspx/schneider-zb5ag3_image1.jpg?A3889C9397807479A2A1C7A8BAA5959DB4AAC672CC996595B778B3AEBF9897998173BEB5B9 | https://pim-kvc.soneparsea.com:3443/PictureServer/default.aspx/schneider-ZB5-AG3.pdf?81788B76AEAA939CBEAABDA9B7A95D8E927A8186996A5EA4B4AB | HARMONY XB5 SELECTOR SWITCH HEAD Ø22 3-POSITION STAY PUT RONIS 455 | Schneider key switches are manually operated by turning a key. Various switch versions are available enabling the operator to gain a clear visual indication of the switched position and the commands required for the electrical control of equipment. | Height opening | 0mm
| 43 | Automation and Control | Industrial Switch | Selector Switches | HARMONY XB5 SEL SWITCH HEAD Ø22 3-POS STAY PUT RONIS 455 | 2009593 | ZB5AG3 | SCHNEIDER ELECTRIC | 730 | https://pim-kvc.soneparsea.com:3443/PictureServer/default.aspx/schneider-zb5ag3_image1.jpg?A3889C9397807479A2A1C7A8BAA5959DB4AAC672CC996595B778B3AEBF9897998173BEB5B9 | https://pim-kvc.soneparsea.com:3443/PictureServer/default.aspx/schneider-ZB5-AG3.pdf?81788B76AEAA939CBEAABDA9B7A95D8E927A8186996A5EA4B4AB | HARMONY XB5 SELECTOR SWITCH HEAD Ø22 3-POSITION STAY PUT RONIS 455 | Schneider key switches are manually operated by turning a key. Various switch versions are available enabling the operator to gain a clear visual indication of the switched position and the commands required for the electrical control of equipment. | Switching function latching | yes
| 43 | Automation and Control | Industrial Switch | Selector Switches | HARMONY XB5 SEL SWITCH HEAD Ø22 3-POS STAY PUT RONIS 455 | 2009593 | ZB5AG3 | SCHNEIDER ELECTRIC | 730 | https://pim-kvc.soneparsea.com:3443/PictureServer/default.aspx/schneider-zb5ag3_image1.jpg?A3889C9397807479A2A1C7A8BAA5959DB4AAC672CC996595B778B3AEBF9897998173BEB5B9 | https://pim-kvc.soneparsea.com:3443/PictureServer/default.aspx/schneider-ZB5-AG3.pdf?81788B76AEAA939CBEAABDA9B7A95D8E927A8186996A5EA4B4AB | HARMONY XB5 SELECTOR SWITCH HEAD Ø22 3-POSITION STAY PUT RONIS 455 | Schneider key switches are manually operated by turning a key. Various switch versions are available enabling the operator to gain a clear visual indication of the switched position and the commands required for the electrical control of equipment. | Spring-return | no
| 43 | Automation and Control | Industrial Switch | Selector Switches | HARMONY XB5 SEL SWITCH HEAD Ø22 3-POS STAY PUT RONIS 455 | 2009593 | ZB5AG3 | SCHNEIDER ELECTRIC | 730 | https://pim-kvc.soneparsea.com:3443/PictureServer/default.aspx/schneider-zb5ag3_image1.jpg?A3889C9397807479A2A1C7A8BAA5959DB4AAC672CC996595B778B3AEBF9897998173BEB5B9 | https://pim-kvc.soneparsea.com:3443/PictureServer/default.aspx/schneider-ZB5-AG3.pdf?81788B76AEAA939CBEAABDA9B7A95D8E927A8186996A5EA4B4AB | HARMONY XB5 SELECTOR SWITCH HEAD Ø22 3-POSITION STAY PUT RONIS 455 | Schneider key switches are manually operated by turning a key. Various switch versions are available enabling the operator to gain a clear visual indication of the switched position and the commands required for the electrical control of equipment. | With front ring | yes
| 43 | Automation and Control | Industrial Switch | Selector Switches | HARMONY XB5 SEL SWITCH HEAD Ø22 3-POS STAY PUT RONIS 455 | 2009593 | ZB5AG3 | SCHNEIDER ELECTRIC | 730 | https://pim-kvc.soneparsea.com:3443/PictureServer/default.aspx/schneider-zb5ag3_image1.jpg?A3889C9397807479A2A1C7A8BAA5959DB4AAC672CC996595B778B3AEBF9897998173BEB5B9 | https://pim-kvc.soneparsea.com:3443/PictureServer/default.aspx/schneider-ZB5-AG3.pdf?81788B76AEAA939CBEAABDA9B7A95D8E927A8186996A5EA4B4AB | HARMONY XB5 SELECTOR SWITCH HEAD Ø22 3-POSITION STAY PUT RONIS 455 | Schneider key switches are manually operated by turning a key. Various switch versions are available enabling the operator to gain a clear visual indication of the switched position and the commands required for the electrical control of equipment. | Material front ring | Plastic
| 43 | Automation and Control | Industrial Switch | Selector Switches | HARMONY XB5 SEL SWITCH HEAD Ø22 3-POS STAY PUT RONIS 455 | 2009593 | ZB5AG3 | SCHNEIDER ELECTRIC | 730 | https://pim-kvc.soneparsea.com:3443/PictureServer/default.aspx/schneider-zb5ag3_image1.jpg?A3889C9397807479A2A1C7A8BAA5959DB4AAC672CC996595B778B3AEBF9897998173BEB5B9 | https://pim-kvc.soneparsea.com:3443/PictureServer/default.aspx/schneider-ZB5-AG3.pdf?81788B76AEAA939CBEAABDA9B7A95D8E927A8186996A5EA4B4AB | HARMONY XB5 SELECTOR SWITCH HEAD Ø22 3-POSITION STAY PUT RONIS 455 | Schneider key switches are manually operated by turning a key. Various switch versions are available enabling the operator to gain a clear visual indication of the switched position and the commands required for the electrical control of equipment. | Colour front ring | Black
| 43 | Automation and Control | Industrial Switch | Selector Switches | HARMONY XB5 SEL SWITCH HEAD Ø22 3-POS STAY PUT RONIS 455 | 2009593 | ZB5AG3 | SCHNEIDER ELECTRIC | 730 | https://pim-kvc.soneparsea.com:3443/PictureServer/default.aspx/schneider-zb5ag3_image1.jpg?A3889C9397807479A2A1C7A8BAA5959DB4AAC672CC996595B778B3AEBF9897998173BEB5B9 | https://pim-kvc.soneparsea.com:3443/PictureServer/default.aspx/schneider-ZB5-AG3.pdf?81788B76AEAA939CBEAABDA9B7A95D8E927A8186996A5EA4B4AB | HARMONY XB5 SELECTOR SWITCH HEAD Ø22 3-POSITION STAY PUT RONIS 455 | Schneider key switches are manually operated by turning a key. Various switch versions are available enabling the operator to gain a clear visual indication of the switched position and the commands required for the electrical control of equipment. | Degree of protection (IP), front side | IP66
| 43 | Automation and Control | Industrial Switch | Selector Switches | HARMONY XB5 SEL SWITCH HEAD Ø22 3-POS STAY PUT RONIS 455 | 2009593 | ZB5AG3 | SCHNEIDER ELECTRIC | 730 | https://pim-kvc.soneparsea.com:3443/PictureServer/default.aspx/schneider-zb5ag3_image1.jpg?A3889C9397807479A2A1C7A8BAA5959DB4AAC672CC996595B778B3AEBF9897998173BEB5B9 | https://pim-kvc.soneparsea.com:3443/PictureServer/default.aspx/schneider-ZB5-AG3.pdf?81788B76AEAA939CBEAABDA9B7A95D8E927A8186996A5EA4B4AB | HARMONY XB5 SELECTOR SWITCH HEAD Ø22 3-POSITION STAY PUT RONIS 455 | Schneider key switches are manually operated by turning a key. Various switch versions are available enabling the operator to gain a clear visual indication of the switched position and the commands required for the electrical control of equipment. | Degree of protection (NEMA) | 13
| 44 | Automation and Control | Industrial Switch | Push Buttons | HARMONY XB5 ILLUM PB HEAD Ø22 FOR INTEGRAL LED BLUE | 2009597 | ZB5AW363 | SCHNEIDER ELECTRIC | 445 | https://pim-kvc.soneparsea.com:3443/PictureServer/default.aspx/schneider-zb5aw363_image1.jpg?A3889C9397807479A2A1C7A8BAA5959DB4AAC672CC996595C7788A78B1A09D95B7AA8573BCA797 | https://pim-kvc.soneparsea.com:3443/PictureServer/default.aspx/schneider-zb5aw363.pdf?81788B76AEAA939CBEAABDA9B7A95DAEB27AB5BC856D6362C0A9BA | HARMONY XB5 FLUSH ILLUMINATED PUSHBUTTON HEAD Ø22 SPRING RETURN FOR INTEGRAL LED BLUE | Progress with confidence. Designed for industry, this range combines simplicity of setup and flexibility. It is ideal for applications requiring good resistance to chemical agents and/or double electrical insulation | Colour button | Blue
| 44 | Automation and Control | Industrial Switch | Push Buttons | HARMONY XB5 ILLUM PB HEAD Ø22 FOR INTEGRAL LED BLUE | 2009597 | ZB5AW363 | SCHNEIDER ELECTRIC | 445 | https://pim-kvc.soneparsea.com:3443/PictureServer/default.aspx/schneider-zb5aw363_image1.jpg?A3889C9397807479A2A1C7A8BAA5959DB4AAC672CC996595C7788A78B1A09D95B7AA8573BCA797 | https://pim-kvc.soneparsea.com:3443/PictureServer/default.aspx/schneider-zb5aw363.pdf?81788B76AEAA939CBEAABDA9B7A95DAEB27AB5BC856D6362C0A9BA | HARMONY XB5 FLUSH ILLUMINATED PUSHBUTTON HEAD Ø22 SPRING RETURN FOR INTEGRAL LED BLUE | Progress with confidence. Designed for industry, this range combines simplicity of setup and flexibility. It is ideal for applications requiring good resistance to chemical agents and/or double electrical insulation | Number of command positions | 1
| 44 | Automation and Control | Industrial Switch | Push Buttons | HARMONY XB5 ILLUM PB HEAD Ø22 FOR INTEGRAL LED BLUE | 2009597 | ZB5AW363 | SCHNEIDER ELECTRIC | 445 | https://pim-kvc.soneparsea.com:3443/PictureServer/default.aspx/schneider-zb5aw363_image1.jpg?A3889C9397807479A2A1C7A8BAA5959DB4AAC672CC996595C7788A78B1A09D95B7AA8573BCA797 | https://pim-kvc.soneparsea.com:3443/PictureServer/default.aspx/schneider-zb5aw363.pdf?81788B76AEAA939CBEAABDA9B7A95DAEB27AB5BC856D6362C0A9BA | HARMONY XB5 FLUSH ILLUMINATED PUSHBUTTON HEAD Ø22 SPRING RETURN FOR INTEGRAL LED BLUE | Progress with confidence. Designed for industry, this range combines simplicity of setup and flexibility. It is ideal for applications requiring good resistance to chemical agents and/or double electrical insulation | Construction type lens | Round
| 44 | Automation and Control | Industrial Switch | Push Buttons | HARMONY XB5 ILLUM PB HEAD Ø22 FOR INTEGRAL LED BLUE | 2009597 | ZB5AW363 | SCHNEIDER ELECTRIC | 445 | https://pim-kvc.soneparsea.com:3443/PictureServer/default.aspx/schneider-zb5aw363_image1.jpg?A3889C9397807479A2A1C7A8BAA5959DB4AAC672CC996595C7788A78B1A09D95B7AA8573BCA797 | https://pim-kvc.soneparsea.com:3443/PictureServer/default.aspx/schneider-zb5aw363.pdf?81788B76AEAA939CBEAABDA9B7A95DAEB27AB5BC856D6362C0A9BA | HARMONY XB5 FLUSH ILLUMINATED PUSHBUTTON HEAD Ø22 SPRING RETURN FOR INTEGRAL LED BLUE | Progress with confidence. Designed for industry, this range combines simplicity of setup and flexibility. It is ideal for applications requiring good resistance to chemical agents and/or double electrical insulation | Hole diameter | 22.5mm
| 44 | Automation and Control | Industrial Switch | Push Buttons | HARMONY XB5 ILLUM PB HEAD Ø22 FOR INTEGRAL LED BLUE | 2009597 | ZB5AW363 | SCHNEIDER ELECTRIC | 445 | https://pim-kvc.soneparsea.com:3443/PictureServer/default.aspx/schneider-zb5aw363_image1.jpg?A3889C9397807479A2A1C7A8BAA5959DB4AAC672CC996595C7788A78B1A09D95B7AA8573BCA797 | https://pim-kvc.soneparsea.com:3443/PictureServer/default.aspx/schneider-zb5aw363.pdf?81788B76AEAA939CBEAABDA9B7A95DAEB27AB5BC856D6362C0A9BA | HARMONY XB5 FLUSH ILLUMINATED PUSHBUTTON HEAD Ø22 SPRING RETURN FOR INTEGRAL LED BLUE | Progress with confidence. Designed for industry, this range combines simplicity of setup and flexibility. It is ideal for applications requiring good resistance to chemical agents and/or double electrical insulation | Width opening | 0mm
| 44 | Automation and Control | Industrial Switch | Push Buttons | HARMONY XB5 ILLUM PB HEAD Ø22 FOR INTEGRAL LED BLUE | 2009597 | ZB5AW363 | SCHNEIDER ELECTRIC | 445 | https://pim-kvc.soneparsea.com:3443/PictureServer/default.aspx/schneider-zb5aw363_image1.jpg?A3889C9397807479A2A1C7A8BAA5959DB4AAC672CC996595C7788A78B1A09D95B7AA8573BCA797 | https://pim-kvc.soneparsea.com:3443/PictureServer/default.aspx/schneider-zb5aw363.pdf?81788B76AEAA939CBEAABDA9B7A95DAEB27AB5BC856D6362C0A9BA | HARMONY XB5 FLUSH ILLUMINATED PUSHBUTTON HEAD Ø22 SPRING RETURN FOR INTEGRAL LED BLUE | Progress with confidence. Designed for industry, this range combines simplicity of setup and flexibility. It is ideal for applications requiring good resistance to chemical agents and/or double electrical insulation | Height opening | 0mm
| 44 | Automation and Control | Industrial Switch | Push Buttons | HARMONY XB5 ILLUM PB HEAD Ø22 FOR INTEGRAL LED BLUE | 2009597 | ZB5AW363 | SCHNEIDER ELECTRIC | 445 | https://pim-kvc.soneparsea.com:3443/PictureServer/default.aspx/schneider-zb5aw363_image1.jpg?A3889C9397807479A2A1C7A8BAA5959DB4AAC672CC996595C7788A78B1A09D95B7AA8573BCA797 | https://pim-kvc.soneparsea.com:3443/PictureServer/default.aspx/schneider-zb5aw363.pdf?81788B76AEAA939CBEAABDA9B7A95DAEB27AB5BC856D6362C0A9BA | HARMONY XB5 FLUSH ILLUMINATED PUSHBUTTON HEAD Ø22 SPRING RETURN FOR INTEGRAL LED BLUE | Progress with confidence. Designed for industry, this range combines simplicity of setup and flexibility. It is ideal for applications requiring good resistance to chemical agents and/or double electrical insulation | Type of button | Flat
| 44 | Automation and Control | Industrial Switch | Push Buttons | HARMONY XB5 ILLUM PB HEAD Ø22 FOR INTEGRAL LED BLUE | 2009597 | ZB5AW363 | SCHNEIDER ELECTRIC | 445 | https://pim-kvc.soneparsea.com:3443/PictureServer/default.aspx/schneider-zb5aw363_image1.jpg?A3889C9397807479A2A1C7A8BAA5959DB4AAC672CC996595C7788A78B1A09D95B7AA8573BCA797 | https://pim-kvc.soneparsea.com:3443/PictureServer/default.aspx/schneider-zb5aw363.pdf?81788B76AEAA939CBEAABDA9B7A95DAEB27AB5BC856D6362C0A9BA | HARMONY XB5 FLUSH ILLUMINATED PUSHBUTTON HEAD Ø22 SPRING RETURN FOR INTEGRAL LED BLUE | Progress with confidence. Designed for industry, this range combines simplicity of setup and flexibility. It is ideal for applications requiring good resistance to chemical agents and/or double electrical insulation | Suitable for illumination | yes
| 44 | Automation and Control | Industrial Switch | Push Buttons | HARMONY XB5 ILLUM PB HEAD Ø22 FOR INTEGRAL LED BLUE | 2009597 | ZB5AW363 | SCHNEIDER ELECTRIC | 445 | https://pim-kvc.soneparsea.com:3443/PictureServer/default.aspx/schneider-zb5aw363_image1.jpg?A3889C9397807479A2A1C7A8BAA5959DB4AAC672CC996595C7788A78B1A09D95B7AA8573BCA797 | https://pim-kvc.soneparsea.com:3443/PictureServer/default.aspx/schneider-zb5aw363.pdf?81788B76AEAA939CBEAABDA9B7A95DAEB27AB5BC856D6362C0A9BA | HARMONY XB5 FLUSH ILLUMINATED PUSHBUTTON HEAD Ø22 SPRING RETURN FOR INTEGRAL LED BLUE | Progress with confidence. Designed for industry, this range combines simplicity of setup and flexibility. It is ideal for applications requiring good resistance to chemical agents and/or double electrical insulation | With protective cover | no
| 44 | Automation and Control | Industrial Switch | Push Buttons | HARMONY XB5 ILLUM PB HEAD Ø22 FOR INTEGRAL LED BLUE | 2009597 | ZB5AW363 | SCHNEIDER ELECTRIC | 445 | https://pim-kvc.soneparsea.com:3443/PictureServer/default.aspx/schneider-zb5aw363_image1.jpg?A3889C9397807479A2A1C7A8BAA5959DB4AAC672CC996595C7788A78B1A09D95B7AA8573BCA797 | https://pim-kvc.soneparsea.com:3443/PictureServer/default.aspx/schneider-zb5aw363.pdf?81788B76AEAA939CBEAABDA9B7A95DAEB27AB5BC856D6362C0A9BA | HARMONY XB5 FLUSH ILLUMINATED PUSHBUTTON HEAD Ø22 SPRING RETURN FOR INTEGRAL LED BLUE | Progress with confidence. Designed for industry, this range combines simplicity of setup and flexibility. It is ideal for applications requiring good resistance to chemical agents and/or double electrical insulation | Labelled | no
| 44 | Automation and Control | Industrial Switch | Push Buttons | HARMONY XB5 ILLUM PB HEAD Ø22 FOR INTEGRAL LED BLUE | 2009597 | ZB5AW363 | SCHNEIDER ELECTRIC | 445 | https://pim-kvc.soneparsea.com:3443/PictureServer/default.aspx/schneider-zb5aw363_image1.jpg?A3889C9397807479A2A1C7A8BAA5959DB4AAC672CC996595C7788A78B1A09D95B7AA8573BCA797 | https://pim-kvc.soneparsea.com:3443/PictureServer/default.aspx/schneider-zb5aw363.pdf?81788B76AEAA939CBEAABDA9B7A95DAEB27AB5BC856D6362C0A9BA | HARMONY XB5 FLUSH ILLUMINATED PUSHBUTTON HEAD Ø22 SPRING RETURN FOR INTEGRAL LED BLUE | Progress with confidence. Designed for industry, this range combines simplicity of setup and flexibility. It is ideal for applications requiring good resistance to chemical agents and/or double electrical insulation | Switching function latching | no
| 44 | Automation and Control | Industrial Switch | Push Buttons | HARMONY XB5 ILLUM PB HEAD Ø22 FOR INTEGRAL LED BLUE | 2009597 | ZB5AW363 | SCHNEIDER ELECTRIC | 445 | https://pim-kvc.soneparsea.com:3443/PictureServer/default.aspx/schneider-zb5aw363_image1.jpg?A3889C9397807479A2A1C7A8BAA5959DB4AAC672CC996595C7788A78B1A09D95B7AA8573BCA797 | https://pim-kvc.soneparsea.com:3443/PictureServer/default.aspx/schneider-zb5aw363.pdf?81788B76AEAA939CBEAABDA9B7A95DAEB27AB5BC856D6362C0A9BA | HARMONY XB5 FLUSH ILLUMINATED PUSHBUTTON HEAD Ø22 SPRING RETURN FOR INTEGRAL LED BLUE | Progress with confidence. Designed for industry, this range combines simplicity of setup and flexibility. It is ideal for applications requiring good resistance to chemical agents and/or double electrical insulation | Spring-return | yes
| 44 | Automation and Control | Industrial Switch | Push Buttons | HARMONY XB5 ILLUM PB HEAD Ø22 FOR INTEGRAL LED BLUE | 2009597 | ZB5AW363 | SCHNEIDER ELECTRIC | 445 | https://pim-kvc.soneparsea.com:3443/PictureServer/default.aspx/schneider-zb5aw363_image1.jpg?A3889C9397807479A2A1C7A8BAA5959DB4AAC672CC996595C7788A78B1A09D95B7AA8573BCA797 | https://pim-kvc.soneparsea.com:3443/PictureServer/default.aspx/schneider-zb5aw363.pdf?81788B76AEAA939CBEAABDA9B7A95DAEB27AB5BC856D6362C0A9BA | HARMONY XB5 FLUSH ILLUMINATED PUSHBUTTON HEAD Ø22 SPRING RETURN FOR INTEGRAL LED BLUE | Progress with confidence. Designed for industry, this range combines simplicity of setup and flexibility. It is ideal for applications requiring good resistance to chemical agents and/or double electrical insulation | With front ring | yes
| 44 | Automation and Control | Industrial Switch | Push Buttons | HARMONY XB5 ILLUM PB HEAD Ø22 FOR INTEGRAL LED BLUE | 2009597 | ZB5AW363 | SCHNEIDER ELECTRIC | 445 | https://pim-kvc.soneparsea.com:3443/PictureServer/default.aspx/schneider-zb5aw363_image1.jpg?A3889C9397807479A2A1C7A8BAA5959DB4AAC672CC996595C7788A78B1A09D95B7AA8573BCA797 | https://pim-kvc.soneparsea.com:3443/PictureServer/default.aspx/schneider-zb5aw363.pdf?81788B76AEAA939CBEAABDA9B7A95DAEB27AB5BC856D6362C0A9BA | HARMONY XB5 FLUSH ILLUMINATED PUSHBUTTON HEAD Ø22 SPRING RETURN FOR INTEGRAL LED BLUE | Progress with confidence. Designed for industry, this range combines simplicity of setup and flexibility. It is ideal for applications requiring good resistance to chemical agents and/or double electrical insulation | Material front ring | Plastic
| 44 | Automation and Control | Industrial Switch | Push Buttons | HARMONY XB5 ILLUM PB HEAD Ø22 FOR INTEGRAL LED BLUE | 2009597 | ZB5AW363 | SCHNEIDER ELECTRIC | 445 | https://pim-kvc.soneparsea.com:3443/PictureServer/default.aspx/schneider-zb5aw363_image1.jpg?A3889C9397807479A2A1C7A8BAA5959DB4AAC672CC996595C7788A78B1A09D95B7AA8573BCA797 | https://pim-kvc.soneparsea.com:3443/PictureServer/default.aspx/schneider-zb5aw363.pdf?81788B76AEAA939CBEAABDA9B7A95DAEB27AB5BC856D6362C0A9BA | HARMONY XB5 FLUSH ILLUMINATED PUSHBUTTON HEAD Ø22 SPRING RETURN FOR INTEGRAL LED BLUE | Progress with confidence. Designed for industry, this range combines simplicity of setup and flexibility. It is ideal for applications requiring good resistance to chemical agents and/or double electrical insulation | Colour front ring | Black
| 44 | Automation and Control | Industrial Switch | Push Buttons | HARMONY XB5 ILLUM PB HEAD Ø22 FOR INTEGRAL LED BLUE | 2009597 | ZB5AW363 | SCHNEIDER ELECTRIC | 445 | https://pim-kvc.soneparsea.com:3443/PictureServer/default.aspx/schneider-zb5aw363_image1.jpg?A3889C9397807479A2A1C7A8BAA5959DB4AAC672CC996595C7788A78B1A09D95B7AA8573BCA797 | https://pim-kvc.soneparsea.com:3443/PictureServer/default.aspx/schneider-zb5aw363.pdf?81788B76AEAA939CBEAABDA9B7A95DAEB27AB5BC856D6362C0A9BA | HARMONY XB5 FLUSH ILLUMINATED PUSHBUTTON HEAD Ø22 SPRING RETURN FOR INTEGRAL LED BLUE | Progress with confidence. Designed for industry, this range combines simplicity of setup and flexibility. It is ideal for applications requiring good resistance to chemical agents and/or double electrical insulation | Degree of protection (IP), front side | IP66
| 44 | Automation and Control | Industrial Switch | Push Buttons | HARMONY XB5 ILLUM PB HEAD Ø22 FOR INTEGRAL LED BLUE | 2009597 | ZB5AW363 | SCHNEIDER ELECTRIC | 445 | https://pim-kvc.soneparsea.com:3443/PictureServer/default.aspx/schneider-zb5aw363_image1.jpg?A3889C9397807479A2A1C7A8BAA5959DB4AAC672CC996595C7788A78B1A09D95B7AA8573BCA797 | https://pim-kvc.soneparsea.com:3443/PictureServer/default.aspx/schneider-zb5aw363.pdf?81788B76AEAA939CBEAABDA9B7A95DAEB27AB5BC856D6362C0A9BA | HARMONY XB5 FLUSH ILLUMINATED PUSHBUTTON HEAD Ø22 SPRING RETURN FOR INTEGRAL LED BLUE | Progress with confidence. Designed for industry, this range combines simplicity of setup and flexibility. It is ideal for applications requiring good resistance to chemical agents and/or double electrical insulation | Degree of protection (NEMA), front side | Other
| 45 | Automation and Control | Industrial Switch | Push Buttons | HARMONY XB5 EMERGENCY STOP SWITCHING OFF HEAD Ø40 RED | 2009618 | ZA2BS844 | SCHNEIDER ELECTRIC | 980 | https://pim-kvc.soneparsea.com:3443/PictureServer/default.aspx/schneider-za2bs844_image1.jpg?A3889C9397807479A2A1C7A8BAA5959DB4AAC672CC986296C37D8879B1A09D95B7AA8573BCA797 | https://pim-kvc.soneparsea.com:3443/PictureServer/default.aspx/schneider-ZA2BS844.pdf?81788B76AEAA939CBEAABDA9B7A95D8E917796988A6B6462C0A9BA | HARMONY XB5 EMERGENCY STOP SWITCHING OFF HEAD Ø40 RED | Trigger action latching, Emergency stop, Turn to release | Colour button | Red
| 45 | Automation and Control | Industrial Switch | Push Buttons | HARMONY XB5 EMERGENCY STOP SWITCHING OFF HEAD Ø40 RED | 2009618 | ZA2BS844 | SCHNEIDER ELECTRIC | 980 | https://pim-kvc.soneparsea.com:3443/PictureServer/default.aspx/schneider-za2bs844_image1.jpg?A3889C9397807479A2A1C7A8BAA5959DB4AAC672CC986296C37D8879B1A09D95B7AA8573BCA797 | https://pim-kvc.soneparsea.com:3443/PictureServer/default.aspx/schneider-ZA2BS844.pdf?81788B76AEAA939CBEAABDA9B7A95D8E917796988A6B6462C0A9BA | HARMONY XB5 EMERGENCY STOP SWITCHING OFF HEAD Ø40 RED | Trigger action latching, Emergency stop, Turn to release | Construction type lens | Round
| 45 | Automation and Control | Industrial Switch | Push Buttons | HARMONY XB5 EMERGENCY STOP SWITCHING OFF HEAD Ø40 RED | 2009618 | ZA2BS844 | SCHNEIDER ELECTRIC | 980 | https://pim-kvc.soneparsea.com:3443/PictureServer/default.aspx/schneider-za2bs844_image1.jpg?A3889C9397807479A2A1C7A8BAA5959DB4AAC672CC986296C37D8879B1A09D95B7AA8573BCA797 | https://pim-kvc.soneparsea.com:3443/PictureServer/default.aspx/schneider-ZA2BS844.pdf?81788B76AEAA939CBEAABDA9B7A95D8E917796988A6B6462C0A9BA | HARMONY XB5 EMERGENCY STOP SWITCHING OFF HEAD Ø40 RED | Trigger action latching, Emergency stop, Turn to release | Diameter cap | 40mm
| 45 | Automation and Control | Industrial Switch | Push Buttons | HARMONY XB5 EMERGENCY STOP SWITCHING OFF HEAD Ø40 RED | 2009618 | ZA2BS844 | SCHNEIDER ELECTRIC | 980 | https://pim-kvc.soneparsea.com:3443/PictureServer/default.aspx/schneider-za2bs844_image1.jpg?A3889C9397807479A2A1C7A8BAA5959DB4AAC672CC986296C37D8879B1A09D95B7AA8573BCA797 | https://pim-kvc.soneparsea.com:3443/PictureServer/default.aspx/schneider-ZA2BS844.pdf?81788B76AEAA939CBEAABDA9B7A95D8E917796988A6B6462C0A9BA | HARMONY XB5 EMERGENCY STOP SWITCHING OFF HEAD Ø40 RED | Trigger action latching, Emergency stop, Turn to release | Hole diameter | 22mm
| 45 | Automation and Control | Industrial Switch | Push Buttons | HARMONY XB5 EMERGENCY STOP SWITCHING OFF HEAD Ø40 RED | 2009618 | ZA2BS844 | SCHNEIDER ELECTRIC | 980 | https://pim-kvc.soneparsea.com:3443/PictureServer/default.aspx/schneider-za2bs844_image1.jpg?A3889C9397807479A2A1C7A8BAA5959DB4AAC672CC986296C37D8879B1A09D95B7AA8573BCA797 | https://pim-kvc.soneparsea.com:3443/PictureServer/default.aspx/schneider-ZA2BS844.pdf?81788B76AEAA939CBEAABDA9B7A95D8E917796988A6B6462C0A9BA | HARMONY XB5 EMERGENCY STOP SWITCHING OFF HEAD Ø40 RED | Trigger action latching, Emergency stop, Turn to release | Width opening | 0mm
| 45 | Automation and Control | Industrial Switch | Push Buttons | HARMONY XB5 EMERGENCY STOP SWITCHING OFF HEAD Ø40 RED | 2009618 | ZA2BS844 | SCHNEIDER ELECTRIC | 980 | https://pim-kvc.soneparsea.com:3443/PictureServer/default.aspx/schneider-za2bs844_image1.jpg?A3889C9397807479A2A1C7A8BAA5959DB4AAC672CC986296C37D8879B1A09D95B7AA8573BCA797 | https://pim-kvc.soneparsea.com:3443/PictureServer/default.aspx/schneider-ZA2BS844.pdf?81788B76AEAA939CBEAABDA9B7A95D8E917796988A6B6462C0A9BA | HARMONY XB5 EMERGENCY STOP SWITCHING OFF HEAD Ø40 RED | Trigger action latching, Emergency stop, Turn to release | Height opening | 0mm
| 45 | Automation and Control | Industrial Switch | Push Buttons | HARMONY XB5 EMERGENCY STOP SWITCHING OFF HEAD Ø40 RED | 2009618 | ZA2BS844 | SCHNEIDER ELECTRIC | 980 | https://pim-kvc.soneparsea.com:3443/PictureServer/default.aspx/schneider-za2bs844_image1.jpg?A3889C9397807479A2A1C7A8BAA5959DB4AAC672CC986296C37D8879B1A09D95B7AA8573BCA797 | https://pim-kvc.soneparsea.com:3443/PictureServer/default.aspx/schneider-ZA2BS844.pdf?81788B76AEAA939CBEAABDA9B7A95D8E917796988A6B6462C0A9BA | HARMONY XB5 EMERGENCY STOP SWITCHING OFF HEAD Ø40 RED | Trigger action latching, Emergency stop, Turn to release | Degree of protection (IP) | IP65
| 45 | Automation and Control | Industrial Switch | Push Buttons | HARMONY XB5 EMERGENCY STOP SWITCHING OFF HEAD Ø40 RED | 2009618 | ZA2BS844 | SCHNEIDER ELECTRIC | 980 | https://pim-kvc.soneparsea.com:3443/PictureServer/default.aspx/schneider-za2bs844_image1.jpg?A3889C9397807479A2A1C7A8BAA5959DB4AAC672CC986296C37D8879B1A09D95B7AA8573BCA797 | https://pim-kvc.soneparsea.com:3443/PictureServer/default.aspx/schneider-ZA2BS844.pdf?81788B76AEAA939CBEAABDA9B7A95D8E917796988A6B6462C0A9BA | HARMONY XB5 EMERGENCY STOP SWITCHING OFF HEAD Ø40 RED | Trigger action latching, Emergency stop, Turn to release | Type of button | High
| 45 | Automation and Control | Industrial Switch | Push Buttons | HARMONY XB5 EMERGENCY STOP SWITCHING OFF HEAD Ø40 RED | 2009618 | ZA2BS844 | SCHNEIDER ELECTRIC | 980 | https://pim-kvc.soneparsea.com:3443/PictureServer/default.aspx/schneider-za2bs844_image1.jpg?A3889C9397807479A2A1C7A8BAA5959DB4AAC672CC986296C37D8879B1A09D95B7AA8573BCA797 | https://pim-kvc.soneparsea.com:3443/PictureServer/default.aspx/schneider-ZA2BS844.pdf?81788B76AEAA939CBEAABDA9B7A95D8E917796988A6B6462C0A9BA | HARMONY XB5 EMERGENCY STOP SWITCHING OFF HEAD Ø40 RED | Trigger action latching, Emergency stop, Turn to release | Suitable for illumination | no
| 45 | Automation and Control | Industrial Switch | Push Buttons | HARMONY XB5 EMERGENCY STOP SWITCHING OFF HEAD Ø40 RED | 2009618 | ZA2BS844 | SCHNEIDER ELECTRIC | 980 | https://pim-kvc.soneparsea.com:3443/PictureServer/default.aspx/schneider-za2bs844_image1.jpg?A3889C9397807479A2A1C7A8BAA5959DB4AAC672CC986296C37D8879B1A09D95B7AA8573BCA797 | https://pim-kvc.soneparsea.com:3443/PictureServer/default.aspx/schneider-ZA2BS844.pdf?81788B76AEAA939CBEAABDA9B7A95D8E917796988A6B6462C0A9BA | HARMONY XB5 EMERGENCY STOP SWITCHING OFF HEAD Ø40 RED | Trigger action latching, Emergency stop, Turn to release | Switching function latching | yes
| 45 | Automation and Control | Industrial Switch | Push Buttons | HARMONY XB5 EMERGENCY STOP SWITCHING OFF HEAD Ø40 RED | 2009618 | ZA2BS844 | SCHNEIDER ELECTRIC | 980 | https://pim-kvc.soneparsea.com:3443/PictureServer/default.aspx/schneider-za2bs844_image1.jpg?A3889C9397807479A2A1C7A8BAA5959DB4AAC672CC986296C37D8879B1A09D95B7AA8573BCA797 | https://pim-kvc.soneparsea.com:3443/PictureServer/default.aspx/schneider-ZA2BS844.pdf?81788B76AEAA939CBEAABDA9B7A95D8E917796988A6B6462C0A9BA | HARMONY XB5 EMERGENCY STOP SWITCHING OFF HEAD Ø40 RED | Trigger action latching, Emergency stop, Turn to release | Spring-return | no
| 45 | Automation and Control | Industrial Switch | Push Buttons | HARMONY XB5 EMERGENCY STOP SWITCHING OFF HEAD Ø40 RED | 2009618 | ZA2BS844 | SCHNEIDER ELECTRIC | 980 | https://pim-kvc.soneparsea.com:3443/PictureServer/default.aspx/schneider-za2bs844_image1.jpg?A3889C9397807479A2A1C7A8BAA5959DB4AAC672CC986296C37D8879B1A09D95B7AA8573BCA797 | https://pim-kvc.soneparsea.com:3443/PictureServer/default.aspx/schneider-ZA2BS844.pdf?81788B76AEAA939CBEAABDA9B7A95D8E917796988A6B6462C0A9BA | HARMONY XB5 EMERGENCY STOP SWITCHING OFF HEAD Ø40 RED | Trigger action latching, Emergency stop, Turn to release | With front ring | no
| 45 | Automation and Control | Industrial Switch | Push Buttons | HARMONY XB5 EMERGENCY STOP SWITCHING OFF HEAD Ø40 RED | 2009618 | ZA2BS844 | SCHNEIDER ELECTRIC | 980 | https://pim-kvc.soneparsea.com:3443/PictureServer/default.aspx/schneider-za2bs844_image1.jpg?A3889C9397807479A2A1C7A8BAA5959DB4AAC672CC986296C37D8879B1A09D95B7AA8573BCA797 | https://pim-kvc.soneparsea.com:3443/PictureServer/default.aspx/schneider-ZA2BS844.pdf?81788B76AEAA939CBEAABDA9B7A95D8E917796988A6B6462C0A9BA | HARMONY XB5 EMERGENCY STOP SWITCHING OFF HEAD Ø40 RED | Trigger action latching, Emergency stop, Turn to release | Material front ring | Other
| 45 | Automation and Control | Industrial Switch | Push Buttons | HARMONY XB5 EMERGENCY STOP SWITCHING OFF HEAD Ø40 RED | 2009618 | ZA2BS844 | SCHNEIDER ELECTRIC | 980 | https://pim-kvc.soneparsea.com:3443/PictureServer/default.aspx/schneider-za2bs844_image1.jpg?A3889C9397807479A2A1C7A8BAA5959DB4AAC672CC986296C37D8879B1A09D95B7AA8573BCA797 | https://pim-kvc.soneparsea.com:3443/PictureServer/default.aspx/schneider-ZA2BS844.pdf?81788B76AEAA939CBEAABDA9B7A95D8E917796988A6B6462C0A9BA | HARMONY XB5 EMERGENCY STOP SWITCHING OFF HEAD Ø40 RED | Trigger action latching, Emergency stop, Turn to release | Colour front ring | Other
| 45 | Automation and Control | Industrial Switch | Push Buttons | HARMONY XB5 EMERGENCY STOP SWITCHING OFF HEAD Ø40 RED | 2009618 | ZA2BS844 | SCHNEIDER ELECTRIC | 980 | https://pim-kvc.soneparsea.com:3443/PictureServer/default.aspx/schneider-za2bs844_image1.jpg?A3889C9397807479A2A1C7A8BAA5959DB4AAC672CC986296C37D8879B1A09D95B7AA8573BCA797 | https://pim-kvc.soneparsea.com:3443/PictureServer/default.aspx/schneider-ZA2BS844.pdf?81788B76AEAA939CBEAABDA9B7A95D8E917796988A6B6462C0A9BA | HARMONY XB5 EMERGENCY STOP SWITCHING OFF HEAD Ø40 RED | Trigger action latching, Emergency stop, Turn to release | Suitable for emergency stop | yes
| 45 | Automation and Control | Industrial Switch | Push Buttons | HARMONY XB5 EMERGENCY STOP SWITCHING OFF HEAD Ø40 RED | 2009618 | ZA2BS844 | SCHNEIDER ELECTRIC | 980 | https://pim-kvc.soneparsea.com:3443/PictureServer/default.aspx/schneider-za2bs844_image1.jpg?A3889C9397807479A2A1C7A8BAA5959DB4AAC672CC986296C37D8879B1A09D95B7AA8573BCA797 | https://pim-kvc.soneparsea.com:3443/PictureServer/default.aspx/schneider-ZA2BS844.pdf?81788B76AEAA939CBEAABDA9B7A95D8E917796988A6B6462C0A9BA | HARMONY XB5 EMERGENCY STOP SWITCHING OFF HEAD Ø40 RED | Trigger action latching, Emergency stop, Turn to release | Unlocking method | Turn-release
| 46 | Automation and Control | Industrial Switch | Industrial Switch Accessories | LED SUPPRESSOR FOR LIGHT BLOCK WITH LED 230V TERMINALS | 2009704 | ZBZVM | SCHNEIDER ELECTRIC | 560 | https://pim-kvc.soneparsea.com:3443/PictureServer/default.aspx/schneider-ZBZVM_Image1.jpg?A3889C9397807479A2A1C7A8BAA5959DB4AAC672AC798A8A9DA49DB2B39E95657EAFC4AC | https://pim-kvc.soneparsea.com:3443/PictureServer/default.aspx/schneider-ZBZVM.pdf?81788B76AEAA939CBEAABDA9B7A95D8E929FAA9280A7949A | LED SUPPRESSOR FOR LIGHT BLOCK WITH INTEGRAL LED 230V - SCREW CLAMP TERMINALS | LED Suppressor for use with XB4 and XB5 Series 22mm Pushbutton Switches. | Type of electrical accessory/spare part | Diode element
| 46 | Automation and Control | Industrial Switch | Industrial Switch Accessories | LED SUPPRESSOR FOR LIGHT BLOCK WITH LED 230V TERMINALS | 2009704 | ZBZVM | SCHNEIDER ELECTRIC | 560 | https://pim-kvc.soneparsea.com:3443/PictureServer/default.aspx/schneider-ZBZVM_Image1.jpg?A3889C9397807479A2A1C7A8BAA5959DB4AAC672AC798A8A9DA49DB2B39E95657EAFC4AC | https://pim-kvc.soneparsea.com:3443/PictureServer/default.aspx/schneider-ZBZVM.pdf?81788B76AEAA939CBEAABDA9B7A95D8E929FAA9280A7949A | LED SUPPRESSOR FOR LIGHT BLOCK WITH INTEGRAL LED 230V - SCREW CLAMP TERMINALS | LED Suppressor for use with XB4 and XB5 Series 22mm Pushbutton Switches. | Type of mechanical accessory/spare part | Other
| 47 | Automation and Control | Industrial Switch | Control Switch | INS63 SWITCH DISCONNECTOR 3P 63A | 2009783 | 28902 | SCHNEIDER ELECTRIC | 2490 | https://pim-kvc.soneparsea.com:3443/PictureServer/default.aspx/schneider-28902_Image1.jpg?A3889C9397807479A2A1C7A8BAA5959DB4AAC672846F696482A49DB2B39E95657EAFC4AC | https://pim-kvc.soneparsea.com:3443/PictureServer/default.aspx/schneider-28902.pdf?81788B76AEAA939CBEAABDA9B7A95D66887E847780A7949A | INS63 SWITCH DISCONNECTOR 3P 63A | By adapting to a whole host of LV applications, the Compact INS/INV switch-disconnectors offer all the safety that the user requires. Designed for maximum performance and safety, this comprehensive and homogeneous range operates with a wide choice of accessories and auxiliaries. | Version as main switch | yes
| 47 | Automation and Control | Industrial Switch | Control Switch | INS63 SWITCH DISCONNECTOR 3P 63A | 2009783 | 28902 | SCHNEIDER ELECTRIC | 2490 | https://pim-kvc.soneparsea.com:3443/PictureServer/default.aspx/schneider-28902_Image1.jpg?A3889C9397807479A2A1C7A8BAA5959DB4AAC672846F696482A49DB2B39E95657EAFC4AC | https://pim-kvc.soneparsea.com:3443/PictureServer/default.aspx/schneider-28902.pdf?81788B76AEAA939CBEAABDA9B7A95D66887E847780A7949A | INS63 SWITCH DISCONNECTOR 3P 63A | By adapting to a whole host of LV applications, the Compact INS/INV switch-disconnectors offer all the safety that the user requires. Designed for maximum performance and safety, this comprehensive and homogeneous range operates with a wide choice of accessories and auxiliaries. | Version as maintenance-/service switch | no
| 47 | Automation and Control | Industrial Switch | Control Switch | INS63 SWITCH DISCONNECTOR 3P 63A | 2009783 | 28902 | SCHNEIDER ELECTRIC | 2490 | https://pim-kvc.soneparsea.com:3443/PictureServer/default.aspx/schneider-28902_Image1.jpg?A3889C9397807479A2A1C7A8BAA5959DB4AAC672846F696482A49DB2B39E95657EAFC4AC | https://pim-kvc.soneparsea.com:3443/PictureServer/default.aspx/schneider-28902.pdf?81788B76AEAA939CBEAABDA9B7A95D66887E847780A7949A | INS63 SWITCH DISCONNECTOR 3P 63A | By adapting to a whole host of LV applications, the Compact INS/INV switch-disconnectors offer all the safety that the user requires. Designed for maximum performance and safety, this comprehensive and homogeneous range operates with a wide choice of accessories and auxiliaries. | Version as safety switch | no
| 47 | Automation and Control | Industrial Switch | Control Switch | INS63 SWITCH DISCONNECTOR 3P 63A | 2009783 | 28902 | SCHNEIDER ELECTRIC | 2490 | https://pim-kvc.soneparsea.com:3443/PictureServer/default.aspx/schneider-28902_Image1.jpg?A3889C9397807479A2A1C7A8BAA5959DB4AAC672846F696482A49DB2B39E95657EAFC4AC | https://pim-kvc.soneparsea.com:3443/PictureServer/default.aspx/schneider-28902.pdf?81788B76AEAA939CBEAABDA9B7A95D66887E847780A7949A | INS63 SWITCH DISCONNECTOR 3P 63A | By adapting to a whole host of LV applications, the Compact INS/INV switch-disconnectors offer all the safety that the user requires. Designed for maximum performance and safety, this comprehensive and homogeneous range operates with a wide choice of accessories and auxiliaries. | Version as emergency stop installation | no
| 47 | Automation and Control | Industrial Switch | Control Switch | INS63 SWITCH DISCONNECTOR 3P 63A | 2009783 | 28902 | SCHNEIDER ELECTRIC | 2490 | https://pim-kvc.soneparsea.com:3443/PictureServer/default.aspx/schneider-28902_Image1.jpg?A3889C9397807479A2A1C7A8BAA5959DB4AAC672846F696482A49DB2B39E95657EAFC4AC | https://pim-kvc.soneparsea.com:3443/PictureServer/default.aspx/schneider-28902.pdf?81788B76AEAA939CBEAABDA9B7A95D66887E847780A7949A | INS63 SWITCH DISCONNECTOR 3P 63A | By adapting to a whole host of LV applications, the Compact INS/INV switch-disconnectors offer all the safety that the user requires. Designed for maximum performance and safety, this comprehensive and homogeneous range operates with a wide choice of accessories and auxiliaries. | Version as reversing switch | no
| 47 | Automation and Control | Industrial Switch | Control Switch | INS63 SWITCH DISCONNECTOR 3P 63A | 2009783 | 28902 | SCHNEIDER ELECTRIC | 2490 | https://pim-kvc.soneparsea.com:3443/PictureServer/default.aspx/schneider-28902_Image1.jpg?A3889C9397807479A2A1C7A8BAA5959DB4AAC672846F696482A49DB2B39E95657EAFC4AC | https://pim-kvc.soneparsea.com:3443/PictureServer/default.aspx/schneider-28902.pdf?81788B76AEAA939CBEAABDA9B7A95D66887E847780A7949A | INS63 SWITCH DISCONNECTOR 3P 63A | By adapting to a whole host of LV applications, the Compact INS/INV switch-disconnectors offer all the safety that the user requires. Designed for maximum performance and safety, this comprehensive and homogeneous range operates with a wide choice of accessories and auxiliaries. | Max. rated operation voltage Ue AC | 500V
| 47 | Automation and Control | Industrial Switch | Control Switch | INS63 SWITCH DISCONNECTOR 3P 63A | 2009783 | 28902 | SCHNEIDER ELECTRIC | 2490 | https://pim-kvc.soneparsea.com:3443/PictureServer/default.aspx/schneider-28902_Image1.jpg?A3889C9397807479A2A1C7A8BAA5959DB4AAC672846F696482A49DB2B39E95657EAFC4AC | https://pim-kvc.soneparsea.com:3443/PictureServer/default.aspx/schneider-28902.pdf?81788B76AEAA939CBEAABDA9B7A95D66887E847780A7949A | INS63 SWITCH DISCONNECTOR 3P 63A | By adapting to a whole host of LV applications, the Compact INS/INV switch-disconnectors offer all the safety that the user requires. Designed for maximum performance and safety, this comprehensive and homogeneous range operates with a wide choice of accessories and auxiliaries. | Rated operating voltage | 0...0V
| 47 | Automation and Control | Industrial Switch | Control Switch | INS63 SWITCH DISCONNECTOR 3P 63A | 2009783 | 28902 | SCHNEIDER ELECTRIC | 2490 | https://pim-kvc.soneparsea.com:3443/PictureServer/default.aspx/schneider-28902_Image1.jpg?A3889C9397807479A2A1C7A8BAA5959DB4AAC672846F696482A49DB2B39E95657EAFC4AC | https://pim-kvc.soneparsea.com:3443/PictureServer/default.aspx/schneider-28902.pdf?81788B76AEAA939CBEAABDA9B7A95D66887E847780A7949A | INS63 SWITCH DISCONNECTOR 3P 63A | By adapting to a whole host of LV applications, the Compact INS/INV switch-disconnectors offer all the safety that the user requires. Designed for maximum performance and safety, this comprehensive and homogeneous range operates with a wide choice of accessories and auxiliaries. | Rated permanent current Iu | 63A
| 47 | Automation and Control | Industrial Switch | Control Switch | INS63 SWITCH DISCONNECTOR 3P 63A | 2009783 | 28902 | SCHNEIDER ELECTRIC | 2490 | https://pim-kvc.soneparsea.com:3443/PictureServer/default.aspx/schneider-28902_Image1.jpg?A3889C9397807479A2A1C7A8BAA5959DB4AAC672846F696482A49DB2B39E95657EAFC4AC | https://pim-kvc.soneparsea.com:3443/PictureServer/default.aspx/schneider-28902.pdf?81788B76AEAA939CBEAABDA9B7A95D66887E847780A7949A | INS63 SWITCH DISCONNECTOR 3P 63A | By adapting to a whole host of LV applications, the Compact INS/INV switch-disconnectors offer all the safety that the user requires. Designed for maximum performance and safety, this comprehensive and homogeneous range operates with a wide choice of accessories and auxiliaries. | Rated permanent current at AC-21, 400 V | 63A
| 47 | Automation and Control | Industrial Switch | Control Switch | INS63 SWITCH DISCONNECTOR 3P 63A | 2009783 | 28902 | SCHNEIDER ELECTRIC | 2490 | https://pim-kvc.soneparsea.com:3443/PictureServer/default.aspx/schneider-28902_Image1.jpg?A3889C9397807479A2A1C7A8BAA5959DB4AAC672846F696482A49DB2B39E95657EAFC4AC | https://pim-kvc.soneparsea.com:3443/PictureServer/default.aspx/schneider-28902.pdf?81788B76AEAA939CBEAABDA9B7A95D66887E847780A7949A | INS63 SWITCH DISCONNECTOR 3P 63A | By adapting to a whole host of LV applications, the Compact INS/INV switch-disconnectors offer all the safety that the user requires. Designed for maximum performance and safety, this comprehensive and homogeneous range operates with a wide choice of accessories and auxiliaries. | Rated operation power at AC-3, 400 V | 0kW
| 47 | Automation and Control | Industrial Switch | Control Switch | INS63 SWITCH DISCONNECTOR 3P 63A | 2009783 | 28902 | SCHNEIDER ELECTRIC | 2490 | https://pim-kvc.soneparsea.com:3443/PictureServer/default.aspx/schneider-28902_Image1.jpg?A3889C9397807479A2A1C7A8BAA5959DB4AAC672846F696482A49DB2B39E95657EAFC4AC | https://pim-kvc.soneparsea.com:3443/PictureServer/default.aspx/schneider-28902.pdf?81788B76AEAA939CBEAABDA9B7A95D66887E847780A7949A | INS63 SWITCH DISCONNECTOR 3P 63A | By adapting to a whole host of LV applications, the Compact INS/INV switch-disconnectors offer all the safety that the user requires. Designed for maximum performance and safety, this comprehensive and homogeneous range operates with a wide choice of accessories and auxiliaries. | Rated short-time withstand current lcw | 3kA
| 47 | Automation and Control | Industrial Switch | Control Switch | INS63 SWITCH DISCONNECTOR 3P 63A | 2009783 | 28902 | SCHNEIDER ELECTRIC | 2490 | https://pim-kvc.soneparsea.com:3443/PictureServer/default.aspx/schneider-28902_Image1.jpg?A3889C9397807479A2A1C7A8BAA5959DB4AAC672846F696482A49DB2B39E95657EAFC4AC | https://pim-kvc.soneparsea.com:3443/PictureServer/default.aspx/schneider-28902.pdf?81788B76AEAA939CBEAABDA9B7A95D66887E847780A7949A | INS63 SWITCH DISCONNECTOR 3P 63A | By adapting to a whole host of LV applications, the Compact INS/INV switch-disconnectors offer all the safety that the user requires. Designed for maximum performance and safety, this comprehensive and homogeneous range operates with a wide choice of accessories and auxiliaries. | Rated operation power at AC-23, 400 V | 30kW
| 47 | Automation and Control | Industrial Switch | Control Switch | INS63 SWITCH DISCONNECTOR 3P 63A | 2009783 | 28902 | SCHNEIDER ELECTRIC | 2490 | https://pim-kvc.soneparsea.com:3443/PictureServer/default.aspx/schneider-28902_Image1.jpg?A3889C9397807479A2A1C7A8BAA5959DB4AAC672846F696482A49DB2B39E95657EAFC4AC | https://pim-kvc.soneparsea.com:3443/PictureServer/default.aspx/schneider-28902.pdf?81788B76AEAA939CBEAABDA9B7A95D66887E847780A7949A | INS63 SWITCH DISCONNECTOR 3P 63A | By adapting to a whole host of LV applications, the Compact INS/INV switch-disconnectors offer all the safety that the user requires. Designed for maximum performance and safety, this comprehensive and homogeneous range operates with a wide choice of accessories and auxiliaries. | Switching power at 400 V | 0kW
| 47 | Automation and Control | Industrial Switch | Control Switch | INS63 SWITCH DISCONNECTOR 3P 63A | 2009783 | 28902 | SCHNEIDER ELECTRIC | 2490 | https://pim-kvc.soneparsea.com:3443/PictureServer/default.aspx/schneider-28902_Image1.jpg?A3889C9397807479A2A1C7A8BAA5959DB4AAC672846F696482A49DB2B39E95657EAFC4AC | https://pim-kvc.soneparsea.com:3443/PictureServer/default.aspx/schneider-28902.pdf?81788B76AEAA939CBEAABDA9B7A95D66887E847780A7949A | INS63 SWITCH DISCONNECTOR 3P 63A | By adapting to a whole host of LV applications, the Compact INS/INV switch-disconnectors offer all the safety that the user requires. Designed for maximum performance and safety, this comprehensive and homogeneous range operates with a wide choice of accessories and auxiliaries. | Conditioned rated short-circuit current Iq | 75kA
| 47 | Automation and Control | Industrial Switch | Control Switch | INS63 SWITCH DISCONNECTOR 3P 63A | 2009783 | 28902 | SCHNEIDER ELECTRIC | 2490 | https://pim-kvc.soneparsea.com:3443/PictureServer/default.aspx/schneider-28902_Image1.jpg?A3889C9397807479A2A1C7A8BAA5959DB4AAC672846F696482A49DB2B39E95657EAFC4AC | https://pim-kvc.soneparsea.com:3443/PictureServer/default.aspx/schneider-28902.pdf?81788B76AEAA939CBEAABDA9B7A95D66887E847780A7949A | INS63 SWITCH DISCONNECTOR 3P 63A | By adapting to a whole host of LV applications, the Compact INS/INV switch-disconnectors offer all the safety that the user requires. Designed for maximum performance and safety, this comprehensive and homogeneous range operates with a wide choice of accessories and auxiliaries. | Number of poles | 3
| 47 | Automation and Control | Industrial Switch | Control Switch | INS63 SWITCH DISCONNECTOR 3P 63A | 2009783 | 28902 | SCHNEIDER ELECTRIC | 2490 | https://pim-kvc.soneparsea.com:3443/PictureServer/default.aspx/schneider-28902_Image1.jpg?A3889C9397807479A2A1C7A8BAA5959DB4AAC672846F696482A49DB2B39E95657EAFC4AC | https://pim-kvc.soneparsea.com:3443/PictureServer/default.aspx/schneider-28902.pdf?81788B76AEAA939CBEAABDA9B7A95D66887E847780A7949A | INS63 SWITCH DISCONNECTOR 3P 63A | By adapting to a whole host of LV applications, the Compact INS/INV switch-disconnectors offer all the safety that the user requires. Designed for maximum performance and safety, this comprehensive and homogeneous range operates with a wide choice of accessories and auxiliaries. | Number of auxiliary contacts as normally closed contact | 0
| 47 | Automation and Control | Industrial Switch | Control Switch | INS63 SWITCH DISCONNECTOR 3P 63A | 2009783 | 28902 | SCHNEIDER ELECTRIC | 2490 | https://pim-kvc.soneparsea.com:3443/PictureServer/default.aspx/schneider-28902_Image1.jpg?A3889C9397807479A2A1C7A8BAA5959DB4AAC672846F696482A49DB2B39E95657EAFC4AC | https://pim-kvc.soneparsea.com:3443/PictureServer/default.aspx/schneider-28902.pdf?81788B76AEAA939CBEAABDA9B7A95D66887E847780A7949A | INS63 SWITCH DISCONNECTOR 3P 63A | By adapting to a whole host of LV applications, the Compact INS/INV switch-disconnectors offer all the safety that the user requires. Designed for maximum performance and safety, this comprehensive and homogeneous range operates with a wide choice of accessories and auxiliaries. | Number of auxiliary contacts as normally open contact | 0
| 47 | Automation and Control | Industrial Switch | Control Switch | INS63 SWITCH DISCONNECTOR 3P 63A | 2009783 | 28902 | SCHNEIDER ELECTRIC | 2490 | https://pim-kvc.soneparsea.com:3443/PictureServer/default.aspx/schneider-28902_Image1.jpg?A3889C9397807479A2A1C7A8BAA5959DB4AAC672846F696482A49DB2B39E95657EAFC4AC | https://pim-kvc.soneparsea.com:3443/PictureServer/default.aspx/schneider-28902.pdf?81788B76AEAA939CBEAABDA9B7A95D66887E847780A7949A | INS63 SWITCH DISCONNECTOR 3P 63A | By adapting to a whole host of LV applications, the Compact INS/INV switch-disconnectors offer all the safety that the user requires. Designed for maximum performance and safety, this comprehensive and homogeneous range operates with a wide choice of accessories and auxiliaries. | Number of auxiliary contacts as change-over contact | 0
| 47 | Automation and Control | Industrial Switch | Control Switch | INS63 SWITCH DISCONNECTOR 3P 63A | 2009783 | 28902 | SCHNEIDER ELECTRIC | 2490 | https://pim-kvc.soneparsea.com:3443/PictureServer/default.aspx/schneider-28902_Image1.jpg?A3889C9397807479A2A1C7A8BAA5959DB4AAC672846F696482A49DB2B39E95657EAFC4AC | https://pim-kvc.soneparsea.com:3443/PictureServer/default.aspx/schneider-28902.pdf?81788B76AEAA939CBEAABDA9B7A95D66887E847780A7949A | INS63 SWITCH DISCONNECTOR 3P 63A | By adapting to a whole host of LV applications, the Compact INS/INV switch-disconnectors offer all the safety that the user requires. Designed for maximum performance and safety, this comprehensive and homogeneous range operates with a wide choice of accessories and auxiliaries. | Motor drive optional | no
| 47 | Automation and Control | Industrial Switch | Control Switch | INS63 SWITCH DISCONNECTOR 3P 63A | 2009783 | 28902 | SCHNEIDER ELECTRIC | 2490 | https://pim-kvc.soneparsea.com:3443/PictureServer/default.aspx/schneider-28902_Image1.jpg?A3889C9397807479A2A1C7A8BAA5959DB4AAC672846F696482A49DB2B39E95657EAFC4AC | https://pim-kvc.soneparsea.com:3443/PictureServer/default.aspx/schneider-28902.pdf?81788B76AEAA939CBEAABDA9B7A95D66887E847780A7949A | INS63 SWITCH DISCONNECTOR 3P 63A | By adapting to a whole host of LV applications, the Compact INS/INV switch-disconnectors offer all the safety that the user requires. Designed for maximum performance and safety, this comprehensive and homogeneous range operates with a wide choice of accessories and auxiliaries. | Motor drive integrated | no
| 48 | Automation and Control | Industrial Switch | Control Switch | INS160 SWITCH DISCONNECTOR 3P 160A | 2009784 | 28912 | SCHNEIDER ELECTRIC | 6185 | https://pim-kvc.soneparsea.com:3443/PictureServer/default.aspx/schneider-28912_Image1.jpg?A3889C9397807479A2A1C7A8BAA5959DB4AAC672846F696582A49DB2B39E95657EAFC4AC | https://pim-kvc.soneparsea.com:3443/PictureServer/default.aspx/schneider-28912.pdf?81788B76AEAA939CBEAABDA9B7A95D66887E857780A7949A | INS160 SWITCH DISCONNECTOR 3P 160 A | By adapting to a whole host of LV applications, the Compact INS/INV switch-disconnectors offer all the safety that the user requires. Designed for maximum performance and safety, this comprehensive and homogeneous range operates with a wide choice of accessories and auxiliaries. | Version as main switch | yes
| 48 | Automation and Control | Industrial Switch | Control Switch | INS160 SWITCH DISCONNECTOR 3P 160A | 2009784 | 28912 | SCHNEIDER ELECTRIC | 6185 | https://pim-kvc.soneparsea.com:3443/PictureServer/default.aspx/schneider-28912_Image1.jpg?A3889C9397807479A2A1C7A8BAA5959DB4AAC672846F696582A49DB2B39E95657EAFC4AC | https://pim-kvc.soneparsea.com:3443/PictureServer/default.aspx/schneider-28912.pdf?81788B76AEAA939CBEAABDA9B7A95D66887E857780A7949A | INS160 SWITCH DISCONNECTOR 3P 160 A | By adapting to a whole host of LV applications, the Compact INS/INV switch-disconnectors offer all the safety that the user requires. Designed for maximum performance and safety, this comprehensive and homogeneous range operates with a wide choice of accessories and auxiliaries. | Version as maintenance-/service switch | no
| 48 | Automation and Control | Industrial Switch | Control Switch | INS160 SWITCH DISCONNECTOR 3P 160A | 2009784 | 28912 | SCHNEIDER ELECTRIC | 6185 | https://pim-kvc.soneparsea.com:3443/PictureServer/default.aspx/schneider-28912_Image1.jpg?A3889C9397807479A2A1C7A8BAA5959DB4AAC672846F696582A49DB2B39E95657EAFC4AC | https://pim-kvc.soneparsea.com:3443/PictureServer/default.aspx/schneider-28912.pdf?81788B76AEAA939CBEAABDA9B7A95D66887E857780A7949A | INS160 SWITCH DISCONNECTOR 3P 160 A | By adapting to a whole host of LV applications, the Compact INS/INV switch-disconnectors offer all the safety that the user requires. Designed for maximum performance and safety, this comprehensive and homogeneous range operates with a wide choice of accessories and auxiliaries. | Version as safety switch | no
| 48 | Automation and Control | Industrial Switch | Control Switch | INS160 SWITCH DISCONNECTOR 3P 160A | 2009784 | 28912 | SCHNEIDER ELECTRIC | 6185 | https://pim-kvc.soneparsea.com:3443/PictureServer/default.aspx/schneider-28912_Image1.jpg?A3889C9397807479A2A1C7A8BAA5959DB4AAC672846F696582A49DB2B39E95657EAFC4AC | https://pim-kvc.soneparsea.com:3443/PictureServer/default.aspx/schneider-28912.pdf?81788B76AEAA939CBEAABDA9B7A95D66887E857780A7949A | INS160 SWITCH DISCONNECTOR 3P 160 A | By adapting to a whole host of LV applications, the Compact INS/INV switch-disconnectors offer all the safety that the user requires. Designed for maximum performance and safety, this comprehensive and homogeneous range operates with a wide choice of accessories and auxiliaries. | Version as emergency stop installation | no
| 48 | Automation and Control | Industrial Switch | Control Switch | INS160 SWITCH DISCONNECTOR 3P 160A | 2009784 | 28912 | SCHNEIDER ELECTRIC | 6185 | https://pim-kvc.soneparsea.com:3443/PictureServer/default.aspx/schneider-28912_Image1.jpg?A3889C9397807479A2A1C7A8BAA5959DB4AAC672846F696582A49DB2B39E95657EAFC4AC | https://pim-kvc.soneparsea.com:3443/PictureServer/default.aspx/schneider-28912.pdf?81788B76AEAA939CBEAABDA9B7A95D66887E857780A7949A | INS160 SWITCH DISCONNECTOR 3P 160 A | By adapting to a whole host of LV applications, the Compact INS/INV switch-disconnectors offer all the safety that the user requires. Designed for maximum performance and safety, this comprehensive and homogeneous range operates with a wide choice of accessories and auxiliaries. | Version as reversing switch | no
| 48 | Automation and Control | Industrial Switch | Control Switch | INS160 SWITCH DISCONNECTOR 3P 160A | 2009784 | 28912 | SCHNEIDER ELECTRIC | 6185 | https://pim-kvc.soneparsea.com:3443/PictureServer/default.aspx/schneider-28912_Image1.jpg?A3889C9397807479A2A1C7A8BAA5959DB4AAC672846F696582A49DB2B39E95657EAFC4AC | https://pim-kvc.soneparsea.com:3443/PictureServer/default.aspx/schneider-28912.pdf?81788B76AEAA939CBEAABDA9B7A95D66887E857780A7949A | INS160 SWITCH DISCONNECTOR 3P 160 A | By adapting to a whole host of LV applications, the Compact INS/INV switch-disconnectors offer all the safety that the user requires. Designed for maximum performance and safety, this comprehensive and homogeneous range operates with a wide choice of accessories and auxiliaries. | Max. rated operation voltage Ue AC | 690V
| 48 | Automation and Control | Industrial Switch | Control Switch | INS160 SWITCH DISCONNECTOR 3P 160A | 2009784 | 28912 | SCHNEIDER ELECTRIC | 6185 | https://pim-kvc.soneparsea.com:3443/PictureServer/default.aspx/schneider-28912_Image1.jpg?A3889C9397807479A2A1C7A8BAA5959DB4AAC672846F696582A49DB2B39E95657EAFC4AC | https://pim-kvc.soneparsea.com:3443/PictureServer/default.aspx/schneider-28912.pdf?81788B76AEAA939CBEAABDA9B7A95D66887E857780A7949A | INS160 SWITCH DISCONNECTOR 3P 160 A | By adapting to a whole host of LV applications, the Compact INS/INV switch-disconnectors offer all the safety that the user requires. Designed for maximum performance and safety, this comprehensive and homogeneous range operates with a wide choice of accessories and auxiliaries. | Rated operating voltage | 0...0V
| 48 | Automation and Control | Industrial Switch | Control Switch | INS160 SWITCH DISCONNECTOR 3P 160A | 2009784 | 28912 | SCHNEIDER ELECTRIC | 6185 | https://pim-kvc.soneparsea.com:3443/PictureServer/default.aspx/schneider-28912_Image1.jpg?A3889C9397807479A2A1C7A8BAA5959DB4AAC672846F696582A49DB2B39E95657EAFC4AC | https://pim-kvc.soneparsea.com:3443/PictureServer/default.aspx/schneider-28912.pdf?81788B76AEAA939CBEAABDA9B7A95D66887E857780A7949A | INS160 SWITCH DISCONNECTOR 3P 160 A | By adapting to a whole host of LV applications, the Compact INS/INV switch-disconnectors offer all the safety that the user requires. Designed for maximum performance and safety, this comprehensive and homogeneous range operates with a wide choice of accessories and auxiliaries. | Rated permanent current Iu | 160A
| 48 | Automation and Control | Industrial Switch | Control Switch | INS160 SWITCH DISCONNECTOR 3P 160A | 2009784 | 28912 | SCHNEIDER ELECTRIC | 6185 | https://pim-kvc.soneparsea.com:3443/PictureServer/default.aspx/schneider-28912_Image1.jpg?A3889C9397807479A2A1C7A8BAA5959DB4AAC672846F696582A49DB2B39E95657EAFC4AC | https://pim-kvc.soneparsea.com:3443/PictureServer/default.aspx/schneider-28912.pdf?81788B76AEAA939CBEAABDA9B7A95D66887E857780A7949A | INS160 SWITCH DISCONNECTOR 3P 160 A | By adapting to a whole host of LV applications, the Compact INS/INV switch-disconnectors offer all the safety that the user requires. Designed for maximum performance and safety, this comprehensive and homogeneous range operates with a wide choice of accessories and auxiliaries. | Rated permanent current at AC-21, 400 V | 160A
| 48 | Automation and Control | Industrial Switch | Control Switch | INS160 SWITCH DISCONNECTOR 3P 160A | 2009784 | 28912 | SCHNEIDER ELECTRIC | 6185 | https://pim-kvc.soneparsea.com:3443/PictureServer/default.aspx/schneider-28912_Image1.jpg?A3889C9397807479A2A1C7A8BAA5959DB4AAC672846F696582A49DB2B39E95657EAFC4AC | https://pim-kvc.soneparsea.com:3443/PictureServer/default.aspx/schneider-28912.pdf?81788B76AEAA939CBEAABDA9B7A95D66887E857780A7949A | INS160 SWITCH DISCONNECTOR 3P 160 A | By adapting to a whole host of LV applications, the Compact INS/INV switch-disconnectors offer all the safety that the user requires. Designed for maximum performance and safety, this comprehensive and homogeneous range operates with a wide choice of accessories and auxiliaries. | Rated operation power at AC-3, 400 V | 0kW
| 48 | Automation and Control | Industrial Switch | Control Switch | INS160 SWITCH DISCONNECTOR 3P 160A | 2009784 | 28912 | SCHNEIDER ELECTRIC | 6185 | https://pim-kvc.soneparsea.com:3443/PictureServer/default.aspx/schneider-28912_Image1.jpg?A3889C9397807479A2A1C7A8BAA5959DB4AAC672846F696582A49DB2B39E95657EAFC4AC | https://pim-kvc.soneparsea.com:3443/PictureServer/default.aspx/schneider-28912.pdf?81788B76AEAA939CBEAABDA9B7A95D66887E857780A7949A | INS160 SWITCH DISCONNECTOR 3P 160 A | By adapting to a whole host of LV applications, the Compact INS/INV switch-disconnectors offer all the safety that the user requires. Designed for maximum performance and safety, this comprehensive and homogeneous range operates with a wide choice of accessories and auxiliaries. | Rated short-time withstand current lcw | 5.5kA
| 48 | Automation and Control | Industrial Switch | Control Switch | INS160 SWITCH DISCONNECTOR 3P 160A | 2009784 | 28912 | SCHNEIDER ELECTRIC | 6185 | https://pim-kvc.soneparsea.com:3443/PictureServer/default.aspx/schneider-28912_Image1.jpg?A3889C9397807479A2A1C7A8BAA5959DB4AAC672846F696582A49DB2B39E95657EAFC4AC | https://pim-kvc.soneparsea.com:3443/PictureServer/default.aspx/schneider-28912.pdf?81788B76AEAA939CBEAABDA9B7A95D66887E857780A7949A | INS160 SWITCH DISCONNECTOR 3P 160 A | By adapting to a whole host of LV applications, the Compact INS/INV switch-disconnectors offer all the safety that the user requires. Designed for maximum performance and safety, this comprehensive and homogeneous range operates with a wide choice of accessories and auxiliaries. | Rated operation power at AC-23, 400 V | 75kW
| 48 | Automation and Control | Industrial Switch | Control Switch | INS160 SWITCH DISCONNECTOR 3P 160A | 2009784 | 28912 | SCHNEIDER ELECTRIC | 6185 | https://pim-kvc.soneparsea.com:3443/PictureServer/default.aspx/schneider-28912_Image1.jpg?A3889C9397807479A2A1C7A8BAA5959DB4AAC672846F696582A49DB2B39E95657EAFC4AC | https://pim-kvc.soneparsea.com:3443/PictureServer/default.aspx/schneider-28912.pdf?81788B76AEAA939CBEAABDA9B7A95D66887E857780A7949A | INS160 SWITCH DISCONNECTOR 3P 160 A | By adapting to a whole host of LV applications, the Compact INS/INV switch-disconnectors offer all the safety that the user requires. Designed for maximum performance and safety, this comprehensive and homogeneous range operates with a wide choice of accessories and auxiliaries. | Switching power at 400 V | 0kW
| 48 | Automation and Control | Industrial Switch | Control Switch | INS160 SWITCH DISCONNECTOR 3P 160A | 2009784 | 28912 | SCHNEIDER ELECTRIC | 6185 | https://pim-kvc.soneparsea.com:3443/PictureServer/default.aspx/schneider-28912_Image1.jpg?A3889C9397807479A2A1C7A8BAA5959DB4AAC672846F696582A49DB2B39E95657EAFC4AC | https://pim-kvc.soneparsea.com:3443/PictureServer/default.aspx/schneider-28912.pdf?81788B76AEAA939CBEAABDA9B7A95D66887E857780A7949A | INS160 SWITCH DISCONNECTOR 3P 160 A | By adapting to a whole host of LV applications, the Compact INS/INV switch-disconnectors offer all the safety that the user requires. Designed for maximum performance and safety, this comprehensive and homogeneous range operates with a wide choice of accessories and auxiliaries. | Conditioned rated short-circuit current Iq | 154kA
| 48 | Automation and Control | Industrial Switch | Control Switch | INS160 SWITCH DISCONNECTOR 3P 160A | 2009784 | 28912 | SCHNEIDER ELECTRIC | 6185 | https://pim-kvc.soneparsea.com:3443/PictureServer/default.aspx/schneider-28912_Image1.jpg?A3889C9397807479A2A1C7A8BAA5959DB4AAC672846F696582A49DB2B39E95657EAFC4AC | https://pim-kvc.soneparsea.com:3443/PictureServer/default.aspx/schneider-28912.pdf?81788B76AEAA939CBEAABDA9B7A95D66887E857780A7949A | INS160 SWITCH DISCONNECTOR 3P 160 A | By adapting to a whole host of LV applications, the Compact INS/INV switch-disconnectors offer all the safety that the user requires. Designed for maximum performance and safety, this comprehensive and homogeneous range operates with a wide choice of accessories and auxiliaries. | Number of poles | 3
| 48 | Automation and Control | Industrial Switch | Control Switch | INS160 SWITCH DISCONNECTOR 3P 160A | 2009784 | 28912 | SCHNEIDER ELECTRIC | 6185 | https://pim-kvc.soneparsea.com:3443/PictureServer/default.aspx/schneider-28912_Image1.jpg?A3889C9397807479A2A1C7A8BAA5959DB4AAC672846F696582A49DB2B39E95657EAFC4AC | https://pim-kvc.soneparsea.com:3443/PictureServer/default.aspx/schneider-28912.pdf?81788B76AEAA939CBEAABDA9B7A95D66887E857780A7949A | INS160 SWITCH DISCONNECTOR 3P 160 A | By adapting to a whole host of LV applications, the Compact INS/INV switch-disconnectors offer all the safety that the user requires. Designed for maximum performance and safety, this comprehensive and homogeneous range operates with a wide choice of accessories and auxiliaries. | Number of auxiliary contacts as normally closed contact | 0
| 48 | Automation and Control | Industrial Switch | Control Switch | INS160 SWITCH DISCONNECTOR 3P 160A | 2009784 | 28912 | SCHNEIDER ELECTRIC | 6185 | https://pim-kvc.soneparsea.com:3443/PictureServer/default.aspx/schneider-28912_Image1.jpg?A3889C9397807479A2A1C7A8BAA5959DB4AAC672846F696582A49DB2B39E95657EAFC4AC | https://pim-kvc.soneparsea.com:3443/PictureServer/default.aspx/schneider-28912.pdf?81788B76AEAA939CBEAABDA9B7A95D66887E857780A7949A | INS160 SWITCH DISCONNECTOR 3P 160 A | By adapting to a whole host of LV applications, the Compact INS/INV switch-disconnectors offer all the safety that the user requires. Designed for maximum performance and safety, this comprehensive and homogeneous range operates with a wide choice of accessories and auxiliaries. | Number of auxiliary contacts as normally open contact | 0
| 48 | Automation and Control | Industrial Switch | Control Switch | INS160 SWITCH DISCONNECTOR 3P 160A | 2009784 | 28912 | SCHNEIDER ELECTRIC | 6185 | https://pim-kvc.soneparsea.com:3443/PictureServer/default.aspx/schneider-28912_Image1.jpg?A3889C9397807479A2A1C7A8BAA5959DB4AAC672846F696582A49DB2B39E95657EAFC4AC | https://pim-kvc.soneparsea.com:3443/PictureServer/default.aspx/schneider-28912.pdf?81788B76AEAA939CBEAABDA9B7A95D66887E857780A7949A | INS160 SWITCH DISCONNECTOR 3P 160 A | By adapting to a whole host of LV applications, the Compact INS/INV switch-disconnectors offer all the safety that the user requires. Designed for maximum performance and safety, this comprehensive and homogeneous range operates with a wide choice of accessories and auxiliaries. | Number of auxiliary contacts as change-over contact | 0
| 48 | Automation and Control | Industrial Switch | Control Switch | INS160 SWITCH DISCONNECTOR 3P 160A | 2009784 | 28912 | SCHNEIDER ELECTRIC | 6185 | https://pim-kvc.soneparsea.com:3443/PictureServer/default.aspx/schneider-28912_Image1.jpg?A3889C9397807479A2A1C7A8BAA5959DB4AAC672846F696582A49DB2B39E95657EAFC4AC | https://pim-kvc.soneparsea.com:3443/PictureServer/default.aspx/schneider-28912.pdf?81788B76AEAA939CBEAABDA9B7A95D66887E857780A7949A | INS160 SWITCH DISCONNECTOR 3P 160 A | By adapting to a whole host of LV applications, the Compact INS/INV switch-disconnectors offer all the safety that the user requires. Designed for maximum performance and safety, this comprehensive and homogeneous range operates with a wide choice of accessories and auxiliaries. | Motor drive optional | no
| 48 | Automation and Control | Industrial Switch | Control Switch | INS160 SWITCH DISCONNECTOR 3P 160A | 2009784 | 28912 | SCHNEIDER ELECTRIC | 6185 | https://pim-kvc.soneparsea.com:3443/PictureServer/default.aspx/schneider-28912_Image1.jpg?A3889C9397807479A2A1C7A8BAA5959DB4AAC672846F696582A49DB2B39E95657EAFC4AC | https://pim-kvc.soneparsea.com:3443/PictureServer/default.aspx/schneider-28912.pdf?81788B76AEAA939CBEAABDA9B7A95D66887E857780A7949A | INS160 SWITCH DISCONNECTOR 3P 160 A | By adapting to a whole host of LV applications, the Compact INS/INV switch-disconnectors offer all the safety that the user requires. Designed for maximum performance and safety, this comprehensive and homogeneous range operates with a wide choice of accessories and auxiliaries. | Motor drive integrated | no
| 49 | Automation and Control | Industrial Switch | Control Switch | TESYS MINI-VARIO SWITCH DISCONNECTOR 12A ON DOOR | 2010407 | VBDN12 | SCHNEIDER ELECTRIC | 1635 | https://pim-kvc.soneparsea.com:3443/PictureServer/default.aspx/schneider-VBDN12_Image1.jpg?A3889C9397807479A2A1C7A8BAA5959DB4AAC672A87974828177B38EBF9897998173BEB5B9 | https://pim-kvc.soneparsea.com:3443/PictureServer/default.aspx/schneider-VBDN12.pdf?81788B76AEAA939CBEAABDA9B7A95D8A9289A2768465A098B6 | TESYS MINI-VARIO SWITCH DISCONNECTOR 12 A ON DOOR | More foresight for better prevention. A range of safety control products which are simple to use and set up, with compact ergonomic products to meet requirements for starting or stopping motors. Applications: All machines requiring. DOL starting or stopping of motors load breaking of the machine control circuit | Version as main switch | yes
| 49 | Automation and Control | Industrial Switch | Control Switch | TESYS MINI-VARIO SWITCH DISCONNECTOR 12A ON DOOR | 2010407 | VBDN12 | SCHNEIDER ELECTRIC | 1635 | https://pim-kvc.soneparsea.com:3443/PictureServer/default.aspx/schneider-VBDN12_Image1.jpg?A3889C9397807479A2A1C7A8BAA5959DB4AAC672A87974828177B38EBF9897998173BEB5B9 | https://pim-kvc.soneparsea.com:3443/PictureServer/default.aspx/schneider-VBDN12.pdf?81788B76AEAA939CBEAABDA9B7A95D8A9289A2768465A098B6 | TESYS MINI-VARIO SWITCH DISCONNECTOR 12 A ON DOOR | More foresight for better prevention. A range of safety control products which are simple to use and set up, with compact ergonomic products to meet requirements for starting or stopping motors. Applications: All machines requiring. DOL starting or stopping of motors load breaking of the machine control circuit | Version as maintenance-/service switch | yes
| 49 | Automation and Control | Industrial Switch | Control Switch | TESYS MINI-VARIO SWITCH DISCONNECTOR 12A ON DOOR | 2010407 | VBDN12 | SCHNEIDER ELECTRIC | 1635 | https://pim-kvc.soneparsea.com:3443/PictureServer/default.aspx/schneider-VBDN12_Image1.jpg?A3889C9397807479A2A1C7A8BAA5959DB4AAC672A87974828177B38EBF9897998173BEB5B9 | https://pim-kvc.soneparsea.com:3443/PictureServer/default.aspx/schneider-VBDN12.pdf?81788B76AEAA939CBEAABDA9B7A95D8A9289A2768465A098B6 | TESYS MINI-VARIO SWITCH DISCONNECTOR 12 A ON DOOR | More foresight for better prevention. A range of safety control products which are simple to use and set up, with compact ergonomic products to meet requirements for starting or stopping motors. Applications: All machines requiring. DOL starting or stopping of motors load breaking of the machine control circuit | Version as safety switch | no
| 49 | Automation and Control | Industrial Switch | Control Switch | TESYS MINI-VARIO SWITCH DISCONNECTOR 12A ON DOOR | 2010407 | VBDN12 | SCHNEIDER ELECTRIC | 1635 | https://pim-kvc.soneparsea.com:3443/PictureServer/default.aspx/schneider-VBDN12_Image1.jpg?A3889C9397807479A2A1C7A8BAA5959DB4AAC672A87974828177B38EBF9897998173BEB5B9 | https://pim-kvc.soneparsea.com:3443/PictureServer/default.aspx/schneider-VBDN12.pdf?81788B76AEAA939CBEAABDA9B7A95D8A9289A2768465A098B6 | TESYS MINI-VARIO SWITCH DISCONNECTOR 12 A ON DOOR | More foresight for better prevention. A range of safety control products which are simple to use and set up, with compact ergonomic products to meet requirements for starting or stopping motors. Applications: All machines requiring. DOL starting or stopping of motors load breaking of the machine control circuit | Version as emergency stop installation | no
| 49 | Automation and Control | Industrial Switch | Control Switch | TESYS MINI-VARIO SWITCH DISCONNECTOR 12A ON DOOR | 2010407 | VBDN12 | SCHNEIDER ELECTRIC | 1635 | https://pim-kvc.soneparsea.com:3443/PictureServer/default.aspx/schneider-VBDN12_Image1.jpg?A3889C9397807479A2A1C7A8BAA5959DB4AAC672A87974828177B38EBF9897998173BEB5B9 | https://pim-kvc.soneparsea.com:3443/PictureServer/default.aspx/schneider-VBDN12.pdf?81788B76AEAA939CBEAABDA9B7A95D8A9289A2768465A098B6 | TESYS MINI-VARIO SWITCH DISCONNECTOR 12 A ON DOOR | More foresight for better prevention. A range of safety control products which are simple to use and set up, with compact ergonomic products to meet requirements for starting or stopping motors. Applications: All machines requiring. DOL starting or stopping of motors load breaking of the machine control circuit | Version as reversing switch | no
| 49 | Automation and Control | Industrial Switch | Control Switch | TESYS MINI-VARIO SWITCH DISCONNECTOR 12A ON DOOR | 2010407 | VBDN12 | SCHNEIDER ELECTRIC | 1635 | https://pim-kvc.soneparsea.com:3443/PictureServer/default.aspx/schneider-VBDN12_Image1.jpg?A3889C9397807479A2A1C7A8BAA5959DB4AAC672A87974828177B38EBF9897998173BEB5B9 | https://pim-kvc.soneparsea.com:3443/PictureServer/default.aspx/schneider-VBDN12.pdf?81788B76AEAA939CBEAABDA9B7A95D8A9289A2768465A098B6 | TESYS MINI-VARIO SWITCH DISCONNECTOR 12 A ON DOOR | More foresight for better prevention. A range of safety control products which are simple to use and set up, with compact ergonomic products to meet requirements for starting or stopping motors. Applications: All machines requiring. DOL starting or stopping of motors load breaking of the machine control circuit | Max. rated operation voltage Ue AC | 690V
| 49 | Automation and Control | Industrial Switch | Control Switch | TESYS MINI-VARIO SWITCH DISCONNECTOR 12A ON DOOR | 2010407 | VBDN12 | SCHNEIDER ELECTRIC | 1635 | https://pim-kvc.soneparsea.com:3443/PictureServer/default.aspx/schneider-VBDN12_Image1.jpg?A3889C9397807479A2A1C7A8BAA5959DB4AAC672A87974828177B38EBF9897998173BEB5B9 | https://pim-kvc.soneparsea.com:3443/PictureServer/default.aspx/schneider-VBDN12.pdf?81788B76AEAA939CBEAABDA9B7A95D8A9289A2768465A098B6 | TESYS MINI-VARIO SWITCH DISCONNECTOR 12 A ON DOOR | More foresight for better prevention. A range of safety control products which are simple to use and set up, with compact ergonomic products to meet requirements for starting or stopping motors. Applications: All machines requiring. DOL starting or stopping of motors load breaking of the machine control circuit | Rated operating voltage | 0...690V
| 49 | Automation and Control | Industrial Switch | Control Switch | TESYS MINI-VARIO SWITCH DISCONNECTOR 12A ON DOOR | 2010407 | VBDN12 | SCHNEIDER ELECTRIC | 1635 | https://pim-kvc.soneparsea.com:3443/PictureServer/default.aspx/schneider-VBDN12_Image1.jpg?A3889C9397807479A2A1C7A8BAA5959DB4AAC672A87974828177B38EBF9897998173BEB5B9 | https://pim-kvc.soneparsea.com:3443/PictureServer/default.aspx/schneider-VBDN12.pdf?81788B76AEAA939CBEAABDA9B7A95D8A9289A2768465A098B6 | TESYS MINI-VARIO SWITCH DISCONNECTOR 12 A ON DOOR | More foresight for better prevention. A range of safety control products which are simple to use and set up, with compact ergonomic products to meet requirements for starting or stopping motors. Applications: All machines requiring. DOL starting or stopping of motors load breaking of the machine control circuit | Rated permanent current Iu | 12A
| 49 | Automation and Control | Industrial Switch | Control Switch | TESYS MINI-VARIO SWITCH DISCONNECTOR 12A ON DOOR | 2010407 | VBDN12 | SCHNEIDER ELECTRIC | 1635 | https://pim-kvc.soneparsea.com:3443/PictureServer/default.aspx/schneider-VBDN12_Image1.jpg?A3889C9397807479A2A1C7A8BAA5959DB4AAC672A87974828177B38EBF9897998173BEB5B9 | https://pim-kvc.soneparsea.com:3443/PictureServer/default.aspx/schneider-VBDN12.pdf?81788B76AEAA939CBEAABDA9B7A95D8A9289A2768465A098B6 | TESYS MINI-VARIO SWITCH DISCONNECTOR 12 A ON DOOR | More foresight for better prevention. A range of safety control products which are simple to use and set up, with compact ergonomic products to meet requirements for starting or stopping motors. Applications: All machines requiring. DOL starting or stopping of motors load breaking of the machine control circuit | Rated permanent current at AC-21, 400 V | 12A
| 49 | Automation and Control | Industrial Switch | Control Switch | TESYS MINI-VARIO SWITCH DISCONNECTOR 12A ON DOOR | 2010407 | VBDN12 | SCHNEIDER ELECTRIC | 1635 | https://pim-kvc.soneparsea.com:3443/PictureServer/default.aspx/schneider-VBDN12_Image1.jpg?A3889C9397807479A2A1C7A8BAA5959DB4AAC672A87974828177B38EBF9897998173BEB5B9 | https://pim-kvc.soneparsea.com:3443/PictureServer/default.aspx/schneider-VBDN12.pdf?81788B76AEAA939CBEAABDA9B7A95D8A9289A2768465A098B6 | TESYS MINI-VARIO SWITCH DISCONNECTOR 12 A ON DOOR | More foresight for better prevention. A range of safety control products which are simple to use and set up, with compact ergonomic products to meet requirements for starting or stopping motors. Applications: All machines requiring. DOL starting or stopping of motors load breaking of the machine control circuit | Rated operation power at AC-3, 400 V | 3kW
| 49 | Automation and Control | Industrial Switch | Control Switch | TESYS MINI-VARIO SWITCH DISCONNECTOR 12A ON DOOR | 2010407 | VBDN12 | SCHNEIDER ELECTRIC | 1635 | https://pim-kvc.soneparsea.com:3443/PictureServer/default.aspx/schneider-VBDN12_Image1.jpg?A3889C9397807479A2A1C7A8BAA5959DB4AAC672A87974828177B38EBF9897998173BEB5B9 | https://pim-kvc.soneparsea.com:3443/PictureServer/default.aspx/schneider-VBDN12.pdf?81788B76AEAA939CBEAABDA9B7A95D8A9289A2768465A098B6 | TESYS MINI-VARIO SWITCH DISCONNECTOR 12 A ON DOOR | More foresight for better prevention. A range of safety control products which are simple to use and set up, with compact ergonomic products to meet requirements for starting or stopping motors. Applications: All machines requiring. DOL starting or stopping of motors load breaking of the machine control circuit | Rated short-time withstand current lcw | 0.14kA
| 49 | Automation and Control | Industrial Switch | Control Switch | TESYS MINI-VARIO SWITCH DISCONNECTOR 12A ON DOOR | 2010407 | VBDN12 | SCHNEIDER ELECTRIC | 1635 | https://pim-kvc.soneparsea.com:3443/PictureServer/default.aspx/schneider-VBDN12_Image1.jpg?A3889C9397807479A2A1C7A8BAA5959DB4AAC672A87974828177B38EBF9897998173BEB5B9 | https://pim-kvc.soneparsea.com:3443/PictureServer/default.aspx/schneider-VBDN12.pdf?81788B76AEAA939CBEAABDA9B7A95D8A9289A2768465A098B6 | TESYS MINI-VARIO SWITCH DISCONNECTOR 12 A ON DOOR | More foresight for better prevention. A range of safety control products which are simple to use and set up, with compact ergonomic products to meet requirements for starting or stopping motors. Applications: All machines requiring. DOL starting or stopping of motors load breaking of the machine control circuit | Rated operation power at AC-23, 400 V | 4kW
| 49 | Automation and Control | Industrial Switch | Control Switch | TESYS MINI-VARIO SWITCH DISCONNECTOR 12A ON DOOR | 2010407 | VBDN12 | SCHNEIDER ELECTRIC | 1635 | https://pim-kvc.soneparsea.com:3443/PictureServer/default.aspx/schneider-VBDN12_Image1.jpg?A3889C9397807479A2A1C7A8BAA5959DB4AAC672A87974828177B38EBF9897998173BEB5B9 | https://pim-kvc.soneparsea.com:3443/PictureServer/default.aspx/schneider-VBDN12.pdf?81788B76AEAA939CBEAABDA9B7A95D8A9289A2768465A098B6 | TESYS MINI-VARIO SWITCH DISCONNECTOR 12 A ON DOOR | More foresight for better prevention. A range of safety control products which are simple to use and set up, with compact ergonomic products to meet requirements for starting or stopping motors. Applications: All machines requiring. DOL starting or stopping of motors load breaking of the machine control circuit | Switching power at 400 V | 0kW
| 49 | Automation and Control | Industrial Switch | Control Switch | TESYS MINI-VARIO SWITCH DISCONNECTOR 12A ON DOOR | 2010407 | VBDN12 | SCHNEIDER ELECTRIC | 1635 | https://pim-kvc.soneparsea.com:3443/PictureServer/default.aspx/schneider-VBDN12_Image1.jpg?A3889C9397807479A2A1C7A8BAA5959DB4AAC672A87974828177B38EBF9897998173BEB5B9 | https://pim-kvc.soneparsea.com:3443/PictureServer/default.aspx/schneider-VBDN12.pdf?81788B76AEAA939CBEAABDA9B7A95D8A9289A2768465A098B6 | TESYS MINI-VARIO SWITCH DISCONNECTOR 12 A ON DOOR | More foresight for better prevention. A range of safety control products which are simple to use and set up, with compact ergonomic products to meet requirements for starting or stopping motors. Applications: All machines requiring. DOL starting or stopping of motors load breaking of the machine control circuit | Conditioned rated short-circuit current Iq | 6kA
| 49 | Automation and Control | Industrial Switch | Control Switch | TESYS MINI-VARIO SWITCH DISCONNECTOR 12A ON DOOR | 2010407 | VBDN12 | SCHNEIDER ELECTRIC | 1635 | https://pim-kvc.soneparsea.com:3443/PictureServer/default.aspx/schneider-VBDN12_Image1.jpg?A3889C9397807479A2A1C7A8BAA5959DB4AAC672A87974828177B38EBF9897998173BEB5B9 | https://pim-kvc.soneparsea.com:3443/PictureServer/default.aspx/schneider-VBDN12.pdf?81788B76AEAA939CBEAABDA9B7A95D8A9289A2768465A098B6 | TESYS MINI-VARIO SWITCH DISCONNECTOR 12 A ON DOOR | More foresight for better prevention. A range of safety control products which are simple to use and set up, with compact ergonomic products to meet requirements for starting or stopping motors. Applications: All machines requiring. DOL starting or stopping of motors load breaking of the machine control circuit | Number of poles | 3
| 49 | Automation and Control | Industrial Switch | Control Switch | TESYS MINI-VARIO SWITCH DISCONNECTOR 12A ON DOOR | 2010407 | VBDN12 | SCHNEIDER ELECTRIC | 1635 | https://pim-kvc.soneparsea.com:3443/PictureServer/default.aspx/schneider-VBDN12_Image1.jpg?A3889C9397807479A2A1C7A8BAA5959DB4AAC672A87974828177B38EBF9897998173BEB5B9 | https://pim-kvc.soneparsea.com:3443/PictureServer/default.aspx/schneider-VBDN12.pdf?81788B76AEAA939CBEAABDA9B7A95D8A9289A2768465A098B6 | TESYS MINI-VARIO SWITCH DISCONNECTOR 12 A ON DOOR | More foresight for better prevention. A range of safety control products which are simple to use and set up, with compact ergonomic products to meet requirements for starting or stopping motors. Applications: All machines requiring. DOL starting or stopping of motors load breaking of the machine control circuit | Number of auxiliary contacts as normally closed contact | 0
| 49 | Automation and Control | Industrial Switch | Control Switch | TESYS MINI-VARIO SWITCH DISCONNECTOR 12A ON DOOR | 2010407 | VBDN12 | SCHNEIDER ELECTRIC | 1635 | https://pim-kvc.soneparsea.com:3443/PictureServer/default.aspx/schneider-VBDN12_Image1.jpg?A3889C9397807479A2A1C7A8BAA5959DB4AAC672A87974828177B38EBF9897998173BEB5B9 | https://pim-kvc.soneparsea.com:3443/PictureServer/default.aspx/schneider-VBDN12.pdf?81788B76AEAA939CBEAABDA9B7A95D8A9289A2768465A098B6 | TESYS MINI-VARIO SWITCH DISCONNECTOR 12 A ON DOOR | More foresight for better prevention. A range of safety control products which are simple to use and set up, with compact ergonomic products to meet requirements for starting or stopping motors. Applications: All machines requiring. DOL starting or stopping of motors load breaking of the machine control circuit | Number of auxiliary contacts as normally open contact | 0
| 49 | Automation and Control | Industrial Switch | Control Switch | TESYS MINI-VARIO SWITCH DISCONNECTOR 12A ON DOOR | 2010407 | VBDN12 | SCHNEIDER ELECTRIC | 1635 | https://pim-kvc.soneparsea.com:3443/PictureServer/default.aspx/schneider-VBDN12_Image1.jpg?A3889C9397807479A2A1C7A8BAA5959DB4AAC672A87974828177B38EBF9897998173BEB5B9 | https://pim-kvc.soneparsea.com:3443/PictureServer/default.aspx/schneider-VBDN12.pdf?81788B76AEAA939CBEAABDA9B7A95D8A9289A2768465A098B6 | TESYS MINI-VARIO SWITCH DISCONNECTOR 12 A ON DOOR | More foresight for better prevention. A range of safety control products which are simple to use and set up, with compact ergonomic products to meet requirements for starting or stopping motors. Applications: All machines requiring. DOL starting or stopping of motors load breaking of the machine control circuit | Number of auxiliary contacts as change-over contact | 0
| 49 | Automation and Control | Industrial Switch | Control Switch | TESYS MINI-VARIO SWITCH DISCONNECTOR 12A ON DOOR | 2010407 | VBDN12 | SCHNEIDER ELECTRIC | 1635 | https://pim-kvc.soneparsea.com:3443/PictureServer/default.aspx/schneider-VBDN12_Image1.jpg?A3889C9397807479A2A1C7A8BAA5959DB4AAC672A87974828177B38EBF9897998173BEB5B9 | https://pim-kvc.soneparsea.com:3443/PictureServer/default.aspx/schneider-VBDN12.pdf?81788B76AEAA939CBEAABDA9B7A95D8A9289A2768465A098B6 | TESYS MINI-VARIO SWITCH DISCONNECTOR 12 A ON DOOR | More foresight for better prevention. A range of safety control products which are simple to use and set up, with compact ergonomic products to meet requirements for starting or stopping motors. Applications: All machines requiring. DOL starting or stopping of motors load breaking of the machine control circuit | Motor drive optional | no
| 49 | Automation and Control | Industrial Switch | Control Switch | TESYS MINI-VARIO SWITCH DISCONNECTOR 12A ON DOOR | 2010407 | VBDN12 | SCHNEIDER ELECTRIC | 1635 | https://pim-kvc.soneparsea.com:3443/PictureServer/default.aspx/schneider-VBDN12_Image1.jpg?A3889C9397807479A2A1C7A8BAA5959DB4AAC672A87974828177B38EBF9897998173BEB5B9 | https://pim-kvc.soneparsea.com:3443/PictureServer/default.aspx/schneider-VBDN12.pdf?81788B76AEAA939CBEAABDA9B7A95D8A9289A2768465A098B6 | TESYS MINI-VARIO SWITCH DISCONNECTOR 12 A ON DOOR | More foresight for better prevention. A range of safety control products which are simple to use and set up, with compact ergonomic products to meet requirements for starting or stopping motors. Applications: All machines requiring. DOL starting or stopping of motors load breaking of the machine control circuit | Motor drive integrated | no
| 50 | Automation and Control | Industrial Switch | Pendant Control Stations | HARMONY XAC PENDANT CONTROL STATION 4 PB 1 EMER STOP | 2010469 | XACA4813 | SCHNEIDER ELECTRIC | 12100 | https://pim-kvc.soneparsea.com:3443/PictureServer/default.aspx/schneider-XACA4813_Image1.jpg?A3889C9397807479A2A1C7A8BAA5959DB4AAC672AA787375847D8578B1809D95B7AA8573BCA797 | https://pim-kvc.soneparsea.com:3443/PictureServer/default.aspx/schneider-XACA4813.pdf?81788B76AEAA939CBEAABDA9B7A95D8C918895798A686362C0A9BA | HARMONY XAC PENDANT CONTROL STATION XAC-A 4 PUSH BUTTONS 1 EMERGENCY STOP | Simple, assured operator pendant controls. Designed for mechanical handling, these highly robust pendant control stations comply with the safety requirements of IEC standards. They are not only simple and intuitive, but also very comfortable for the operator to use. Applications: Industry and service sector: hoists, travelling cranes | Number of command positions | 4
| 50 | Automation and Control | Industrial Switch | Pendant Control Stations | HARMONY XAC PENDANT CONTROL STATION 4 PB 1 EMER STOP | 2010469 | XACA4813 | SCHNEIDER ELECTRIC | 12100 | https://pim-kvc.soneparsea.com:3443/PictureServer/default.aspx/schneider-XACA4813_Image1.jpg?A3889C9397807479A2A1C7A8BAA5959DB4AAC672AA787375847D8578B1809D95B7AA8573BCA797 | https://pim-kvc.soneparsea.com:3443/PictureServer/default.aspx/schneider-XACA4813.pdf?81788B76AEAA939CBEAABDA9B7A95D8C918895798A686362C0A9BA | HARMONY XAC PENDANT CONTROL STATION XAC-A 4 PUSH BUTTONS 1 EMERGENCY STOP | Simple, assured operator pendant controls. Designed for mechanical handling, these highly robust pendant control stations comply with the safety requirements of IEC standards. They are not only simple and intuitive, but also very comfortable for the operator to use. Applications: Industry and service sector: hoists, travelling cranes | Rated operation current Ie at AC-15, 600 V | 3A
| 50 | Automation and Control | Industrial Switch | Pendant Control Stations | HARMONY XAC PENDANT CONTROL STATION 4 PB 1 EMER STOP | 2010469 | XACA4813 | SCHNEIDER ELECTRIC | 12100 | https://pim-kvc.soneparsea.com:3443/PictureServer/default.aspx/schneider-XACA4813_Image1.jpg?A3889C9397807479A2A1C7A8BAA5959DB4AAC672AA787375847D8578B1809D95B7AA8573BCA797 | https://pim-kvc.soneparsea.com:3443/PictureServer/default.aspx/schneider-XACA4813.pdf?81788B76AEAA939CBEAABDA9B7A95D8C918895798A686362C0A9BA | HARMONY XAC PENDANT CONTROL STATION XAC-A 4 PUSH BUTTONS 1 EMERGENCY STOP | Simple, assured operator pendant controls. Designed for mechanical handling, these highly robust pendant control stations comply with the safety requirements of IEC standards. They are not only simple and intuitive, but also very comfortable for the operator to use. Applications: Industry and service sector: hoists, travelling cranes | Number of speeds | 1
| 50 | Automation and Control | Industrial Switch | Pendant Control Stations | HARMONY XAC PENDANT CONTROL STATION 4 PB 1 EMER STOP | 2010469 | XACA4813 | SCHNEIDER ELECTRIC | 12100 | https://pim-kvc.soneparsea.com:3443/PictureServer/default.aspx/schneider-XACA4813_Image1.jpg?A3889C9397807479A2A1C7A8BAA5959DB4AAC672AA787375847D8578B1809D95B7AA8573BCA797 | https://pim-kvc.soneparsea.com:3443/PictureServer/default.aspx/schneider-XACA4813.pdf?81788B76AEAA939CBEAABDA9B7A95D8C918895798A686362C0A9BA | HARMONY XAC PENDANT CONTROL STATION XAC-A 4 PUSH BUTTONS 1 EMERGENCY STOP | Simple, assured operator pendant controls. Designed for mechanical handling, these highly robust pendant control stations comply with the safety requirements of IEC standards. They are not only simple and intuitive, but also very comfortable for the operator to use. Applications: Industry and service sector: hoists, travelling cranes | Suitable for emergency stop | yes
| 50 | Automation and Control | Industrial Switch | Pendant Control Stations | HARMONY XAC PENDANT CONTROL STATION 4 PB 1 EMER STOP | 2010469 | XACA4813 | SCHNEIDER ELECTRIC | 12100 | https://pim-kvc.soneparsea.com:3443/PictureServer/default.aspx/schneider-XACA4813_Image1.jpg?A3889C9397807479A2A1C7A8BAA5959DB4AAC672AA787375847D8578B1809D95B7AA8573BCA797 | https://pim-kvc.soneparsea.com:3443/PictureServer/default.aspx/schneider-XACA4813.pdf?81788B76AEAA939CBEAABDA9B7A95D8C918895798A686362C0A9BA | HARMONY XAC PENDANT CONTROL STATION XAC-A 4 PUSH BUTTONS 1 EMERGENCY STOP | Simple, assured operator pendant controls. Designed for mechanical handling, these highly robust pendant control stations comply with the safety requirements of IEC standards. They are not only simple and intuitive, but also very comfortable for the operator to use. Applications: Industry and service sector: hoists, travelling cranes | Type of executable motions | Transport - hoist
| 50 | Automation and Control | Industrial Switch | Pendant Control Stations | HARMONY XAC PENDANT CONTROL STATION 4 PB 1 EMER STOP | 2010469 | XACA4813 | SCHNEIDER ELECTRIC | 12100 | https://pim-kvc.soneparsea.com:3443/PictureServer/default.aspx/schneider-XACA4813_Image1.jpg?A3889C9397807479A2A1C7A8BAA5959DB4AAC672AA787375847D8578B1809D95B7AA8573BCA797 | https://pim-kvc.soneparsea.com:3443/PictureServer/default.aspx/schneider-XACA4813.pdf?81788B76AEAA939CBEAABDA9B7A95D8C918895798A686362C0A9BA | HARMONY XAC PENDANT CONTROL STATION XAC-A 4 PUSH BUTTONS 1 EMERGENCY STOP | Simple, assured operator pendant controls. Designed for mechanical handling, these highly robust pendant control stations comply with the safety requirements of IEC standards. They are not only simple and intuitive, but also very comfortable for the operator to use. Applications: Industry and service sector: hoists, travelling cranes | Material housing | Plastic
| 50 | Automation and Control | Industrial Switch | Pendant Control Stations | HARMONY XAC PENDANT CONTROL STATION 4 PB 1 EMER STOP | 2010469 | XACA4813 | SCHNEIDER ELECTRIC | 12100 | https://pim-kvc.soneparsea.com:3443/PictureServer/default.aspx/schneider-XACA4813_Image1.jpg?A3889C9397807479A2A1C7A8BAA5959DB4AAC672AA787375847D8578B1809D95B7AA8573BCA797 | https://pim-kvc.soneparsea.com:3443/PictureServer/default.aspx/schneider-XACA4813.pdf?81788B76AEAA939CBEAABDA9B7A95D8C918895798A686362C0A9BA | HARMONY XAC PENDANT CONTROL STATION XAC-A 4 PUSH BUTTONS 1 EMERGENCY STOP | Simple, assured operator pendant controls. Designed for mechanical handling, these highly robust pendant control stations comply with the safety requirements of IEC standards. They are not only simple and intuitive, but also very comfortable for the operator to use. Applications: Industry and service sector: hoists, travelling cranes | Housing material quality | Other
| 50 | Automation and Control | Industrial Switch | Pendant Control Stations | HARMONY XAC PENDANT CONTROL STATION 4 PB 1 EMER STOP | 2010469 | XACA4813 | SCHNEIDER ELECTRIC | 12100 | https://pim-kvc.soneparsea.com:3443/PictureServer/default.aspx/schneider-XACA4813_Image1.jpg?A3889C9397807479A2A1C7A8BAA5959DB4AAC672AA787375847D8578B1809D95B7AA8573BCA797 | https://pim-kvc.soneparsea.com:3443/PictureServer/default.aspx/schneider-XACA4813.pdf?81788B76AEAA939CBEAABDA9B7A95D8C918895798A686362C0A9BA | HARMONY XAC PENDANT CONTROL STATION XAC-A 4 PUSH BUTTONS 1 EMERGENCY STOP | Simple, assured operator pendant controls. Designed for mechanical handling, these highly robust pendant control stations comply with the safety requirements of IEC standards. They are not only simple and intuitive, but also very comfortable for the operator to use. Applications: Industry and service sector: hoists, travelling cranes | Colour housing cover | Yellow
| 50 | Automation and Control | Industrial Switch | Pendant Control Stations | HARMONY XAC PENDANT CONTROL STATION 4 PB 1 EMER STOP | 2010469 | XACA4813 | SCHNEIDER ELECTRIC | 12100 | https://pim-kvc.soneparsea.com:3443/PictureServer/default.aspx/schneider-XACA4813_Image1.jpg?A3889C9397807479A2A1C7A8BAA5959DB4AAC672AA787375847D8578B1809D95B7AA8573BCA797 | https://pim-kvc.soneparsea.com:3443/PictureServer/default.aspx/schneider-XACA4813.pdf?81788B76AEAA939CBEAABDA9B7A95D8C918895798A686362C0A9BA | HARMONY XAC PENDANT CONTROL STATION XAC-A 4 PUSH BUTTONS 1 EMERGENCY STOP | Simple, assured operator pendant controls. Designed for mechanical handling, these highly robust pendant control stations comply with the safety requirements of IEC standards. They are not only simple and intuitive, but also very comfortable for the operator to use. Applications: Industry and service sector: hoists, travelling cranes | Degree of protection (IP) | IP65
| 50 | Automation and Control | Industrial Switch | Pendant Control Stations | HARMONY XAC PENDANT CONTROL STATION 4 PB 1 EMER STOP | 2010469 | XACA4813 | SCHNEIDER ELECTRIC | 12100 | https://pim-kvc.soneparsea.com:3443/PictureServer/default.aspx/schneider-XACA4813_Image1.jpg?A3889C9397807479A2A1C7A8BAA5959DB4AAC672AA787375847D8578B1809D95B7AA8573BCA797 | https://pim-kvc.soneparsea.com:3443/PictureServer/default.aspx/schneider-XACA4813.pdf?81788B76AEAA939CBEAABDA9B7A95D8C918895798A686362C0A9BA | HARMONY XAC PENDANT CONTROL STATION XAC-A 4 PUSH BUTTONS 1 EMERGENCY STOP | Simple, assured operator pendant controls. Designed for mechanical handling, these highly robust pendant control stations comply with the safety requirements of IEC standards. They are not only simple and intuitive, but also very comfortable for the operator to use. Applications: Industry and service sector: hoists, travelling cranes | Degree of protection (NEMA) | 13
| 50 | Automation and Control | Industrial Switch | Pendant Control Stations | HARMONY XAC PENDANT CONTROL STATION 4 PB 1 EMER STOP | 2010469 | XACA4813 | SCHNEIDER ELECTRIC | 12100 | https://pim-kvc.soneparsea.com:3443/PictureServer/default.aspx/schneider-XACA4813_Image1.jpg?A3889C9397807479A2A1C7A8BAA5959DB4AAC672AA787375847D8578B1809D95B7AA8573BCA797 | https://pim-kvc.soneparsea.com:3443/PictureServer/default.aspx/schneider-XACA4813.pdf?81788B76AEAA939CBEAABDA9B7A95D8C918895798A686362C0A9BA | HARMONY XAC PENDANT CONTROL STATION XAC-A 4 PUSH BUTTONS 1 EMERGENCY STOP | Simple, assured operator pendant controls. Designed for mechanical handling, these highly robust pendant control stations comply with the safety requirements of IEC standards. They are not only simple and intuitive, but also very comfortable for the operator to use. Applications: Industry and service sector: hoists, travelling cranes | Width | 80mm
| 50 | Automation and Control | Industrial Switch | Pendant Control Stations | HARMONY XAC PENDANT CONTROL STATION 4 PB 1 EMER STOP | 2010469 | XACA4813 | SCHNEIDER ELECTRIC | 12100 | https://pim-kvc.soneparsea.com:3443/PictureServer/default.aspx/schneider-XACA4813_Image1.jpg?A3889C9397807479A2A1C7A8BAA5959DB4AAC672AA787375847D8578B1809D95B7AA8573BCA797 | https://pim-kvc.soneparsea.com:3443/PictureServer/default.aspx/schneider-XACA4813.pdf?81788B76AEAA939CBEAABDA9B7A95D8C918895798A686362C0A9BA | HARMONY XAC PENDANT CONTROL STATION XAC-A 4 PUSH BUTTONS 1 EMERGENCY STOP | Simple, assured operator pendant controls. Designed for mechanical handling, these highly robust pendant control stations comply with the safety requirements of IEC standards. They are not only simple and intuitive, but also very comfortable for the operator to use. Applications: Industry and service sector: hoists, travelling cranes | Height | 250mm
| 50 | Automation and Control | Industrial Switch | Pendant Control Stations | HARMONY XAC PENDANT CONTROL STATION 4 PB 1 EMER STOP | 2010469 | XACA4813 | SCHNEIDER ELECTRIC | 12100 | https://pim-kvc.soneparsea.com:3443/PictureServer/default.aspx/schneider-XACA4813_Image1.jpg?A3889C9397807479A2A1C7A8BAA5959DB4AAC672AA787375847D8578B1809D95B7AA8573BCA797 | https://pim-kvc.soneparsea.com:3443/PictureServer/default.aspx/schneider-XACA4813.pdf?81788B76AEAA939CBEAABDA9B7A95D8C918895798A686362C0A9BA | HARMONY XAC PENDANT CONTROL STATION XAC-A 4 PUSH BUTTONS 1 EMERGENCY STOP | Simple, assured operator pendant controls. Designed for mechanical handling, these highly robust pendant control stations comply with the safety requirements of IEC standards. They are not only simple and intuitive, but also very comfortable for the operator to use. Applications: Industry and service sector: hoists, travelling cranes | Depth | 107mm
| 51 | Automation and Control | Industrial Switch | Control Switch | XD2 JOYSTICK CONTROLLER 4 DIRECTION SPRING RETURN TO ZERO | 2010483 | XD2PA24 | SCHNEIDER ELECTRIC | 4965 | https://pim-kvc.soneparsea.com:3443/PictureServer/default.aspx/schneider-XD2PA24_Image1.jpg?A3889C9397807479A2A1C7A8BAA5959DB4AAC672AA7B6284917788A49BA4919BB57682AFC29E | https://pim-kvc.soneparsea.com:3443/PictureServer/default.aspx/SCHNEIDER%20ELECTRIC-XD2PA24-Datasheet1.pdf?A3889C9397807479A2A1A7889A85757D948AA66597837577A4979D887F8F7466A08686797F7B91A8B1B8BCAAB7AB6162C0A9BA | XD2 JOYSTICK CONTROLLER 4 DIRECTION SPRING RETURN TO ZERO | Controller for lifting and material handling applications | Rated operation current Ie at AC-21, 400 V | 0A
| 51 | Automation and Control | Industrial Switch | Control Switch | XD2 JOYSTICK CONTROLLER 4 DIRECTION SPRING RETURN TO ZERO | 2010483 | XD2PA24 | SCHNEIDER ELECTRIC | 4965 | https://pim-kvc.soneparsea.com:3443/PictureServer/default.aspx/schneider-XD2PA24_Image1.jpg?A3889C9397807479A2A1C7A8BAA5959DB4AAC672AA7B6284917788A49BA4919BB57682AFC29E | https://pim-kvc.soneparsea.com:3443/PictureServer/default.aspx/SCHNEIDER%20ELECTRIC-XD2PA24-Datasheet1.pdf?A3889C9397807479A2A1A7889A85757D948AA66597837577A4979D887F8F7466A08686797F7B91A8B1B8BCAAB7AB6162C0A9BA | XD2 JOYSTICK CONTROLLER 4 DIRECTION SPRING RETURN TO ZERO | Controller for lifting and material handling applications | Centre mounting, hole diameter | 22mm
| 51 | Automation and Control | Industrial Switch | Control Switch | XD2 JOYSTICK CONTROLLER 4 DIRECTION SPRING RETURN TO ZERO | 2010483 | XD2PA24 | SCHNEIDER ELECTRIC | 4965 | https://pim-kvc.soneparsea.com:3443/PictureServer/default.aspx/schneider-XD2PA24_Image1.jpg?A3889C9397807479A2A1C7A8BAA5959DB4AAC672AA7B6284917788A49BA4919BB57682AFC29E | https://pim-kvc.soneparsea.com:3443/PictureServer/default.aspx/SCHNEIDER%20ELECTRIC-XD2PA24-Datasheet1.pdf?A3889C9397807479A2A1A7889A85757D948AA66597837577A4979D887F8F7466A08686797F7B91A8B1B8BCAAB7AB6162C0A9BA | XD2 JOYSTICK CONTROLLER 4 DIRECTION SPRING RETURN TO ZERO | Controller for lifting and material handling applications | Joy stick length | 79mm
| 51 | Automation and Control | Industrial Switch | Control Switch | XD2 JOYSTICK CONTROLLER 4 DIRECTION SPRING RETURN TO ZERO | 2010483 | XD2PA24 | SCHNEIDER ELECTRIC | 4965 | https://pim-kvc.soneparsea.com:3443/PictureServer/default.aspx/schneider-XD2PA24_Image1.jpg?A3889C9397807479A2A1C7A8BAA5959DB4AAC672AA7B6284917788A49BA4919BB57682AFC29E | https://pim-kvc.soneparsea.com:3443/PictureServer/default.aspx/SCHNEIDER%20ELECTRIC-XD2PA24-Datasheet1.pdf?A3889C9397807479A2A1A7889A85757D948AA66597837577A4979D887F8F7466A08686797F7B91A8B1B8BCAAB7AB6162C0A9BA | XD2 JOYSTICK CONTROLLER 4 DIRECTION SPRING RETURN TO ZERO | Controller for lifting and material handling applications | Number of actuation directions | 4
| 51 | Automation and Control | Industrial Switch | Control Switch | XD2 JOYSTICK CONTROLLER 4 DIRECTION SPRING RETURN TO ZERO | 2010483 | XD2PA24 | SCHNEIDER ELECTRIC | 4965 | https://pim-kvc.soneparsea.com:3443/PictureServer/default.aspx/schneider-XD2PA24_Image1.jpg?A3889C9397807479A2A1C7A8BAA5959DB4AAC672AA7B6284917788A49BA4919BB57682AFC29E | https://pim-kvc.soneparsea.com:3443/PictureServer/default.aspx/SCHNEIDER%20ELECTRIC-XD2PA24-Datasheet1.pdf?A3889C9397807479A2A1A7889A85757D948AA66597837577A4979D887F8F7466A08686797F7B91A8B1B8BCAAB7AB6162C0A9BA | XD2 JOYSTICK CONTROLLER 4 DIRECTION SPRING RETURN TO ZERO | Controller for lifting and material handling applications | Number of switch positions | 0
| 51 | Automation and Control | Industrial Switch | Control Switch | XD2 JOYSTICK CONTROLLER 4 DIRECTION SPRING RETURN TO ZERO | 2010483 | XD2PA24 | SCHNEIDER ELECTRIC | 4965 | https://pim-kvc.soneparsea.com:3443/PictureServer/default.aspx/schneider-XD2PA24_Image1.jpg?A3889C9397807479A2A1C7A8BAA5959DB4AAC672AA7B6284917788A49BA4919BB57682AFC29E | https://pim-kvc.soneparsea.com:3443/PictureServer/default.aspx/SCHNEIDER%20ELECTRIC-XD2PA24-Datasheet1.pdf?A3889C9397807479A2A1A7889A85757D948AA66597837577A4979D887F8F7466A08686797F7B91A8B1B8BCAAB7AB6162C0A9BA | XD2 JOYSTICK CONTROLLER 4 DIRECTION SPRING RETURN TO ZERO | Controller for lifting and material handling applications | Number of normally open contacts per actuation direction | 1
| 51 | Automation and Control | Industrial Switch | Control Switch | XD2 JOYSTICK CONTROLLER 4 DIRECTION SPRING RETURN TO ZERO | 2010483 | XD2PA24 | SCHNEIDER ELECTRIC | 4965 | https://pim-kvc.soneparsea.com:3443/PictureServer/default.aspx/schneider-XD2PA24_Image1.jpg?A3889C9397807479A2A1C7A8BAA5959DB4AAC672AA7B6284917788A49BA4919BB57682AFC29E | https://pim-kvc.soneparsea.com:3443/PictureServer/default.aspx/SCHNEIDER%20ELECTRIC-XD2PA24-Datasheet1.pdf?A3889C9397807479A2A1A7889A85757D948AA66597837577A4979D887F8F7466A08686797F7B91A8B1B8BCAAB7AB6162C0A9BA | XD2 JOYSTICK CONTROLLER 4 DIRECTION SPRING RETURN TO ZERO | Controller for lifting and material handling applications | Number of normally closed contacts per actuation direction | 0
| 51 | Automation and Control | Industrial Switch | Control Switch | XD2 JOYSTICK CONTROLLER 4 DIRECTION SPRING RETURN TO ZERO | 2010483 | XD2PA24 | SCHNEIDER ELECTRIC | 4965 | https://pim-kvc.soneparsea.com:3443/PictureServer/default.aspx/schneider-XD2PA24_Image1.jpg?A3889C9397807479A2A1C7A8BAA5959DB4AAC672AA7B6284917788A49BA4919BB57682AFC29E | https://pim-kvc.soneparsea.com:3443/PictureServer/default.aspx/SCHNEIDER%20ELECTRIC-XD2PA24-Datasheet1.pdf?A3889C9397807479A2A1A7889A85757D948AA66597837577A4979D887F8F7466A08686797F7B91A8B1B8BCAAB7AB6162C0A9BA | XD2 JOYSTICK CONTROLLER 4 DIRECTION SPRING RETURN TO ZERO | Controller for lifting and material handling applications | Number of make-and-break contacts per direction | 0
| 51 | Automation and Control | Industrial Switch | Control Switch | XD2 JOYSTICK CONTROLLER 4 DIRECTION SPRING RETURN TO ZERO | 2010483 | XD2PA24 | SCHNEIDER ELECTRIC | 4965 | https://pim-kvc.soneparsea.com:3443/PictureServer/default.aspx/schneider-XD2PA24_Image1.jpg?A3889C9397807479A2A1C7A8BAA5959DB4AAC672AA7B6284917788A49BA4919BB57682AFC29E | https://pim-kvc.soneparsea.com:3443/PictureServer/default.aspx/SCHNEIDER%20ELECTRIC-XD2PA24-Datasheet1.pdf?A3889C9397807479A2A1A7889A85757D948AA66597837577A4979D887F8F7466A08686797F7B91A8B1B8BCAAB7AB6162C0A9BA | XD2 JOYSTICK CONTROLLER 4 DIRECTION SPRING RETURN TO ZERO | Controller for lifting and material handling applications | With retraction in 0-position | no
| 51 | Automation and Control | Industrial Switch | Control Switch | XD2 JOYSTICK CONTROLLER 4 DIRECTION SPRING RETURN TO ZERO | 2010483 | XD2PA24 | SCHNEIDER ELECTRIC | 4965 | https://pim-kvc.soneparsea.com:3443/PictureServer/default.aspx/schneider-XD2PA24_Image1.jpg?A3889C9397807479A2A1C7A8BAA5959DB4AAC672AA7B6284917788A49BA4919BB57682AFC29E | https://pim-kvc.soneparsea.com:3443/PictureServer/default.aspx/SCHNEIDER%20ELECTRIC-XD2PA24-Datasheet1.pdf?A3889C9397807479A2A1A7889A85757D948AA66597837577A4979D887F8F7466A08686797F7B91A8B1B8BCAAB7AB6162C0A9BA | XD2 JOYSTICK CONTROLLER 4 DIRECTION SPRING RETURN TO ZERO | Controller for lifting and material handling applications | Locking in 0-position | no
| 51 | Automation and Control | Industrial Switch | Control Switch | XD2 JOYSTICK CONTROLLER 4 DIRECTION SPRING RETURN TO ZERO | 2010483 | XD2PA24 | SCHNEIDER ELECTRIC | 4965 | https://pim-kvc.soneparsea.com:3443/PictureServer/default.aspx/schneider-XD2PA24_Image1.jpg?A3889C9397807479A2A1C7A8BAA5959DB4AAC672AA7B6284917788A49BA4919BB57682AFC29E | https://pim-kvc.soneparsea.com:3443/PictureServer/default.aspx/SCHNEIDER%20ELECTRIC-XD2PA24-Datasheet1.pdf?A3889C9397807479A2A1A7889A85757D948AA66597837577A4979D887F8F7466A08686797F7B91A8B1B8BCAAB7AB6162C0A9BA | XD2 JOYSTICK CONTROLLER 4 DIRECTION SPRING RETURN TO ZERO | Controller for lifting and material handling applications | Coder | no
| 51 | Automation and Control | Industrial Switch | Control Switch | XD2 JOYSTICK CONTROLLER 4 DIRECTION SPRING RETURN TO ZERO | 2010483 | XD2PA24 | SCHNEIDER ELECTRIC | 4965 | https://pim-kvc.soneparsea.com:3443/PictureServer/default.aspx/schneider-XD2PA24_Image1.jpg?A3889C9397807479A2A1C7A8BAA5959DB4AAC672AA7B6284917788A49BA4919BB57682AFC29E | https://pim-kvc.soneparsea.com:3443/PictureServer/default.aspx/SCHNEIDER%20ELECTRIC-XD2PA24-Datasheet1.pdf?A3889C9397807479A2A1A7889A85757D948AA66597837577A4979D887F8F7466A08686797F7B91A8B1B8BCAAB7AB6162C0A9BA | XD2 JOYSTICK CONTROLLER 4 DIRECTION SPRING RETURN TO ZERO | Controller for lifting and material handling applications | Analogue output signal configurable | no
| 51 | Automation and Control | Industrial Switch | Control Switch | XD2 JOYSTICK CONTROLLER 4 DIRECTION SPRING RETURN TO ZERO | 2010483 | XD2PA24 | SCHNEIDER ELECTRIC | 4965 | https://pim-kvc.soneparsea.com:3443/PictureServer/default.aspx/schneider-XD2PA24_Image1.jpg?A3889C9397807479A2A1C7A8BAA5959DB4AAC672AA7B6284917788A49BA4919BB57682AFC29E | https://pim-kvc.soneparsea.com:3443/PictureServer/default.aspx/SCHNEIDER%20ELECTRIC-XD2PA24-Datasheet1.pdf?A3889C9397807479A2A1A7889A85757D948AA66597837577A4979D887F8F7466A08686797F7B91A8B1B8BCAAB7AB6162C0A9BA | XD2 JOYSTICK CONTROLLER 4 DIRECTION SPRING RETURN TO ZERO | Controller for lifting and material handling applications | With front ring | yes
| 51 | Automation and Control | Industrial Switch | Control Switch | XD2 JOYSTICK CONTROLLER 4 DIRECTION SPRING RETURN TO ZERO | 2010483 | XD2PA24 | SCHNEIDER ELECTRIC | 4965 | https://pim-kvc.soneparsea.com:3443/PictureServer/default.aspx/schneider-XD2PA24_Image1.jpg?A3889C9397807479A2A1C7A8BAA5959DB4AAC672AA7B6284917788A49BA4919BB57682AFC29E | https://pim-kvc.soneparsea.com:3443/PictureServer/default.aspx/SCHNEIDER%20ELECTRIC-XD2PA24-Datasheet1.pdf?A3889C9397807479A2A1A7889A85757D948AA66597837577A4979D887F8F7466A08686797F7B91A8B1B8BCAAB7AB6162C0A9BA | XD2 JOYSTICK CONTROLLER 4 DIRECTION SPRING RETURN TO ZERO | Controller for lifting and material handling applications | Material front ring | Metal
| 51 | Automation and Control | Industrial Switch | Control Switch | XD2 JOYSTICK CONTROLLER 4 DIRECTION SPRING RETURN TO ZERO | 2010483 | XD2PA24 | SCHNEIDER ELECTRIC | 4965 | https://pim-kvc.soneparsea.com:3443/PictureServer/default.aspx/schneider-XD2PA24_Image1.jpg?A3889C9397807479A2A1C7A8BAA5959DB4AAC672AA7B6284917788A49BA4919BB57682AFC29E | https://pim-kvc.soneparsea.com:3443/PictureServer/default.aspx/SCHNEIDER%20ELECTRIC-XD2PA24-Datasheet1.pdf?A3889C9397807479A2A1A7889A85757D948AA66597837577A4979D887F8F7466A08686797F7B91A8B1B8BCAAB7AB6162C0A9BA | XD2 JOYSTICK CONTROLLER 4 DIRECTION SPRING RETURN TO ZERO | Controller for lifting and material handling applications | Colour front ring | Chrome
| 51 | Automation and Control | Industrial Switch | Control Switch | XD2 JOYSTICK CONTROLLER 4 DIRECTION SPRING RETURN TO ZERO | 2010483 | XD2PA24 | SCHNEIDER ELECTRIC | 4965 | https://pim-kvc.soneparsea.com:3443/PictureServer/default.aspx/schneider-XD2PA24_Image1.jpg?A3889C9397807479A2A1C7A8BAA5959DB4AAC672AA7B6284917788A49BA4919BB57682AFC29E | https://pim-kvc.soneparsea.com:3443/PictureServer/default.aspx/SCHNEIDER%20ELECTRIC-XD2PA24-Datasheet1.pdf?A3889C9397807479A2A1A7889A85757D948AA66597837577A4979D887F8F7466A08686797F7B91A8B1B8BCAAB7AB6162C0A9BA | XD2 JOYSTICK CONTROLLER 4 DIRECTION SPRING RETURN TO ZERO | Controller for lifting and material handling applications | Degree of protection (IP) | IP66
| 52 | Automation and Control | Industrial Switch | Control Switch | TESYS VARIO EMERGENCY STOP SWITCH DISCONNECTOR 40A | 2010539 | VCF2 | SCHNEIDER ELECTRIC | 3150 | https://pim-kvc.soneparsea.com:3443/PictureServer/default.aspx/schneider-vcf2_image1.jpg?A3889C9397807479A2A1C7A8BAA5959DB4AAC672C89A9666AFAEC1A6B99C6162BAB5BB | https://pim-kvc.soneparsea.com:3443/PictureServer/default.aspx/schneider-VCF2.pdf?81788B76AEAA939CBEAABDA9B7A95D8A938B8673C29B96 | TESYS VARIO EMERGENCY STOP SWITCH DISCONNECTOR 40A | More foresight for better prevention. A range of safety control products which are simple to use and set up, with compact ergonomic products to meet requirements for starting or stopping motors. Applications: All machines requiring. DOL starting or stopping of motors load breaking of the machine control circuit | Version as main switch | yes
| 52 | Automation and Control | Industrial Switch | Control Switch | TESYS VARIO EMERGENCY STOP SWITCH DISCONNECTOR 40A | 2010539 | VCF2 | SCHNEIDER ELECTRIC | 3150 | https://pim-kvc.soneparsea.com:3443/PictureServer/default.aspx/schneider-vcf2_image1.jpg?A3889C9397807479A2A1C7A8BAA5959DB4AAC672C89A9666AFAEC1A6B99C6162BAB5BB | https://pim-kvc.soneparsea.com:3443/PictureServer/default.aspx/schneider-VCF2.pdf?81788B76AEAA939CBEAABDA9B7A95D8A938B8673C29B96 | TESYS VARIO EMERGENCY STOP SWITCH DISCONNECTOR 40A | More foresight for better prevention. A range of safety control products which are simple to use and set up, with compact ergonomic products to meet requirements for starting or stopping motors. Applications: All machines requiring. DOL starting or stopping of motors load breaking of the machine control circuit | Version as maintenance-/service switch | no
| 52 | Automation and Control | Industrial Switch | Control Switch | TESYS VARIO EMERGENCY STOP SWITCH DISCONNECTOR 40A | 2010539 | VCF2 | SCHNEIDER ELECTRIC | 3150 | https://pim-kvc.soneparsea.com:3443/PictureServer/default.aspx/schneider-vcf2_image1.jpg?A3889C9397807479A2A1C7A8BAA5959DB4AAC672C89A9666AFAEC1A6B99C6162BAB5BB | https://pim-kvc.soneparsea.com:3443/PictureServer/default.aspx/schneider-VCF2.pdf?81788B76AEAA939CBEAABDA9B7A95D8A938B8673C29B96 | TESYS VARIO EMERGENCY STOP SWITCH DISCONNECTOR 40A | More foresight for better prevention. A range of safety control products which are simple to use and set up, with compact ergonomic products to meet requirements for starting or stopping motors. Applications: All machines requiring. DOL starting or stopping of motors load breaking of the machine control circuit | Version as safety switch | no
| 52 | Automation and Control | Industrial Switch | Control Switch | TESYS VARIO EMERGENCY STOP SWITCH DISCONNECTOR 40A | 2010539 | VCF2 | SCHNEIDER ELECTRIC | 3150 | https://pim-kvc.soneparsea.com:3443/PictureServer/default.aspx/schneider-vcf2_image1.jpg?A3889C9397807479A2A1C7A8BAA5959DB4AAC672C89A9666AFAEC1A6B99C6162BAB5BB | https://pim-kvc.soneparsea.com:3443/PictureServer/default.aspx/schneider-VCF2.pdf?81788B76AEAA939CBEAABDA9B7A95D8A938B8673C29B96 | TESYS VARIO EMERGENCY STOP SWITCH DISCONNECTOR 40A | More foresight for better prevention. A range of safety control products which are simple to use and set up, with compact ergonomic products to meet requirements for starting or stopping motors. Applications: All machines requiring. DOL starting or stopping of motors load breaking of the machine control circuit | Version as emergency stop installation | yes
| 52 | Automation and Control | Industrial Switch | Control Switch | TESYS VARIO EMERGENCY STOP SWITCH DISCONNECTOR 40A | 2010539 | VCF2 | SCHNEIDER ELECTRIC | 3150 | https://pim-kvc.soneparsea.com:3443/PictureServer/default.aspx/schneider-vcf2_image1.jpg?A3889C9397807479A2A1C7A8BAA5959DB4AAC672C89A9666AFAEC1A6B99C6162BAB5BB | https://pim-kvc.soneparsea.com:3443/PictureServer/default.aspx/schneider-VCF2.pdf?81788B76AEAA939CBEAABDA9B7A95D8A938B8673C29B96 | TESYS VARIO EMERGENCY STOP SWITCH DISCONNECTOR 40A | More foresight for better prevention. A range of safety control products which are simple to use and set up, with compact ergonomic products to meet requirements for starting or stopping motors. Applications: All machines requiring. DOL starting or stopping of motors load breaking of the machine control circuit | Version as reversing switch | no
| 52 | Automation and Control | Industrial Switch | Control Switch | TESYS VARIO EMERGENCY STOP SWITCH DISCONNECTOR 40A | 2010539 | VCF2 | SCHNEIDER ELECTRIC | 3150 | https://pim-kvc.soneparsea.com:3443/PictureServer/default.aspx/schneider-vcf2_image1.jpg?A3889C9397807479A2A1C7A8BAA5959DB4AAC672C89A9666AFAEC1A6B99C6162BAB5BB | https://pim-kvc.soneparsea.com:3443/PictureServer/default.aspx/schneider-VCF2.pdf?81788B76AEAA939CBEAABDA9B7A95D8A938B8673C29B96 | TESYS VARIO EMERGENCY STOP SWITCH DISCONNECTOR 40A | More foresight for better prevention. A range of safety control products which are simple to use and set up, with compact ergonomic products to meet requirements for starting or stopping motors. Applications: All machines requiring. DOL starting or stopping of motors load breaking of the machine control circuit | Number of switches | 1
| 52 | Automation and Control | Industrial Switch | Control Switch | TESYS VARIO EMERGENCY STOP SWITCH DISCONNECTOR 40A | 2010539 | VCF2 | SCHNEIDER ELECTRIC | 3150 | https://pim-kvc.soneparsea.com:3443/PictureServer/default.aspx/schneider-vcf2_image1.jpg?A3889C9397807479A2A1C7A8BAA5959DB4AAC672C89A9666AFAEC1A6B99C6162BAB5BB | https://pim-kvc.soneparsea.com:3443/PictureServer/default.aspx/schneider-VCF2.pdf?81788B76AEAA939CBEAABDA9B7A95D8A938B8673C29B96 | TESYS VARIO EMERGENCY STOP SWITCH DISCONNECTOR 40A | More foresight for better prevention. A range of safety control products which are simple to use and set up, with compact ergonomic products to meet requirements for starting or stopping motors. Applications: All machines requiring. DOL starting or stopping of motors load breaking of the machine control circuit | Max. rated operation voltage Ue AC | 690V
| 52 | Automation and Control | Industrial Switch | Control Switch | TESYS VARIO EMERGENCY STOP SWITCH DISCONNECTOR 40A | 2010539 | VCF2 | SCHNEIDER ELECTRIC | 3150 | https://pim-kvc.soneparsea.com:3443/PictureServer/default.aspx/schneider-vcf2_image1.jpg?A3889C9397807479A2A1C7A8BAA5959DB4AAC672C89A9666AFAEC1A6B99C6162BAB5BB | https://pim-kvc.soneparsea.com:3443/PictureServer/default.aspx/schneider-VCF2.pdf?81788B76AEAA939CBEAABDA9B7A95D8A938B8673C29B96 | TESYS VARIO EMERGENCY STOP SWITCH DISCONNECTOR 40A | More foresight for better prevention. A range of safety control products which are simple to use and set up, with compact ergonomic products to meet requirements for starting or stopping motors. Applications: All machines requiring. DOL starting or stopping of motors load breaking of the machine control circuit | Rated operating voltage | 690...690V
| 52 | Automation and Control | Industrial Switch | Control Switch | TESYS VARIO EMERGENCY STOP SWITCH DISCONNECTOR 40A | 2010539 | VCF2 | SCHNEIDER ELECTRIC | 3150 | https://pim-kvc.soneparsea.com:3443/PictureServer/default.aspx/schneider-vcf2_image1.jpg?A3889C9397807479A2A1C7A8BAA5959DB4AAC672C89A9666AFAEC1A6B99C6162BAB5BB | https://pim-kvc.soneparsea.com:3443/PictureServer/default.aspx/schneider-VCF2.pdf?81788B76AEAA939CBEAABDA9B7A95D8A938B8673C29B96 | TESYS VARIO EMERGENCY STOP SWITCH DISCONNECTOR 40A | More foresight for better prevention. A range of safety control products which are simple to use and set up, with compact ergonomic products to meet requirements for starting or stopping motors. Applications: All machines requiring. DOL starting or stopping of motors load breaking of the machine control circuit | Rated permanent current Iu | 40A
| 52 | Automation and Control | Industrial Switch | Control Switch | TESYS VARIO EMERGENCY STOP SWITCH DISCONNECTOR 40A | 2010539 | VCF2 | SCHNEIDER ELECTRIC | 3150 | https://pim-kvc.soneparsea.com:3443/PictureServer/default.aspx/schneider-vcf2_image1.jpg?A3889C9397807479A2A1C7A8BAA5959DB4AAC672C89A9666AFAEC1A6B99C6162BAB5BB | https://pim-kvc.soneparsea.com:3443/PictureServer/default.aspx/schneider-VCF2.pdf?81788B76AEAA939CBEAABDA9B7A95D8A938B8673C29B96 | TESYS VARIO EMERGENCY STOP SWITCH DISCONNECTOR 40A | More foresight for better prevention. A range of safety control products which are simple to use and set up, with compact ergonomic products to meet requirements for starting or stopping motors. Applications: All machines requiring. DOL starting or stopping of motors load breaking of the machine control circuit | Rated permanent current at AC-23, 400 V | 29A
| 52 | Automation and Control | Industrial Switch | Control Switch | TESYS VARIO EMERGENCY STOP SWITCH DISCONNECTOR 40A | 2010539 | VCF2 | SCHNEIDER ELECTRIC | 3150 | https://pim-kvc.soneparsea.com:3443/PictureServer/default.aspx/schneider-vcf2_image1.jpg?A3889C9397807479A2A1C7A8BAA5959DB4AAC672C89A9666AFAEC1A6B99C6162BAB5BB | https://pim-kvc.soneparsea.com:3443/PictureServer/default.aspx/schneider-VCF2.pdf?81788B76AEAA939CBEAABDA9B7A95D8A938B8673C29B96 | TESYS VARIO EMERGENCY STOP SWITCH DISCONNECTOR 40A | More foresight for better prevention. A range of safety control products which are simple to use and set up, with compact ergonomic products to meet requirements for starting or stopping motors. Applications: All machines requiring. DOL starting or stopping of motors load breaking of the machine control circuit | Rated permanent current at AC-21, 400 V | 40A
| 52 | Automation and Control | Industrial Switch | Control Switch | TESYS VARIO EMERGENCY STOP SWITCH DISCONNECTOR 40A | 2010539 | VCF2 | SCHNEIDER ELECTRIC | 3150 | https://pim-kvc.soneparsea.com:3443/PictureServer/default.aspx/schneider-vcf2_image1.jpg?A3889C9397807479A2A1C7A8BAA5959DB4AAC672C89A9666AFAEC1A6B99C6162BAB5BB | https://pim-kvc.soneparsea.com:3443/PictureServer/default.aspx/schneider-VCF2.pdf?81788B76AEAA939CBEAABDA9B7A95D8A938B8673C29B96 | TESYS VARIO EMERGENCY STOP SWITCH DISCONNECTOR 40A | More foresight for better prevention. A range of safety control products which are simple to use and set up, with compact ergonomic products to meet requirements for starting or stopping motors. Applications: All machines requiring. DOL starting or stopping of motors load breaking of the machine control circuit | Rated operation power at AC-3, 400 V | 11kW
| 52 | Automation and Control | Industrial Switch | Control Switch | TESYS VARIO EMERGENCY STOP SWITCH DISCONNECTOR 40A | 2010539 | VCF2 | SCHNEIDER ELECTRIC | 3150 | https://pim-kvc.soneparsea.com:3443/PictureServer/default.aspx/schneider-vcf2_image1.jpg?A3889C9397807479A2A1C7A8BAA5959DB4AAC672C89A9666AFAEC1A6B99C6162BAB5BB | https://pim-kvc.soneparsea.com:3443/PictureServer/default.aspx/schneider-VCF2.pdf?81788B76AEAA939CBEAABDA9B7A95D8A938B8673C29B96 | TESYS VARIO EMERGENCY STOP SWITCH DISCONNECTOR 40A | More foresight for better prevention. A range of safety control products which are simple to use and set up, with compact ergonomic products to meet requirements for starting or stopping motors. Applications: All machines requiring. DOL starting or stopping of motors load breaking of the machine control circuit | Rated short-time withstand current lcw | 0.48kA
| 52 | Automation and Control | Industrial Switch | Control Switch | TESYS VARIO EMERGENCY STOP SWITCH DISCONNECTOR 40A | 2010539 | VCF2 | SCHNEIDER ELECTRIC | 3150 | https://pim-kvc.soneparsea.com:3443/PictureServer/default.aspx/schneider-vcf2_image1.jpg?A3889C9397807479A2A1C7A8BAA5959DB4AAC672C89A9666AFAEC1A6B99C6162BAB5BB | https://pim-kvc.soneparsea.com:3443/PictureServer/default.aspx/schneider-VCF2.pdf?81788B76AEAA939CBEAABDA9B7A95D8A938B8673C29B96 | TESYS VARIO EMERGENCY STOP SWITCH DISCONNECTOR 40A | More foresight for better prevention. A range of safety control products which are simple to use and set up, with compact ergonomic products to meet requirements for starting or stopping motors. Applications: All machines requiring. DOL starting or stopping of motors load breaking of the machine control circuit | Rated operation power at AC-23, 400 V | 15kW
| 52 | Automation and Control | Industrial Switch | Control Switch | TESYS VARIO EMERGENCY STOP SWITCH DISCONNECTOR 40A | 2010539 | VCF2 | SCHNEIDER ELECTRIC | 3150 | https://pim-kvc.soneparsea.com:3443/PictureServer/default.aspx/schneider-vcf2_image1.jpg?A3889C9397807479A2A1C7A8BAA5959DB4AAC672C89A9666AFAEC1A6B99C6162BAB5BB | https://pim-kvc.soneparsea.com:3443/PictureServer/default.aspx/schneider-VCF2.pdf?81788B76AEAA939CBEAABDA9B7A95D8A938B8673C29B96 | TESYS VARIO EMERGENCY STOP SWITCH DISCONNECTOR 40A | More foresight for better prevention. A range of safety control products which are simple to use and set up, with compact ergonomic products to meet requirements for starting or stopping motors. Applications: All machines requiring. DOL starting or stopping of motors load breaking of the machine control circuit | Switching power at 400 V | 25kW
| 52 | Automation and Control | Industrial Switch | Control Switch | TESYS VARIO EMERGENCY STOP SWITCH DISCONNECTOR 40A | 2010539 | VCF2 | SCHNEIDER ELECTRIC | 3150 | https://pim-kvc.soneparsea.com:3443/PictureServer/default.aspx/schneider-vcf2_image1.jpg?A3889C9397807479A2A1C7A8BAA5959DB4AAC672C89A9666AFAEC1A6B99C6162BAB5BB | https://pim-kvc.soneparsea.com:3443/PictureServer/default.aspx/schneider-VCF2.pdf?81788B76AEAA939CBEAABDA9B7A95D8A938B8673C29B96 | TESYS VARIO EMERGENCY STOP SWITCH DISCONNECTOR 40A | More foresight for better prevention. A range of safety control products which are simple to use and set up, with compact ergonomic products to meet requirements for starting or stopping motors. Applications: All machines requiring. DOL starting or stopping of motors load breaking of the machine control circuit | Conditioned rated short-circuit current Iq | 10kA
| 52 | Automation and Control | Industrial Switch | Control Switch | TESYS VARIO EMERGENCY STOP SWITCH DISCONNECTOR 40A | 2010539 | VCF2 | SCHNEIDER ELECTRIC | 3150 | https://pim-kvc.soneparsea.com:3443/PictureServer/default.aspx/schneider-vcf2_image1.jpg?A3889C9397807479A2A1C7A8BAA5959DB4AAC672C89A9666AFAEC1A6B99C6162BAB5BB | https://pim-kvc.soneparsea.com:3443/PictureServer/default.aspx/schneider-VCF2.pdf?81788B76AEAA939CBEAABDA9B7A95D8A938B8673C29B96 | TESYS VARIO EMERGENCY STOP SWITCH DISCONNECTOR 40A | More foresight for better prevention. A range of safety control products which are simple to use and set up, with compact ergonomic products to meet requirements for starting or stopping motors. Applications: All machines requiring. DOL starting or stopping of motors load breaking of the machine control circuit | Number of poles | 3
| 52 | Automation and Control | Industrial Switch | Control Switch | TESYS VARIO EMERGENCY STOP SWITCH DISCONNECTOR 40A | 2010539 | VCF2 | SCHNEIDER ELECTRIC | 3150 | https://pim-kvc.soneparsea.com:3443/PictureServer/default.aspx/schneider-vcf2_image1.jpg?A3889C9397807479A2A1C7A8BAA5959DB4AAC672C89A9666AFAEC1A6B99C6162BAB5BB | https://pim-kvc.soneparsea.com:3443/PictureServer/default.aspx/schneider-VCF2.pdf?81788B76AEAA939CBEAABDA9B7A95D8A938B8673C29B96 | TESYS VARIO EMERGENCY STOP SWITCH DISCONNECTOR 40A | More foresight for better prevention. A range of safety control products which are simple to use and set up, with compact ergonomic products to meet requirements for starting or stopping motors. Applications: All machines requiring. DOL starting or stopping of motors load breaking of the machine control circuit | Number of auxiliary contacts as normally closed contact | 0
| 52 | Automation and Control | Industrial Switch | Control Switch | TESYS VARIO EMERGENCY STOP SWITCH DISCONNECTOR 40A | 2010539 | VCF2 | SCHNEIDER ELECTRIC | 3150 | https://pim-kvc.soneparsea.com:3443/PictureServer/default.aspx/schneider-vcf2_image1.jpg?A3889C9397807479A2A1C7A8BAA5959DB4AAC672C89A9666AFAEC1A6B99C6162BAB5BB | https://pim-kvc.soneparsea.com:3443/PictureServer/default.aspx/schneider-VCF2.pdf?81788B76AEAA939CBEAABDA9B7A95D8A938B8673C29B96 | TESYS VARIO EMERGENCY STOP SWITCH DISCONNECTOR 40A | More foresight for better prevention. A range of safety control products which are simple to use and set up, with compact ergonomic products to meet requirements for starting or stopping motors. Applications: All machines requiring. DOL starting or stopping of motors load breaking of the machine control circuit | Number of auxiliary contacts as normally open contact | 0
| 52 | Automation and Control | Industrial Switch | Control Switch | TESYS VARIO EMERGENCY STOP SWITCH DISCONNECTOR 40A | 2010539 | VCF2 | SCHNEIDER ELECTRIC | 3150 | https://pim-kvc.soneparsea.com:3443/PictureServer/default.aspx/schneider-vcf2_image1.jpg?A3889C9397807479A2A1C7A8BAA5959DB4AAC672C89A9666AFAEC1A6B99C6162BAB5BB | https://pim-kvc.soneparsea.com:3443/PictureServer/default.aspx/schneider-VCF2.pdf?81788B76AEAA939CBEAABDA9B7A95D8A938B8673C29B96 | TESYS VARIO EMERGENCY STOP SWITCH DISCONNECTOR 40A | More foresight for better prevention. A range of safety control products which are simple to use and set up, with compact ergonomic products to meet requirements for starting or stopping motors. Applications: All machines requiring. DOL starting or stopping of motors load breaking of the machine control circuit | Number of auxiliary contacts as change-over contact | 0
| 53 | Automation and Control | Industrial Switch | Pendant Control Stations | HARMONY XAC EMPTY PENDANT CONTROL STATION 8 OPENINGS | 2010543 | XACA08 | SCHNEIDER ELECTRIC | 8300 | https://pim-kvc.soneparsea.com:3443/PictureServer/default.aspx/schneider-xaca08_image1.jpg?A3889C9397807479A2A1C7A8BAA5959DB4AAC672CA989395807DB3AEBF9897998173BEB5B9 | https://pim-kvc.soneparsea.com:3443/PictureServer/default.aspx/schneider-xaca08.pdf?81788B76AEAA939CBEAABDA9B7A95DACB1A8B5758A65A098B6 | HARMONY XAC EMPTY PENDANT CONTROL STATION XAC-A 8 VERTICAL OPENINGS | Enclosure comprising: The enclosure, internal mounting plate, protective cable sleeve, internal cable clamp, suspension ring, cable tie (for tightening sleeve onto cable). | Number of command positions | 8
| 53 | Automation and Control | Industrial Switch | Pendant Control Stations | HARMONY XAC EMPTY PENDANT CONTROL STATION 8 OPENINGS | 2010543 | XACA08 | SCHNEIDER ELECTRIC | 8300 | https://pim-kvc.soneparsea.com:3443/PictureServer/default.aspx/schneider-xaca08_image1.jpg?A3889C9397807479A2A1C7A8BAA5959DB4AAC672CA989395807DB3AEBF9897998173BEB5B9 | https://pim-kvc.soneparsea.com:3443/PictureServer/default.aspx/schneider-xaca08.pdf?81788B76AEAA939CBEAABDA9B7A95DACB1A8B5758A65A098B6 | HARMONY XAC EMPTY PENDANT CONTROL STATION XAC-A 8 VERTICAL OPENINGS | Enclosure comprising: The enclosure, internal mounting plate, protective cable sleeve, internal cable clamp, suspension ring, cable tie (for tightening sleeve onto cable). | Inner diameter opening | 26mm
| 53 | Automation and Control | Industrial Switch | Pendant Control Stations | HARMONY XAC EMPTY PENDANT CONTROL STATION 8 OPENINGS | 2010543 | XACA08 | SCHNEIDER ELECTRIC | 8300 | https://pim-kvc.soneparsea.com:3443/PictureServer/default.aspx/schneider-xaca08_image1.jpg?A3889C9397807479A2A1C7A8BAA5959DB4AAC672CA989395807DB3AEBF9897998173BEB5B9 | https://pim-kvc.soneparsea.com:3443/PictureServer/default.aspx/schneider-xaca08.pdf?81788B76AEAA939CBEAABDA9B7A95DACB1A8B5758A65A098B6 | HARMONY XAC EMPTY PENDANT CONTROL STATION XAC-A 8 VERTICAL OPENINGS | Enclosure comprising: The enclosure, internal mounting plate, protective cable sleeve, internal cable clamp, suspension ring, cable tie (for tightening sleeve onto cable). | Colour housing cover | Yellow
| 53 | Automation and Control | Industrial Switch | Pendant Control Stations | HARMONY XAC EMPTY PENDANT CONTROL STATION 8 OPENINGS | 2010543 | XACA08 | SCHNEIDER ELECTRIC | 8300 | https://pim-kvc.soneparsea.com:3443/PictureServer/default.aspx/schneider-xaca08_image1.jpg?A3889C9397807479A2A1C7A8BAA5959DB4AAC672CA989395807DB3AEBF9897998173BEB5B9 | https://pim-kvc.soneparsea.com:3443/PictureServer/default.aspx/schneider-xaca08.pdf?81788B76AEAA939CBEAABDA9B7A95DACB1A8B5758A65A098B6 | HARMONY XAC EMPTY PENDANT CONTROL STATION XAC-A 8 VERTICAL OPENINGS | Enclosure comprising: The enclosure, internal mounting plate, protective cable sleeve, internal cable clamp, suspension ring, cable tie (for tightening sleeve onto cable). | Suitable for main current circuit | no
| 53 | Automation and Control | Industrial Switch | Pendant Control Stations | HARMONY XAC EMPTY PENDANT CONTROL STATION 8 OPENINGS | 2010543 | XACA08 | SCHNEIDER ELECTRIC | 8300 | https://pim-kvc.soneparsea.com:3443/PictureServer/default.aspx/schneider-xaca08_image1.jpg?A3889C9397807479A2A1C7A8BAA5959DB4AAC672CA989395807DB3AEBF9897998173BEB5B9 | https://pim-kvc.soneparsea.com:3443/PictureServer/default.aspx/schneider-xaca08.pdf?81788B76AEAA939CBEAABDA9B7A95DACB1A8B5758A65A098B6 | HARMONY XAC EMPTY PENDANT CONTROL STATION XAC-A 8 VERTICAL OPENINGS | Enclosure comprising: The enclosure, internal mounting plate, protective cable sleeve, internal cable clamp, suspension ring, cable tie (for tightening sleeve onto cable). | Suitable for control current circuit | yes
| 53 | Automation and Control | Industrial Switch | Pendant Control Stations | HARMONY XAC EMPTY PENDANT CONTROL STATION 8 OPENINGS | 2010543 | XACA08 | SCHNEIDER ELECTRIC | 8300 | https://pim-kvc.soneparsea.com:3443/PictureServer/default.aspx/schneider-xaca08_image1.jpg?A3889C9397807479A2A1C7A8BAA5959DB4AAC672CA989395807DB3AEBF9897998173BEB5B9 | https://pim-kvc.soneparsea.com:3443/PictureServer/default.aspx/schneider-xaca08.pdf?81788B76AEAA939CBEAABDA9B7A95DACB1A8B5758A65A098B6 | HARMONY XAC EMPTY PENDANT CONTROL STATION XAC-A 8 VERTICAL OPENINGS | Enclosure comprising: The enclosure, internal mounting plate, protective cable sleeve, internal cable clamp, suspension ring, cable tie (for tightening sleeve onto cable). | Material housing | Plastic
| 53 | Automation and Control | Industrial Switch | Pendant Control Stations | HARMONY XAC EMPTY PENDANT CONTROL STATION 8 OPENINGS | 2010543 | XACA08 | SCHNEIDER ELECTRIC | 8300 | https://pim-kvc.soneparsea.com:3443/PictureServer/default.aspx/schneider-xaca08_image1.jpg?A3889C9397807479A2A1C7A8BAA5959DB4AAC672CA989395807DB3AEBF9897998173BEB5B9 | https://pim-kvc.soneparsea.com:3443/PictureServer/default.aspx/schneider-xaca08.pdf?81788B76AEAA939CBEAABDA9B7A95DACB1A8B5758A65A098B6 | HARMONY XAC EMPTY PENDANT CONTROL STATION XAC-A 8 VERTICAL OPENINGS | Enclosure comprising: The enclosure, internal mounting plate, protective cable sleeve, internal cable clamp, suspension ring, cable tie (for tightening sleeve onto cable). | Degree of protection (IP) | IP65
| 54 | Automation and Control | Industrial Switch | Pilot Lamps | HARMONY XB7 ROUND PILOT LIGHT INTEGRAL LED 230V GREEN | 2010587 | XB7EV03MP | SCHNEIDER ELECTRIC | 225 | https://pim-kvc.soneparsea.com:3443/PictureServer/default.aspx/schneider-xb7ev03mp_image1.jpg?A3889C9397807479A2A1C7A8BAA5959DB4AAC672CA996799C67587B2C29699A1B1ACB97680A1A09B | https://pim-kvc.soneparsea.com:3443/PictureServer/default.aspx/schneider-XB7-EV03MP.pdf?81788B76AEAA939CBEAABDA9B7A95D8C927C818AA8676381A073C4A9B8 | HARMONY XB7 ROUND PILOT LIGHT INTEGRAL LED Ø22 230V GREEN | This Schneider Electric Harmony XB7 plain lens monolithic green pilot light is supplied with 230Vac, uses an integral LED and screw clamp terminals. This single component pilot light provides clear visual feedback on the status of your machines. It is easily installed into standard 22 mm diameter cut-outs and connected with simple screw-clamp connections. It is clearly distinguishable visually at a distance due to clear colors and illumination via integral LED, enabling complex machine statuses to be read at a glance. It is impact resistant, dust proof, waterproof and vibration resistant thanks to its IP65, making it ideal for operation in harsh environments. | Number of indicator lights | 1
| 54 | Automation and Control | Industrial Switch | Pilot Lamps | HARMONY XB7 ROUND PILOT LIGHT INTEGRAL LED 230V GREEN | 2010587 | XB7EV03MP | SCHNEIDER ELECTRIC | 225 | https://pim-kvc.soneparsea.com:3443/PictureServer/default.aspx/schneider-xb7ev03mp_image1.jpg?A3889C9397807479A2A1C7A8BAA5959DB4AAC672CA996799C67587B2C29699A1B1ACB97680A1A09B | https://pim-kvc.soneparsea.com:3443/PictureServer/default.aspx/schneider-XB7-EV03MP.pdf?81788B76AEAA939CBEAABDA9B7A95D8C927C818AA8676381A073C4A9B8 | HARMONY XB7 ROUND PILOT LIGHT INTEGRAL LED Ø22 230V GREEN | This Schneider Electric Harmony XB7 plain lens monolithic green pilot light is supplied with 230Vac, uses an integral LED and screw clamp terminals. This single component pilot light provides clear visual feedback on the status of your machines. It is easily installed into standard 22 mm diameter cut-outs and connected with simple screw-clamp connections. It is clearly distinguishable visually at a distance due to clear colors and illumination via integral LED, enabling complex machine statuses to be read at a glance. It is impact resistant, dust proof, waterproof and vibration resistant thanks to its IP65, making it ideal for operation in harsh environments. | Colour lens | Green
| 54 | Automation and Control | Industrial Switch | Pilot Lamps | HARMONY XB7 ROUND PILOT LIGHT INTEGRAL LED 230V GREEN | 2010587 | XB7EV03MP | SCHNEIDER ELECTRIC | 225 | https://pim-kvc.soneparsea.com:3443/PictureServer/default.aspx/schneider-xb7ev03mp_image1.jpg?A3889C9397807479A2A1C7A8BAA5959DB4AAC672CA996799C67587B2C29699A1B1ACB97680A1A09B | https://pim-kvc.soneparsea.com:3443/PictureServer/default.aspx/schneider-XB7-EV03MP.pdf?81788B76AEAA939CBEAABDA9B7A95D8C927C818AA8676381A073C4A9B8 | HARMONY XB7 ROUND PILOT LIGHT INTEGRAL LED Ø22 230V GREEN | This Schneider Electric Harmony XB7 plain lens monolithic green pilot light is supplied with 230Vac, uses an integral LED and screw clamp terminals. This single component pilot light provides clear visual feedback on the status of your machines. It is easily installed into standard 22 mm diameter cut-outs and connected with simple screw-clamp connections. It is clearly distinguishable visually at a distance due to clear colors and illumination via integral LED, enabling complex machine statuses to be read at a glance. It is impact resistant, dust proof, waterproof and vibration resistant thanks to its IP65, making it ideal for operation in harsh environments. | Type of lamp socket | LED
| 54 | Automation and Control | Industrial Switch | Pilot Lamps | HARMONY XB7 ROUND PILOT LIGHT INTEGRAL LED 230V GREEN | 2010587 | XB7EV03MP | SCHNEIDER ELECTRIC | 225 | https://pim-kvc.soneparsea.com:3443/PictureServer/default.aspx/schneider-xb7ev03mp_image1.jpg?A3889C9397807479A2A1C7A8BAA5959DB4AAC672CA996799C67587B2C29699A1B1ACB97680A1A09B | https://pim-kvc.soneparsea.com:3443/PictureServer/default.aspx/schneider-XB7-EV03MP.pdf?81788B76AEAA939CBEAABDA9B7A95D8C927C818AA8676381A073C4A9B8 | HARMONY XB7 ROUND PILOT LIGHT INTEGRAL LED Ø22 230V GREEN | This Schneider Electric Harmony XB7 plain lens monolithic green pilot light is supplied with 230Vac, uses an integral LED and screw clamp terminals. This single component pilot light provides clear visual feedback on the status of your machines. It is easily installed into standard 22 mm diameter cut-outs and connected with simple screw-clamp connections. It is clearly distinguishable visually at a distance due to clear colors and illumination via integral LED, enabling complex machine statuses to be read at a glance. It is impact resistant, dust proof, waterproof and vibration resistant thanks to its IP65, making it ideal for operation in harsh environments. | With light source | yes
| 54 | Automation and Control | Industrial Switch | Pilot Lamps | HARMONY XB7 ROUND PILOT LIGHT INTEGRAL LED 230V GREEN | 2010587 | XB7EV03MP | SCHNEIDER ELECTRIC | 225 | https://pim-kvc.soneparsea.com:3443/PictureServer/default.aspx/schneider-xb7ev03mp_image1.jpg?A3889C9397807479A2A1C7A8BAA5959DB4AAC672CA996799C67587B2C29699A1B1ACB97680A1A09B | https://pim-kvc.soneparsea.com:3443/PictureServer/default.aspx/schneider-XB7-EV03MP.pdf?81788B76AEAA939CBEAABDA9B7A95D8C927C818AA8676381A073C4A9B8 | HARMONY XB7 ROUND PILOT LIGHT INTEGRAL LED Ø22 230V GREEN | This Schneider Electric Harmony XB7 plain lens monolithic green pilot light is supplied with 230Vac, uses an integral LED and screw clamp terminals. This single component pilot light provides clear visual feedback on the status of your machines. It is easily installed into standard 22 mm diameter cut-outs and connected with simple screw-clamp connections. It is clearly distinguishable visually at a distance due to clear colors and illumination via integral LED, enabling complex machine statuses to be read at a glance. It is impact resistant, dust proof, waterproof and vibration resistant thanks to its IP65, making it ideal for operation in harsh environments. | Rated operating voltage Ue | 230...230V
| 54 | Automation and Control | Industrial Switch | Pilot Lamps | HARMONY XB7 ROUND PILOT LIGHT INTEGRAL LED 230V GREEN | 2010587 | XB7EV03MP | SCHNEIDER ELECTRIC | 225 | https://pim-kvc.soneparsea.com:3443/PictureServer/default.aspx/schneider-xb7ev03mp_image1.jpg?A3889C9397807479A2A1C7A8BAA5959DB4AAC672CA996799C67587B2C29699A1B1ACB97680A1A09B | https://pim-kvc.soneparsea.com:3443/PictureServer/default.aspx/schneider-XB7-EV03MP.pdf?81788B76AEAA939CBEAABDA9B7A95D8C927C818AA8676381A073C4A9B8 | HARMONY XB7 ROUND PILOT LIGHT INTEGRAL LED Ø22 230V GREEN | This Schneider Electric Harmony XB7 plain lens monolithic green pilot light is supplied with 230Vac, uses an integral LED and screw clamp terminals. This single component pilot light provides clear visual feedback on the status of your machines. It is easily installed into standard 22 mm diameter cut-outs and connected with simple screw-clamp connections. It is clearly distinguishable visually at a distance due to clear colors and illumination via integral LED, enabling complex machine statuses to be read at a glance. It is impact resistant, dust proof, waterproof and vibration resistant thanks to its IP65, making it ideal for operation in harsh environments. | Voltage type | AC
| 54 | Automation and Control | Industrial Switch | Pilot Lamps | HARMONY XB7 ROUND PILOT LIGHT INTEGRAL LED 230V GREEN | 2010587 | XB7EV03MP | SCHNEIDER ELECTRIC | 225 | https://pim-kvc.soneparsea.com:3443/PictureServer/default.aspx/schneider-xb7ev03mp_image1.jpg?A3889C9397807479A2A1C7A8BAA5959DB4AAC672CA996799C67587B2C29699A1B1ACB97680A1A09B | https://pim-kvc.soneparsea.com:3443/PictureServer/default.aspx/schneider-XB7-EV03MP.pdf?81788B76AEAA939CBEAABDA9B7A95D8C927C818AA8676381A073C4A9B8 | HARMONY XB7 ROUND PILOT LIGHT INTEGRAL LED Ø22 230V GREEN | This Schneider Electric Harmony XB7 plain lens monolithic green pilot light is supplied with 230Vac, uses an integral LED and screw clamp terminals. This single component pilot light provides clear visual feedback on the status of your machines. It is easily installed into standard 22 mm diameter cut-outs and connected with simple screw-clamp connections. It is clearly distinguishable visually at a distance due to clear colors and illumination via integral LED, enabling complex machine statuses to be read at a glance. It is impact resistant, dust proof, waterproof and vibration resistant thanks to its IP65, making it ideal for operation in harsh environments. | Type of electric connection | Screw connection
| 54 | Automation and Control | Industrial Switch | Pilot Lamps | HARMONY XB7 ROUND PILOT LIGHT INTEGRAL LED 230V GREEN | 2010587 | XB7EV03MP | SCHNEIDER ELECTRIC | 225 | https://pim-kvc.soneparsea.com:3443/PictureServer/default.aspx/schneider-xb7ev03mp_image1.jpg?A3889C9397807479A2A1C7A8BAA5959DB4AAC672CA996799C67587B2C29699A1B1ACB97680A1A09B | https://pim-kvc.soneparsea.com:3443/PictureServer/default.aspx/schneider-XB7-EV03MP.pdf?81788B76AEAA939CBEAABDA9B7A95D8C927C818AA8676381A073C4A9B8 | HARMONY XB7 ROUND PILOT LIGHT INTEGRAL LED Ø22 230V GREEN | This Schneider Electric Harmony XB7 plain lens monolithic green pilot light is supplied with 230Vac, uses an integral LED and screw clamp terminals. This single component pilot light provides clear visual feedback on the status of your machines. It is easily installed into standard 22 mm diameter cut-outs and connected with simple screw-clamp connections. It is clearly distinguishable visually at a distance due to clear colors and illumination via integral LED, enabling complex machine statuses to be read at a glance. It is impact resistant, dust proof, waterproof and vibration resistant thanks to its IP65, making it ideal for operation in harsh environments. | Construction type lens | Round
| 54 | Automation and Control | Industrial Switch | Pilot Lamps | HARMONY XB7 ROUND PILOT LIGHT INTEGRAL LED 230V GREEN | 2010587 | XB7EV03MP | SCHNEIDER ELECTRIC | 225 | https://pim-kvc.soneparsea.com:3443/PictureServer/default.aspx/schneider-xb7ev03mp_image1.jpg?A3889C9397807479A2A1C7A8BAA5959DB4AAC672CA996799C67587B2C29699A1B1ACB97680A1A09B | https://pim-kvc.soneparsea.com:3443/PictureServer/default.aspx/schneider-XB7-EV03MP.pdf?81788B76AEAA939CBEAABDA9B7A95D8C927C818AA8676381A073C4A9B8 | HARMONY XB7 ROUND PILOT LIGHT INTEGRAL LED Ø22 230V GREEN | This Schneider Electric Harmony XB7 plain lens monolithic green pilot light is supplied with 230Vac, uses an integral LED and screw clamp terminals. This single component pilot light provides clear visual feedback on the status of your machines. It is easily installed into standard 22 mm diameter cut-outs and connected with simple screw-clamp connections. It is clearly distinguishable visually at a distance due to clear colors and illumination via integral LED, enabling complex machine statuses to be read at a glance. It is impact resistant, dust proof, waterproof and vibration resistant thanks to its IP65, making it ideal for operation in harsh environments. | Type of lens | Flat
| 54 | Automation and Control | Industrial Switch | Pilot Lamps | HARMONY XB7 ROUND PILOT LIGHT INTEGRAL LED 230V GREEN | 2010587 | XB7EV03MP | SCHNEIDER ELECTRIC | 225 | https://pim-kvc.soneparsea.com:3443/PictureServer/default.aspx/schneider-xb7ev03mp_image1.jpg?A3889C9397807479A2A1C7A8BAA5959DB4AAC672CA996799C67587B2C29699A1B1ACB97680A1A09B | https://pim-kvc.soneparsea.com:3443/PictureServer/default.aspx/schneider-XB7-EV03MP.pdf?81788B76AEAA939CBEAABDA9B7A95D8C927C818AA8676381A073C4A9B8 | HARMONY XB7 ROUND PILOT LIGHT INTEGRAL LED Ø22 230V GREEN | This Schneider Electric Harmony XB7 plain lens monolithic green pilot light is supplied with 230Vac, uses an integral LED and screw clamp terminals. This single component pilot light provides clear visual feedback on the status of your machines. It is easily installed into standard 22 mm diameter cut-outs and connected with simple screw-clamp connections. It is clearly distinguishable visually at a distance due to clear colors and illumination via integral LED, enabling complex machine statuses to be read at a glance. It is impact resistant, dust proof, waterproof and vibration resistant thanks to its IP65, making it ideal for operation in harsh environments. | Hole diameter | 22.5mm
| 54 | Automation and Control | Industrial Switch | Pilot Lamps | HARMONY XB7 ROUND PILOT LIGHT INTEGRAL LED 230V GREEN | 2010587 | XB7EV03MP | SCHNEIDER ELECTRIC | 225 | https://pim-kvc.soneparsea.com:3443/PictureServer/default.aspx/schneider-xb7ev03mp_image1.jpg?A3889C9397807479A2A1C7A8BAA5959DB4AAC672CA996799C67587B2C29699A1B1ACB97680A1A09B | https://pim-kvc.soneparsea.com:3443/PictureServer/default.aspx/schneider-XB7-EV03MP.pdf?81788B76AEAA939CBEAABDA9B7A95D8C927C818AA8676381A073C4A9B8 | HARMONY XB7 ROUND PILOT LIGHT INTEGRAL LED Ø22 230V GREEN | This Schneider Electric Harmony XB7 plain lens monolithic green pilot light is supplied with 230Vac, uses an integral LED and screw clamp terminals. This single component pilot light provides clear visual feedback on the status of your machines. It is easily installed into standard 22 mm diameter cut-outs and connected with simple screw-clamp connections. It is clearly distinguishable visually at a distance due to clear colors and illumination via integral LED, enabling complex machine statuses to be read at a glance. It is impact resistant, dust proof, waterproof and vibration resistant thanks to its IP65, making it ideal for operation in harsh environments. | Width opening | 0mm
| 54 | Automation and Control | Industrial Switch | Pilot Lamps | HARMONY XB7 ROUND PILOT LIGHT INTEGRAL LED 230V GREEN | 2010587 | XB7EV03MP | SCHNEIDER ELECTRIC | 225 | https://pim-kvc.soneparsea.com:3443/PictureServer/default.aspx/schneider-xb7ev03mp_image1.jpg?A3889C9397807479A2A1C7A8BAA5959DB4AAC672CA996799C67587B2C29699A1B1ACB97680A1A09B | https://pim-kvc.soneparsea.com:3443/PictureServer/default.aspx/schneider-XB7-EV03MP.pdf?81788B76AEAA939CBEAABDA9B7A95D8C927C818AA8676381A073C4A9B8 | HARMONY XB7 ROUND PILOT LIGHT INTEGRAL LED Ø22 230V GREEN | This Schneider Electric Harmony XB7 plain lens monolithic green pilot light is supplied with 230Vac, uses an integral LED and screw clamp terminals. This single component pilot light provides clear visual feedback on the status of your machines. It is easily installed into standard 22 mm diameter cut-outs and connected with simple screw-clamp connections. It is clearly distinguishable visually at a distance due to clear colors and illumination via integral LED, enabling complex machine statuses to be read at a glance. It is impact resistant, dust proof, waterproof and vibration resistant thanks to its IP65, making it ideal for operation in harsh environments. | Height opening | 0mm
| 54 | Automation and Control | Industrial Switch | Pilot Lamps | HARMONY XB7 ROUND PILOT LIGHT INTEGRAL LED 230V GREEN | 2010587 | XB7EV03MP | SCHNEIDER ELECTRIC | 225 | https://pim-kvc.soneparsea.com:3443/PictureServer/default.aspx/schneider-xb7ev03mp_image1.jpg?A3889C9397807479A2A1C7A8BAA5959DB4AAC672CA996799C67587B2C29699A1B1ACB97680A1A09B | https://pim-kvc.soneparsea.com:3443/PictureServer/default.aspx/schneider-XB7-EV03MP.pdf?81788B76AEAA939CBEAABDA9B7A95D8C927C818AA8676381A073C4A9B8 | HARMONY XB7 ROUND PILOT LIGHT INTEGRAL LED Ø22 230V GREEN | This Schneider Electric Harmony XB7 plain lens monolithic green pilot light is supplied with 230Vac, uses an integral LED and screw clamp terminals. This single component pilot light provides clear visual feedback on the status of your machines. It is easily installed into standard 22 mm diameter cut-outs and connected with simple screw-clamp connections. It is clearly distinguishable visually at a distance due to clear colors and illumination via integral LED, enabling complex machine statuses to be read at a glance. It is impact resistant, dust proof, waterproof and vibration resistant thanks to its IP65, making it ideal for operation in harsh environments. | With front ring | no
| 54 | Automation and Control | Industrial Switch | Pilot Lamps | HARMONY XB7 ROUND PILOT LIGHT INTEGRAL LED 230V GREEN | 2010587 | XB7EV03MP | SCHNEIDER ELECTRIC | 225 | https://pim-kvc.soneparsea.com:3443/PictureServer/default.aspx/schneider-xb7ev03mp_image1.jpg?A3889C9397807479A2A1C7A8BAA5959DB4AAC672CA996799C67587B2C29699A1B1ACB97680A1A09B | https://pim-kvc.soneparsea.com:3443/PictureServer/default.aspx/schneider-XB7-EV03MP.pdf?81788B76AEAA939CBEAABDA9B7A95D8C927C818AA8676381A073C4A9B8 | HARMONY XB7 ROUND PILOT LIGHT INTEGRAL LED Ø22 230V GREEN | This Schneider Electric Harmony XB7 plain lens monolithic green pilot light is supplied with 230Vac, uses an integral LED and screw clamp terminals. This single component pilot light provides clear visual feedback on the status of your machines. It is easily installed into standard 22 mm diameter cut-outs and connected with simple screw-clamp connections. It is clearly distinguishable visually at a distance due to clear colors and illumination via integral LED, enabling complex machine statuses to be read at a glance. It is impact resistant, dust proof, waterproof and vibration resistant thanks to its IP65, making it ideal for operation in harsh environments. | Material front ring | Other
| 54 | Automation and Control | Industrial Switch | Pilot Lamps | HARMONY XB7 ROUND PILOT LIGHT INTEGRAL LED 230V GREEN | 2010587 | XB7EV03MP | SCHNEIDER ELECTRIC | 225 | https://pim-kvc.soneparsea.com:3443/PictureServer/default.aspx/schneider-xb7ev03mp_image1.jpg?A3889C9397807479A2A1C7A8BAA5959DB4AAC672CA996799C67587B2C29699A1B1ACB97680A1A09B | https://pim-kvc.soneparsea.com:3443/PictureServer/default.aspx/schneider-XB7-EV03MP.pdf?81788B76AEAA939CBEAABDA9B7A95D8C927C818AA8676381A073C4A9B8 | HARMONY XB7 ROUND PILOT LIGHT INTEGRAL LED Ø22 230V GREEN | This Schneider Electric Harmony XB7 plain lens monolithic green pilot light is supplied with 230Vac, uses an integral LED and screw clamp terminals. This single component pilot light provides clear visual feedback on the status of your machines. It is easily installed into standard 22 mm diameter cut-outs and connected with simple screw-clamp connections. It is clearly distinguishable visually at a distance due to clear colors and illumination via integral LED, enabling complex machine statuses to be read at a glance. It is impact resistant, dust proof, waterproof and vibration resistant thanks to its IP65, making it ideal for operation in harsh environments. | Colour front ring | Other
| 54 | Automation and Control | Industrial Switch | Pilot Lamps | HARMONY XB7 ROUND PILOT LIGHT INTEGRAL LED 230V GREEN | 2010587 | XB7EV03MP | SCHNEIDER ELECTRIC | 225 | https://pim-kvc.soneparsea.com:3443/PictureServer/default.aspx/schneider-xb7ev03mp_image1.jpg?A3889C9397807479A2A1C7A8BAA5959DB4AAC672CA996799C67587B2C29699A1B1ACB97680A1A09B | https://pim-kvc.soneparsea.com:3443/PictureServer/default.aspx/schneider-XB7-EV03MP.pdf?81788B76AEAA939CBEAABDA9B7A95D8C927C818AA8676381A073C4A9B8 | HARMONY XB7 ROUND PILOT LIGHT INTEGRAL LED Ø22 230V GREEN | This Schneider Electric Harmony XB7 plain lens monolithic green pilot light is supplied with 230Vac, uses an integral LED and screw clamp terminals. This single component pilot light provides clear visual feedback on the status of your machines. It is easily installed into standard 22 mm diameter cut-outs and connected with simple screw-clamp connections. It is clearly distinguishable visually at a distance due to clear colors and illumination via integral LED, enabling complex machine statuses to be read at a glance. It is impact resistant, dust proof, waterproof and vibration resistant thanks to its IP65, making it ideal for operation in harsh environments. | Degree of protection (IP) | IP54
| 55 | Automation and Control | Industrial Switch | Pilot Lamps | HARMONY XB7 ROUND PILOT LIGHT INTEGRAL LED 240V BLUE | 2010588 | XB7EV06MP | SCHNEIDER ELECTRIC | 225 | https://pim-kvc.soneparsea.com:3443/PictureServer/default.aspx/schneider-xb7ev06mp_image1.jpg?A3889C9397807479A2A1C7A8BAA5959DB4AAC672CA996799C6758AB2C29699A1B1ACB97680A1A09B | https://pim-kvc.soneparsea.com:3443/PictureServer/default.aspx/schneider-XB7-EV06MP.pdf?81788B76AEAA939CBEAABDA9B7A95D8C927C818AA8676681A073C4A9B8 | HARMONY XB7 ROUND PILOT LIGHT INTEGRAL LED Ø22 240V BLUE | This Schneider Electric Harmony XB7 plain lens monolithic blue pilot light is supplied with 230Vac, uses an integral LED and screw clamp terminals. This single component pilot light provides clear visual feedback on the status of your machines. It is easily installed into standard 22 mm diameter cut-outs and connected with simple screw-clamp connections. It is clearly distinguishable visually at a distance due to clear colors and illumination via integral LED, enabling complex machine statuses to be read at a glance. It is impact resistant, dust proof, waterproof and vibration resistant thanks to its IP65, making it ideal for operation in harsh environments. | Number of indicator lights | 1
| 55 | Automation and Control | Industrial Switch | Pilot Lamps | HARMONY XB7 ROUND PILOT LIGHT INTEGRAL LED 240V BLUE | 2010588 | XB7EV06MP | SCHNEIDER ELECTRIC | 225 | https://pim-kvc.soneparsea.com:3443/PictureServer/default.aspx/schneider-xb7ev06mp_image1.jpg?A3889C9397807479A2A1C7A8BAA5959DB4AAC672CA996799C6758AB2C29699A1B1ACB97680A1A09B | https://pim-kvc.soneparsea.com:3443/PictureServer/default.aspx/schneider-XB7-EV06MP.pdf?81788B76AEAA939CBEAABDA9B7A95D8C927C818AA8676681A073C4A9B8 | HARMONY XB7 ROUND PILOT LIGHT INTEGRAL LED Ø22 240V BLUE | This Schneider Electric Harmony XB7 plain lens monolithic blue pilot light is supplied with 230Vac, uses an integral LED and screw clamp terminals. This single component pilot light provides clear visual feedback on the status of your machines. It is easily installed into standard 22 mm diameter cut-outs and connected with simple screw-clamp connections. It is clearly distinguishable visually at a distance due to clear colors and illumination via integral LED, enabling complex machine statuses to be read at a glance. It is impact resistant, dust proof, waterproof and vibration resistant thanks to its IP65, making it ideal for operation in harsh environments. | Colour lens | Blue
| 55 | Automation and Control | Industrial Switch | Pilot Lamps | HARMONY XB7 ROUND PILOT LIGHT INTEGRAL LED 240V BLUE | 2010588 | XB7EV06MP | SCHNEIDER ELECTRIC | 225 | https://pim-kvc.soneparsea.com:3443/PictureServer/default.aspx/schneider-xb7ev06mp_image1.jpg?A3889C9397807479A2A1C7A8BAA5959DB4AAC672CA996799C6758AB2C29699A1B1ACB97680A1A09B | https://pim-kvc.soneparsea.com:3443/PictureServer/default.aspx/schneider-XB7-EV06MP.pdf?81788B76AEAA939CBEAABDA9B7A95D8C927C818AA8676681A073C4A9B8 | HARMONY XB7 ROUND PILOT LIGHT INTEGRAL LED Ø22 240V BLUE | This Schneider Electric Harmony XB7 plain lens monolithic blue pilot light is supplied with 230Vac, uses an integral LED and screw clamp terminals. This single component pilot light provides clear visual feedback on the status of your machines. It is easily installed into standard 22 mm diameter cut-outs and connected with simple screw-clamp connections. It is clearly distinguishable visually at a distance due to clear colors and illumination via integral LED, enabling complex machine statuses to be read at a glance. It is impact resistant, dust proof, waterproof and vibration resistant thanks to its IP65, making it ideal for operation in harsh environments. | Type of lamp socket | LED
| 55 | Automation and Control | Industrial Switch | Pilot Lamps | HARMONY XB7 ROUND PILOT LIGHT INTEGRAL LED 240V BLUE | 2010588 | XB7EV06MP | SCHNEIDER ELECTRIC | 225 | https://pim-kvc.soneparsea.com:3443/PictureServer/default.aspx/schneider-xb7ev06mp_image1.jpg?A3889C9397807479A2A1C7A8BAA5959DB4AAC672CA996799C6758AB2C29699A1B1ACB97680A1A09B | https://pim-kvc.soneparsea.com:3443/PictureServer/default.aspx/schneider-XB7-EV06MP.pdf?81788B76AEAA939CBEAABDA9B7A95D8C927C818AA8676681A073C4A9B8 | HARMONY XB7 ROUND PILOT LIGHT INTEGRAL LED Ø22 240V BLUE | This Schneider Electric Harmony XB7 plain lens monolithic blue pilot light is supplied with 230Vac, uses an integral LED and screw clamp terminals. This single component pilot light provides clear visual feedback on the status of your machines. It is easily installed into standard 22 mm diameter cut-outs and connected with simple screw-clamp connections. It is clearly distinguishable visually at a distance due to clear colors and illumination via integral LED, enabling complex machine statuses to be read at a glance. It is impact resistant, dust proof, waterproof and vibration resistant thanks to its IP65, making it ideal for operation in harsh environments. | With light source | yes
| 55 | Automation and Control | Industrial Switch | Pilot Lamps | HARMONY XB7 ROUND PILOT LIGHT INTEGRAL LED 240V BLUE | 2010588 | XB7EV06MP | SCHNEIDER ELECTRIC | 225 | https://pim-kvc.soneparsea.com:3443/PictureServer/default.aspx/schneider-xb7ev06mp_image1.jpg?A3889C9397807479A2A1C7A8BAA5959DB4AAC672CA996799C6758AB2C29699A1B1ACB97680A1A09B | https://pim-kvc.soneparsea.com:3443/PictureServer/default.aspx/schneider-XB7-EV06MP.pdf?81788B76AEAA939CBEAABDA9B7A95D8C927C818AA8676681A073C4A9B8 | HARMONY XB7 ROUND PILOT LIGHT INTEGRAL LED Ø22 240V BLUE | This Schneider Electric Harmony XB7 plain lens monolithic blue pilot light is supplied with 230Vac, uses an integral LED and screw clamp terminals. This single component pilot light provides clear visual feedback on the status of your machines. It is easily installed into standard 22 mm diameter cut-outs and connected with simple screw-clamp connections. It is clearly distinguishable visually at a distance due to clear colors and illumination via integral LED, enabling complex machine statuses to be read at a glance. It is impact resistant, dust proof, waterproof and vibration resistant thanks to its IP65, making it ideal for operation in harsh environments. | Rated operating voltage Ue | 230...240V
| 55 | Automation and Control | Industrial Switch | Pilot Lamps | HARMONY XB7 ROUND PILOT LIGHT INTEGRAL LED 240V BLUE | 2010588 | XB7EV06MP | SCHNEIDER ELECTRIC | 225 | https://pim-kvc.soneparsea.com:3443/PictureServer/default.aspx/schneider-xb7ev06mp_image1.jpg?A3889C9397807479A2A1C7A8BAA5959DB4AAC672CA996799C6758AB2C29699A1B1ACB97680A1A09B | https://pim-kvc.soneparsea.com:3443/PictureServer/default.aspx/schneider-XB7-EV06MP.pdf?81788B76AEAA939CBEAABDA9B7A95D8C927C818AA8676681A073C4A9B8 | HARMONY XB7 ROUND PILOT LIGHT INTEGRAL LED Ø22 240V BLUE | This Schneider Electric Harmony XB7 plain lens monolithic blue pilot light is supplied with 230Vac, uses an integral LED and screw clamp terminals. This single component pilot light provides clear visual feedback on the status of your machines. It is easily installed into standard 22 mm diameter cut-outs and connected with simple screw-clamp connections. It is clearly distinguishable visually at a distance due to clear colors and illumination via integral LED, enabling complex machine statuses to be read at a glance. It is impact resistant, dust proof, waterproof and vibration resistant thanks to its IP65, making it ideal for operation in harsh environments. | Voltage type | AC
| 55 | Automation and Control | Industrial Switch | Pilot Lamps | HARMONY XB7 ROUND PILOT LIGHT INTEGRAL LED 240V BLUE | 2010588 | XB7EV06MP | SCHNEIDER ELECTRIC | 225 | https://pim-kvc.soneparsea.com:3443/PictureServer/default.aspx/schneider-xb7ev06mp_image1.jpg?A3889C9397807479A2A1C7A8BAA5959DB4AAC672CA996799C6758AB2C29699A1B1ACB97680A1A09B | https://pim-kvc.soneparsea.com:3443/PictureServer/default.aspx/schneider-XB7-EV06MP.pdf?81788B76AEAA939CBEAABDA9B7A95D8C927C818AA8676681A073C4A9B8 | HARMONY XB7 ROUND PILOT LIGHT INTEGRAL LED Ø22 240V BLUE | This Schneider Electric Harmony XB7 plain lens monolithic blue pilot light is supplied with 230Vac, uses an integral LED and screw clamp terminals. This single component pilot light provides clear visual feedback on the status of your machines. It is easily installed into standard 22 mm diameter cut-outs and connected with simple screw-clamp connections. It is clearly distinguishable visually at a distance due to clear colors and illumination via integral LED, enabling complex machine statuses to be read at a glance. It is impact resistant, dust proof, waterproof and vibration resistant thanks to its IP65, making it ideal for operation in harsh environments. | Type of electric connection | Screw connection
| 55 | Automation and Control | Industrial Switch | Pilot Lamps | HARMONY XB7 ROUND PILOT LIGHT INTEGRAL LED 240V BLUE | 2010588 | XB7EV06MP | SCHNEIDER ELECTRIC | 225 | https://pim-kvc.soneparsea.com:3443/PictureServer/default.aspx/schneider-xb7ev06mp_image1.jpg?A3889C9397807479A2A1C7A8BAA5959DB4AAC672CA996799C6758AB2C29699A1B1ACB97680A1A09B | https://pim-kvc.soneparsea.com:3443/PictureServer/default.aspx/schneider-XB7-EV06MP.pdf?81788B76AEAA939CBEAABDA9B7A95D8C927C818AA8676681A073C4A9B8 | HARMONY XB7 ROUND PILOT LIGHT INTEGRAL LED Ø22 240V BLUE | This Schneider Electric Harmony XB7 plain lens monolithic blue pilot light is supplied with 230Vac, uses an integral LED and screw clamp terminals. This single component pilot light provides clear visual feedback on the status of your machines. It is easily installed into standard 22 mm diameter cut-outs and connected with simple screw-clamp connections. It is clearly distinguishable visually at a distance due to clear colors and illumination via integral LED, enabling complex machine statuses to be read at a glance. It is impact resistant, dust proof, waterproof and vibration resistant thanks to its IP65, making it ideal for operation in harsh environments. | Construction type lens | Round
| 55 | Automation and Control | Industrial Switch | Pilot Lamps | HARMONY XB7 ROUND PILOT LIGHT INTEGRAL LED 240V BLUE | 2010588 | XB7EV06MP | SCHNEIDER ELECTRIC | 225 | https://pim-kvc.soneparsea.com:3443/PictureServer/default.aspx/schneider-xb7ev06mp_image1.jpg?A3889C9397807479A2A1C7A8BAA5959DB4AAC672CA996799C6758AB2C29699A1B1ACB97680A1A09B | https://pim-kvc.soneparsea.com:3443/PictureServer/default.aspx/schneider-XB7-EV06MP.pdf?81788B76AEAA939CBEAABDA9B7A95D8C927C818AA8676681A073C4A9B8 | HARMONY XB7 ROUND PILOT LIGHT INTEGRAL LED Ø22 240V BLUE | This Schneider Electric Harmony XB7 plain lens monolithic blue pilot light is supplied with 230Vac, uses an integral LED and screw clamp terminals. This single component pilot light provides clear visual feedback on the status of your machines. It is easily installed into standard 22 mm diameter cut-outs and connected with simple screw-clamp connections. It is clearly distinguishable visually at a distance due to clear colors and illumination via integral LED, enabling complex machine statuses to be read at a glance. It is impact resistant, dust proof, waterproof and vibration resistant thanks to its IP65, making it ideal for operation in harsh environments. | Type of lens | High
| 55 | Automation and Control | Industrial Switch | Pilot Lamps | HARMONY XB7 ROUND PILOT LIGHT INTEGRAL LED 240V BLUE | 2010588 | XB7EV06MP | SCHNEIDER ELECTRIC | 225 | https://pim-kvc.soneparsea.com:3443/PictureServer/default.aspx/schneider-xb7ev06mp_image1.jpg?A3889C9397807479A2A1C7A8BAA5959DB4AAC672CA996799C6758AB2C29699A1B1ACB97680A1A09B | https://pim-kvc.soneparsea.com:3443/PictureServer/default.aspx/schneider-XB7-EV06MP.pdf?81788B76AEAA939CBEAABDA9B7A95D8C927C818AA8676681A073C4A9B8 | HARMONY XB7 ROUND PILOT LIGHT INTEGRAL LED Ø22 240V BLUE | This Schneider Electric Harmony XB7 plain lens monolithic blue pilot light is supplied with 230Vac, uses an integral LED and screw clamp terminals. This single component pilot light provides clear visual feedback on the status of your machines. It is easily installed into standard 22 mm diameter cut-outs and connected with simple screw-clamp connections. It is clearly distinguishable visually at a distance due to clear colors and illumination via integral LED, enabling complex machine statuses to be read at a glance. It is impact resistant, dust proof, waterproof and vibration resistant thanks to its IP65, making it ideal for operation in harsh environments. | Hole diameter | 22mm
| 55 | Automation and Control | Industrial Switch | Pilot Lamps | HARMONY XB7 ROUND PILOT LIGHT INTEGRAL LED 240V BLUE | 2010588 | XB7EV06MP | SCHNEIDER ELECTRIC | 225 | https://pim-kvc.soneparsea.com:3443/PictureServer/default.aspx/schneider-xb7ev06mp_image1.jpg?A3889C9397807479A2A1C7A8BAA5959DB4AAC672CA996799C6758AB2C29699A1B1ACB97680A1A09B | https://pim-kvc.soneparsea.com:3443/PictureServer/default.aspx/schneider-XB7-EV06MP.pdf?81788B76AEAA939CBEAABDA9B7A95D8C927C818AA8676681A073C4A9B8 | HARMONY XB7 ROUND PILOT LIGHT INTEGRAL LED Ø22 240V BLUE | This Schneider Electric Harmony XB7 plain lens monolithic blue pilot light is supplied with 230Vac, uses an integral LED and screw clamp terminals. This single component pilot light provides clear visual feedback on the status of your machines. It is easily installed into standard 22 mm diameter cut-outs and connected with simple screw-clamp connections. It is clearly distinguishable visually at a distance due to clear colors and illumination via integral LED, enabling complex machine statuses to be read at a glance. It is impact resistant, dust proof, waterproof and vibration resistant thanks to its IP65, making it ideal for operation in harsh environments. | Width opening | 0mm
| 55 | Automation and Control | Industrial Switch | Pilot Lamps | HARMONY XB7 ROUND PILOT LIGHT INTEGRAL LED 240V BLUE | 2010588 | XB7EV06MP | SCHNEIDER ELECTRIC | 225 | https://pim-kvc.soneparsea.com:3443/PictureServer/default.aspx/schneider-xb7ev06mp_image1.jpg?A3889C9397807479A2A1C7A8BAA5959DB4AAC672CA996799C6758AB2C29699A1B1ACB97680A1A09B | https://pim-kvc.soneparsea.com:3443/PictureServer/default.aspx/schneider-XB7-EV06MP.pdf?81788B76AEAA939CBEAABDA9B7A95D8C927C818AA8676681A073C4A9B8 | HARMONY XB7 ROUND PILOT LIGHT INTEGRAL LED Ø22 240V BLUE | This Schneider Electric Harmony XB7 plain lens monolithic blue pilot light is supplied with 230Vac, uses an integral LED and screw clamp terminals. This single component pilot light provides clear visual feedback on the status of your machines. It is easily installed into standard 22 mm diameter cut-outs and connected with simple screw-clamp connections. It is clearly distinguishable visually at a distance due to clear colors and illumination via integral LED, enabling complex machine statuses to be read at a glance. It is impact resistant, dust proof, waterproof and vibration resistant thanks to its IP65, making it ideal for operation in harsh environments. | Height opening | 0mm
| 55 | Automation and Control | Industrial Switch | Pilot Lamps | HARMONY XB7 ROUND PILOT LIGHT INTEGRAL LED 240V BLUE | 2010588 | XB7EV06MP | SCHNEIDER ELECTRIC | 225 | https://pim-kvc.soneparsea.com:3443/PictureServer/default.aspx/schneider-xb7ev06mp_image1.jpg?A3889C9397807479A2A1C7A8BAA5959DB4AAC672CA996799C6758AB2C29699A1B1ACB97680A1A09B | https://pim-kvc.soneparsea.com:3443/PictureServer/default.aspx/schneider-XB7-EV06MP.pdf?81788B76AEAA939CBEAABDA9B7A95D8C927C818AA8676681A073C4A9B8 | HARMONY XB7 ROUND PILOT LIGHT INTEGRAL LED Ø22 240V BLUE | This Schneider Electric Harmony XB7 plain lens monolithic blue pilot light is supplied with 230Vac, uses an integral LED and screw clamp terminals. This single component pilot light provides clear visual feedback on the status of your machines. It is easily installed into standard 22 mm diameter cut-outs and connected with simple screw-clamp connections. It is clearly distinguishable visually at a distance due to clear colors and illumination via integral LED, enabling complex machine statuses to be read at a glance. It is impact resistant, dust proof, waterproof and vibration resistant thanks to its IP65, making it ideal for operation in harsh environments. | With front ring | no
| 55 | Automation and Control | Industrial Switch | Pilot Lamps | HARMONY XB7 ROUND PILOT LIGHT INTEGRAL LED 240V BLUE | 2010588 | XB7EV06MP | SCHNEIDER ELECTRIC | 225 | https://pim-kvc.soneparsea.com:3443/PictureServer/default.aspx/schneider-xb7ev06mp_image1.jpg?A3889C9397807479A2A1C7A8BAA5959DB4AAC672CA996799C6758AB2C29699A1B1ACB97680A1A09B | https://pim-kvc.soneparsea.com:3443/PictureServer/default.aspx/schneider-XB7-EV06MP.pdf?81788B76AEAA939CBEAABDA9B7A95D8C927C818AA8676681A073C4A9B8 | HARMONY XB7 ROUND PILOT LIGHT INTEGRAL LED Ø22 240V BLUE | This Schneider Electric Harmony XB7 plain lens monolithic blue pilot light is supplied with 230Vac, uses an integral LED and screw clamp terminals. This single component pilot light provides clear visual feedback on the status of your machines. It is easily installed into standard 22 mm diameter cut-outs and connected with simple screw-clamp connections. It is clearly distinguishable visually at a distance due to clear colors and illumination via integral LED, enabling complex machine statuses to be read at a glance. It is impact resistant, dust proof, waterproof and vibration resistant thanks to its IP65, making it ideal for operation in harsh environments. | Material front ring | Other
| 55 | Automation and Control | Industrial Switch | Pilot Lamps | HARMONY XB7 ROUND PILOT LIGHT INTEGRAL LED 240V BLUE | 2010588 | XB7EV06MP | SCHNEIDER ELECTRIC | 225 | https://pim-kvc.soneparsea.com:3443/PictureServer/default.aspx/schneider-xb7ev06mp_image1.jpg?A3889C9397807479A2A1C7A8BAA5959DB4AAC672CA996799C6758AB2C29699A1B1ACB97680A1A09B | https://pim-kvc.soneparsea.com:3443/PictureServer/default.aspx/schneider-XB7-EV06MP.pdf?81788B76AEAA939CBEAABDA9B7A95D8C927C818AA8676681A073C4A9B8 | HARMONY XB7 ROUND PILOT LIGHT INTEGRAL LED Ø22 240V BLUE | This Schneider Electric Harmony XB7 plain lens monolithic blue pilot light is supplied with 230Vac, uses an integral LED and screw clamp terminals. This single component pilot light provides clear visual feedback on the status of your machines. It is easily installed into standard 22 mm diameter cut-outs and connected with simple screw-clamp connections. It is clearly distinguishable visually at a distance due to clear colors and illumination via integral LED, enabling complex machine statuses to be read at a glance. It is impact resistant, dust proof, waterproof and vibration resistant thanks to its IP65, making it ideal for operation in harsh environments. | Colour front ring | Other
| 55 | Automation and Control | Industrial Switch | Pilot Lamps | HARMONY XB7 ROUND PILOT LIGHT INTEGRAL LED 240V BLUE | 2010588 | XB7EV06MP | SCHNEIDER ELECTRIC | 225 | https://pim-kvc.soneparsea.com:3443/PictureServer/default.aspx/schneider-xb7ev06mp_image1.jpg?A3889C9397807479A2A1C7A8BAA5959DB4AAC672CA996799C6758AB2C29699A1B1ACB97680A1A09B | https://pim-kvc.soneparsea.com:3443/PictureServer/default.aspx/schneider-XB7-EV06MP.pdf?81788B76AEAA939CBEAABDA9B7A95D8C927C818AA8676681A073C4A9B8 | HARMONY XB7 ROUND PILOT LIGHT INTEGRAL LED Ø22 240V BLUE | This Schneider Electric Harmony XB7 plain lens monolithic blue pilot light is supplied with 230Vac, uses an integral LED and screw clamp terminals. This single component pilot light provides clear visual feedback on the status of your machines. It is easily installed into standard 22 mm diameter cut-outs and connected with simple screw-clamp connections. It is clearly distinguishable visually at a distance due to clear colors and illumination via integral LED, enabling complex machine statuses to be read at a glance. It is impact resistant, dust proof, waterproof and vibration resistant thanks to its IP65, making it ideal for operation in harsh environments. | Degree of protection (IP) | IP54
| 56 | Automation and Control | Industrial Switch | Control Switch | XD2 JOYSTICK CONTROLLER 22MM 4 POS | 2010597 | XD2GA8441 | SCHNEIDER ELECTRIC | 10800 | https://pim-kvc.soneparsea.com:3443/PictureServer/default.aspx/schneider-XD2GA8441_Image1.jpg?A3889C9397807479A2A1C7A8BAA5959DB4AAC672AA7B627B917D8879839679A1B1ACB97680A1A09B | https://pim-kvc.soneparsea.com:3443/PictureServer/default.aspx/schneider-XD2GA8441.pdf?81788B76AEAA939CBEAABDA9B7A95D8C94779B868A6B64657EB5B8AB | XD2 JOYSTICK CONTROLLER 22MM XD2+OPTIONS 4POSITIONS SPRING RETURN | From Schneider Electric, these XD2 series joystick controllers are complete units ready for immediate installation. With a chromium plated metal bezel and rubber grip, the XD2 series offers light-touch reliable control in two or four positions. Available either with spring return or without for the option of maintained control. | Rated operation current Ie at AC-21, 400 V | 3A
| 56 | Automation and Control | Industrial Switch | Control Switch | XD2 JOYSTICK CONTROLLER 22MM 4 POS | 2010597 | XD2GA8441 | SCHNEIDER ELECTRIC | 10800 | https://pim-kvc.soneparsea.com:3443/PictureServer/default.aspx/schneider-XD2GA8441_Image1.jpg?A3889C9397807479A2A1C7A8BAA5959DB4AAC672AA7B627B917D8879839679A1B1ACB97680A1A09B | https://pim-kvc.soneparsea.com:3443/PictureServer/default.aspx/schneider-XD2GA8441.pdf?81788B76AEAA939CBEAABDA9B7A95D8C94779B868A6B64657EB5B8AB | XD2 JOYSTICK CONTROLLER 22MM XD2+OPTIONS 4POSITIONS SPRING RETURN | From Schneider Electric, these XD2 series joystick controllers are complete units ready for immediate installation. With a chromium plated metal bezel and rubber grip, the XD2 series offers light-touch reliable control in two or four positions. Available either with spring return or without for the option of maintained control. | Centre mounting, hole diameter | 22mm
| 56 | Automation and Control | Industrial Switch | Control Switch | XD2 JOYSTICK CONTROLLER 22MM 4 POS | 2010597 | XD2GA8441 | SCHNEIDER ELECTRIC | 10800 | https://pim-kvc.soneparsea.com:3443/PictureServer/default.aspx/schneider-XD2GA8441_Image1.jpg?A3889C9397807479A2A1C7A8BAA5959DB4AAC672AA7B627B917D8879839679A1B1ACB97680A1A09B | https://pim-kvc.soneparsea.com:3443/PictureServer/default.aspx/schneider-XD2GA8441.pdf?81788B76AEAA939CBEAABDA9B7A95D8C94779B868A6B64657EB5B8AB | XD2 JOYSTICK CONTROLLER 22MM XD2+OPTIONS 4POSITIONS SPRING RETURN | From Schneider Electric, these XD2 series joystick controllers are complete units ready for immediate installation. With a chromium plated metal bezel and rubber grip, the XD2 series offers light-touch reliable control in two or four positions. Available either with spring return or without for the option of maintained control. | Joy stick length | 87mm
| 56 | Automation and Control | Industrial Switch | Control Switch | XD2 JOYSTICK CONTROLLER 22MM 4 POS | 2010597 | XD2GA8441 | SCHNEIDER ELECTRIC | 10800 | https://pim-kvc.soneparsea.com:3443/PictureServer/default.aspx/schneider-XD2GA8441_Image1.jpg?A3889C9397807479A2A1C7A8BAA5959DB4AAC672AA7B627B917D8879839679A1B1ACB97680A1A09B | https://pim-kvc.soneparsea.com:3443/PictureServer/default.aspx/schneider-XD2GA8441.pdf?81788B76AEAA939CBEAABDA9B7A95D8C94779B868A6B64657EB5B8AB | XD2 JOYSTICK CONTROLLER 22MM XD2+OPTIONS 4POSITIONS SPRING RETURN | From Schneider Electric, these XD2 series joystick controllers are complete units ready for immediate installation. With a chromium plated metal bezel and rubber grip, the XD2 series offers light-touch reliable control in two or four positions. Available either with spring return or without for the option of maintained control. | Number of actuation directions | 4
| 56 | Automation and Control | Industrial Switch | Control Switch | XD2 JOYSTICK CONTROLLER 22MM 4 POS | 2010597 | XD2GA8441 | SCHNEIDER ELECTRIC | 10800 | https://pim-kvc.soneparsea.com:3443/PictureServer/default.aspx/schneider-XD2GA8441_Image1.jpg?A3889C9397807479A2A1C7A8BAA5959DB4AAC672AA7B627B917D8879839679A1B1ACB97680A1A09B | https://pim-kvc.soneparsea.com:3443/PictureServer/default.aspx/schneider-XD2GA8441.pdf?81788B76AEAA939CBEAABDA9B7A95D8C94779B868A6B64657EB5B8AB | XD2 JOYSTICK CONTROLLER 22MM XD2+OPTIONS 4POSITIONS SPRING RETURN | From Schneider Electric, these XD2 series joystick controllers are complete units ready for immediate installation. With a chromium plated metal bezel and rubber grip, the XD2 series offers light-touch reliable control in two or four positions. Available either with spring return or without for the option of maintained control. | Number of switch positions | 2
| 56 | Automation and Control | Industrial Switch | Control Switch | XD2 JOYSTICK CONTROLLER 22MM 4 POS | 2010597 | XD2GA8441 | SCHNEIDER ELECTRIC | 10800 | https://pim-kvc.soneparsea.com:3443/PictureServer/default.aspx/schneider-XD2GA8441_Image1.jpg?A3889C9397807479A2A1C7A8BAA5959DB4AAC672AA7B627B917D8879839679A1B1ACB97680A1A09B | https://pim-kvc.soneparsea.com:3443/PictureServer/default.aspx/schneider-XD2GA8441.pdf?81788B76AEAA939CBEAABDA9B7A95D8C94779B868A6B64657EB5B8AB | XD2 JOYSTICK CONTROLLER 22MM XD2+OPTIONS 4POSITIONS SPRING RETURN | From Schneider Electric, these XD2 series joystick controllers are complete units ready for immediate installation. With a chromium plated metal bezel and rubber grip, the XD2 series offers light-touch reliable control in two or four positions. Available either with spring return or without for the option of maintained control. | Number of normally open contacts per actuation direction | 2
| 56 | Automation and Control | Industrial Switch | Control Switch | XD2 JOYSTICK CONTROLLER 22MM 4 POS | 2010597 | XD2GA8441 | SCHNEIDER ELECTRIC | 10800 | https://pim-kvc.soneparsea.com:3443/PictureServer/default.aspx/schneider-XD2GA8441_Image1.jpg?A3889C9397807479A2A1C7A8BAA5959DB4AAC672AA7B627B917D8879839679A1B1ACB97680A1A09B | https://pim-kvc.soneparsea.com:3443/PictureServer/default.aspx/schneider-XD2GA8441.pdf?81788B76AEAA939CBEAABDA9B7A95D8C94779B868A6B64657EB5B8AB | XD2 JOYSTICK CONTROLLER 22MM XD2+OPTIONS 4POSITIONS SPRING RETURN | From Schneider Electric, these XD2 series joystick controllers are complete units ready for immediate installation. With a chromium plated metal bezel and rubber grip, the XD2 series offers light-touch reliable control in two or four positions. Available either with spring return or without for the option of maintained control. | Number of normally closed contacts per actuation direction | 0
| 56 | Automation and Control | Industrial Switch | Control Switch | XD2 JOYSTICK CONTROLLER 22MM 4 POS | 2010597 | XD2GA8441 | SCHNEIDER ELECTRIC | 10800 | https://pim-kvc.soneparsea.com:3443/PictureServer/default.aspx/schneider-XD2GA8441_Image1.jpg?A3889C9397807479A2A1C7A8BAA5959DB4AAC672AA7B627B917D8879839679A1B1ACB97680A1A09B | https://pim-kvc.soneparsea.com:3443/PictureServer/default.aspx/schneider-XD2GA8441.pdf?81788B76AEAA939CBEAABDA9B7A95D8C94779B868A6B64657EB5B8AB | XD2 JOYSTICK CONTROLLER 22MM XD2+OPTIONS 4POSITIONS SPRING RETURN | From Schneider Electric, these XD2 series joystick controllers are complete units ready for immediate installation. With a chromium plated metal bezel and rubber grip, the XD2 series offers light-touch reliable control in two or four positions. Available either with spring return or without for the option of maintained control. | Number of make-and-break contacts per direction | 0
| 56 | Automation and Control | Industrial Switch | Control Switch | XD2 JOYSTICK CONTROLLER 22MM 4 POS | 2010597 | XD2GA8441 | SCHNEIDER ELECTRIC | 10800 | https://pim-kvc.soneparsea.com:3443/PictureServer/default.aspx/schneider-XD2GA8441_Image1.jpg?A3889C9397807479A2A1C7A8BAA5959DB4AAC672AA7B627B917D8879839679A1B1ACB97680A1A09B | https://pim-kvc.soneparsea.com:3443/PictureServer/default.aspx/schneider-XD2GA8441.pdf?81788B76AEAA939CBEAABDA9B7A95D8C94779B868A6B64657EB5B8AB | XD2 JOYSTICK CONTROLLER 22MM XD2+OPTIONS 4POSITIONS SPRING RETURN | From Schneider Electric, these XD2 series joystick controllers are complete units ready for immediate installation. With a chromium plated metal bezel and rubber grip, the XD2 series offers light-touch reliable control in two or four positions. Available either with spring return or without for the option of maintained control. | With retraction in 0-position | yes
| 56 | Automation and Control | Industrial Switch | Control Switch | XD2 JOYSTICK CONTROLLER 22MM 4 POS | 2010597 | XD2GA8441 | SCHNEIDER ELECTRIC | 10800 | https://pim-kvc.soneparsea.com:3443/PictureServer/default.aspx/schneider-XD2GA8441_Image1.jpg?A3889C9397807479A2A1C7A8BAA5959DB4AAC672AA7B627B917D8879839679A1B1ACB97680A1A09B | https://pim-kvc.soneparsea.com:3443/PictureServer/default.aspx/schneider-XD2GA8441.pdf?81788B76AEAA939CBEAABDA9B7A95D8C94779B868A6B64657EB5B8AB | XD2 JOYSTICK CONTROLLER 22MM XD2+OPTIONS 4POSITIONS SPRING RETURN | From Schneider Electric, these XD2 series joystick controllers are complete units ready for immediate installation. With a chromium plated metal bezel and rubber grip, the XD2 series offers light-touch reliable control in two or four positions. Available either with spring return or without for the option of maintained control. | Locking in 0-position | no
| 56 | Automation and Control | Industrial Switch | Control Switch | XD2 JOYSTICK CONTROLLER 22MM 4 POS | 2010597 | XD2GA8441 | SCHNEIDER ELECTRIC | 10800 | https://pim-kvc.soneparsea.com:3443/PictureServer/default.aspx/schneider-XD2GA8441_Image1.jpg?A3889C9397807479A2A1C7A8BAA5959DB4AAC672AA7B627B917D8879839679A1B1ACB97680A1A09B | https://pim-kvc.soneparsea.com:3443/PictureServer/default.aspx/schneider-XD2GA8441.pdf?81788B76AEAA939CBEAABDA9B7A95D8C94779B868A6B64657EB5B8AB | XD2 JOYSTICK CONTROLLER 22MM XD2+OPTIONS 4POSITIONS SPRING RETURN | From Schneider Electric, these XD2 series joystick controllers are complete units ready for immediate installation. With a chromium plated metal bezel and rubber grip, the XD2 series offers light-touch reliable control in two or four positions. Available either with spring return or without for the option of maintained control. | Coder | no
| 56 | Automation and Control | Industrial Switch | Control Switch | XD2 JOYSTICK CONTROLLER 22MM 4 POS | 2010597 | XD2GA8441 | SCHNEIDER ELECTRIC | 10800 | https://pim-kvc.soneparsea.com:3443/PictureServer/default.aspx/schneider-XD2GA8441_Image1.jpg?A3889C9397807479A2A1C7A8BAA5959DB4AAC672AA7B627B917D8879839679A1B1ACB97680A1A09B | https://pim-kvc.soneparsea.com:3443/PictureServer/default.aspx/schneider-XD2GA8441.pdf?81788B76AEAA939CBEAABDA9B7A95D8C94779B868A6B64657EB5B8AB | XD2 JOYSTICK CONTROLLER 22MM XD2+OPTIONS 4POSITIONS SPRING RETURN | From Schneider Electric, these XD2 series joystick controllers are complete units ready for immediate installation. With a chromium plated metal bezel and rubber grip, the XD2 series offers light-touch reliable control in two or four positions. Available either with spring return or without for the option of maintained control. | Analogue output signal configurable | no
| 56 | Automation and Control | Industrial Switch | Control Switch | XD2 JOYSTICK CONTROLLER 22MM 4 POS | 2010597 | XD2GA8441 | SCHNEIDER ELECTRIC | 10800 | https://pim-kvc.soneparsea.com:3443/PictureServer/default.aspx/schneider-XD2GA8441_Image1.jpg?A3889C9397807479A2A1C7A8BAA5959DB4AAC672AA7B627B917D8879839679A1B1ACB97680A1A09B | https://pim-kvc.soneparsea.com:3443/PictureServer/default.aspx/schneider-XD2GA8441.pdf?81788B76AEAA939CBEAABDA9B7A95D8C94779B868A6B64657EB5B8AB | XD2 JOYSTICK CONTROLLER 22MM XD2+OPTIONS 4POSITIONS SPRING RETURN | From Schneider Electric, these XD2 series joystick controllers are complete units ready for immediate installation. With a chromium plated metal bezel and rubber grip, the XD2 series offers light-touch reliable control in two or four positions. Available either with spring return or without for the option of maintained control. | With front ring | yes
| 56 | Automation and Control | Industrial Switch | Control Switch | XD2 JOYSTICK CONTROLLER 22MM 4 POS | 2010597 | XD2GA8441 | SCHNEIDER ELECTRIC | 10800 | https://pim-kvc.soneparsea.com:3443/PictureServer/default.aspx/schneider-XD2GA8441_Image1.jpg?A3889C9397807479A2A1C7A8BAA5959DB4AAC672AA7B627B917D8879839679A1B1ACB97680A1A09B | https://pim-kvc.soneparsea.com:3443/PictureServer/default.aspx/schneider-XD2GA8441.pdf?81788B76AEAA939CBEAABDA9B7A95D8C94779B868A6B64657EB5B8AB | XD2 JOYSTICK CONTROLLER 22MM XD2+OPTIONS 4POSITIONS SPRING RETURN | From Schneider Electric, these XD2 series joystick controllers are complete units ready for immediate installation. With a chromium plated metal bezel and rubber grip, the XD2 series offers light-touch reliable control in two or four positions. Available either with spring return or without for the option of maintained control. | Material front ring | Metal
| 56 | Automation and Control | Industrial Switch | Control Switch | XD2 JOYSTICK CONTROLLER 22MM 4 POS | 2010597 | XD2GA8441 | SCHNEIDER ELECTRIC | 10800 | https://pim-kvc.soneparsea.com:3443/PictureServer/default.aspx/schneider-XD2GA8441_Image1.jpg?A3889C9397807479A2A1C7A8BAA5959DB4AAC672AA7B627B917D8879839679A1B1ACB97680A1A09B | https://pim-kvc.soneparsea.com:3443/PictureServer/default.aspx/schneider-XD2GA8441.pdf?81788B76AEAA939CBEAABDA9B7A95D8C94779B868A6B64657EB5B8AB | XD2 JOYSTICK CONTROLLER 22MM XD2+OPTIONS 4POSITIONS SPRING RETURN | From Schneider Electric, these XD2 series joystick controllers are complete units ready for immediate installation. With a chromium plated metal bezel and rubber grip, the XD2 series offers light-touch reliable control in two or four positions. Available either with spring return or without for the option of maintained control. | Colour front ring | Chrome
| 56 | Automation and Control | Industrial Switch | Control Switch | XD2 JOYSTICK CONTROLLER 22MM 4 POS | 2010597 | XD2GA8441 | SCHNEIDER ELECTRIC | 10800 | https://pim-kvc.soneparsea.com:3443/PictureServer/default.aspx/schneider-XD2GA8441_Image1.jpg?A3889C9397807479A2A1C7A8BAA5959DB4AAC672AA7B627B917D8879839679A1B1ACB97680A1A09B | https://pim-kvc.soneparsea.com:3443/PictureServer/default.aspx/schneider-XD2GA8441.pdf?81788B76AEAA939CBEAABDA9B7A95D8C94779B868A6B64657EB5B8AB | XD2 JOYSTICK CONTROLLER 22MM XD2+OPTIONS 4POSITIONS SPRING RETURN | From Schneider Electric, these XD2 series joystick controllers are complete units ready for immediate installation. With a chromium plated metal bezel and rubber grip, the XD2 series offers light-touch reliable control in two or four positions. Available either with spring return or without for the option of maintained control. | Degree of protection (IP) | IP66
| 57 | Automation and Control | Industrial Switch | Control Switch | XD4 JOYSTICK CONTROLLER Ø22 2-DIRECTION STAY PUT 1NO | 2010598 | XD4PA12 | SCHNEIDER ELECTRIC | 3700 | https://pim-kvc.soneparsea.com:3443/PictureServer/default.aspx/schneider-XD4PA12_Image1.jpg?A3889C9397807479A2A1C7A8BAA5959DB4AAC672AA7B6484917686A49BA4919BB57682AFC29E | https://pim-kvc.soneparsea.com:3443/PictureServer/default.aspx/schneider-xd4pa12.pdf?81788B76AEAA939CBEAABDA9B7A95DACB479C4A683695EA4B4AB | XD4 JOYSTICK CONTROLLER Ø22 2-DIRECTION STAY PUT 1NO PER DIRECTION | This Schneider Electric Harmony XB4 2-direction stay-put joystick fits in a 22mm hole. It has 2 x NO (1 per direction) contacts and a chromium-plated metal bezel. | Rated operation current Ie at AC-21, 400 V | 0A
| 57 | Automation and Control | Industrial Switch | Control Switch | XD4 JOYSTICK CONTROLLER Ø22 2-DIRECTION STAY PUT 1NO | 2010598 | XD4PA12 | SCHNEIDER ELECTRIC | 3700 | https://pim-kvc.soneparsea.com:3443/PictureServer/default.aspx/schneider-XD4PA12_Image1.jpg?A3889C9397807479A2A1C7A8BAA5959DB4AAC672AA7B6484917686A49BA4919BB57682AFC29E | https://pim-kvc.soneparsea.com:3443/PictureServer/default.aspx/schneider-xd4pa12.pdf?81788B76AEAA939CBEAABDA9B7A95DACB479C4A683695EA4B4AB | XD4 JOYSTICK CONTROLLER Ø22 2-DIRECTION STAY PUT 1NO PER DIRECTION | This Schneider Electric Harmony XB4 2-direction stay-put joystick fits in a 22mm hole. It has 2 x NO (1 per direction) contacts and a chromium-plated metal bezel. | Centre mounting, hole diameter | 22mm
| 57 | Automation and Control | Industrial Switch | Control Switch | XD4 JOYSTICK CONTROLLER Ø22 2-DIRECTION STAY PUT 1NO | 2010598 | XD4PA12 | SCHNEIDER ELECTRIC | 3700 | https://pim-kvc.soneparsea.com:3443/PictureServer/default.aspx/schneider-XD4PA12_Image1.jpg?A3889C9397807479A2A1C7A8BAA5959DB4AAC672AA7B6484917686A49BA4919BB57682AFC29E | https://pim-kvc.soneparsea.com:3443/PictureServer/default.aspx/schneider-xd4pa12.pdf?81788B76AEAA939CBEAABDA9B7A95DACB479C4A683695EA4B4AB | XD4 JOYSTICK CONTROLLER Ø22 2-DIRECTION STAY PUT 1NO PER DIRECTION | This Schneider Electric Harmony XB4 2-direction stay-put joystick fits in a 22mm hole. It has 2 x NO (1 per direction) contacts and a chromium-plated metal bezel. | Joy stick length | 54mm
| 57 | Automation and Control | Industrial Switch | Control Switch | XD4 JOYSTICK CONTROLLER Ø22 2-DIRECTION STAY PUT 1NO | 2010598 | XD4PA12 | SCHNEIDER ELECTRIC | 3700 | https://pim-kvc.soneparsea.com:3443/PictureServer/default.aspx/schneider-XD4PA12_Image1.jpg?A3889C9397807479A2A1C7A8BAA5959DB4AAC672AA7B6484917686A49BA4919BB57682AFC29E | https://pim-kvc.soneparsea.com:3443/PictureServer/default.aspx/schneider-xd4pa12.pdf?81788B76AEAA939CBEAABDA9B7A95DACB479C4A683695EA4B4AB | XD4 JOYSTICK CONTROLLER Ø22 2-DIRECTION STAY PUT 1NO PER DIRECTION | This Schneider Electric Harmony XB4 2-direction stay-put joystick fits in a 22mm hole. It has 2 x NO (1 per direction) contacts and a chromium-plated metal bezel. | Number of actuation directions | 2
| 57 | Automation and Control | Industrial Switch | Control Switch | XD4 JOYSTICK CONTROLLER Ø22 2-DIRECTION STAY PUT 1NO | 2010598 | XD4PA12 | SCHNEIDER ELECTRIC | 3700 | https://pim-kvc.soneparsea.com:3443/PictureServer/default.aspx/schneider-XD4PA12_Image1.jpg?A3889C9397807479A2A1C7A8BAA5959DB4AAC672AA7B6484917686A49BA4919BB57682AFC29E | https://pim-kvc.soneparsea.com:3443/PictureServer/default.aspx/schneider-xd4pa12.pdf?81788B76AEAA939CBEAABDA9B7A95DACB479C4A683695EA4B4AB | XD4 JOYSTICK CONTROLLER Ø22 2-DIRECTION STAY PUT 1NO PER DIRECTION | This Schneider Electric Harmony XB4 2-direction stay-put joystick fits in a 22mm hole. It has 2 x NO (1 per direction) contacts and a chromium-plated metal bezel. | Number of switch positions | 1
| 57 | Automation and Control | Industrial Switch | Control Switch | XD4 JOYSTICK CONTROLLER Ø22 2-DIRECTION STAY PUT 1NO | 2010598 | XD4PA12 | SCHNEIDER ELECTRIC | 3700 | https://pim-kvc.soneparsea.com:3443/PictureServer/default.aspx/schneider-XD4PA12_Image1.jpg?A3889C9397807479A2A1C7A8BAA5959DB4AAC672AA7B6484917686A49BA4919BB57682AFC29E | https://pim-kvc.soneparsea.com:3443/PictureServer/default.aspx/schneider-xd4pa12.pdf?81788B76AEAA939CBEAABDA9B7A95DACB479C4A683695EA4B4AB | XD4 JOYSTICK CONTROLLER Ø22 2-DIRECTION STAY PUT 1NO PER DIRECTION | This Schneider Electric Harmony XB4 2-direction stay-put joystick fits in a 22mm hole. It has 2 x NO (1 per direction) contacts and a chromium-plated metal bezel. | Number of normally open contacts per actuation direction | 1
| 57 | Automation and Control | Industrial Switch | Control Switch | XD4 JOYSTICK CONTROLLER Ø22 2-DIRECTION STAY PUT 1NO | 2010598 | XD4PA12 | SCHNEIDER ELECTRIC | 3700 | https://pim-kvc.soneparsea.com:3443/PictureServer/default.aspx/schneider-XD4PA12_Image1.jpg?A3889C9397807479A2A1C7A8BAA5959DB4AAC672AA7B6484917686A49BA4919BB57682AFC29E | https://pim-kvc.soneparsea.com:3443/PictureServer/default.aspx/schneider-xd4pa12.pdf?81788B76AEAA939CBEAABDA9B7A95DACB479C4A683695EA4B4AB | XD4 JOYSTICK CONTROLLER Ø22 2-DIRECTION STAY PUT 1NO PER DIRECTION | This Schneider Electric Harmony XB4 2-direction stay-put joystick fits in a 22mm hole. It has 2 x NO (1 per direction) contacts and a chromium-plated metal bezel. | Number of normally closed contacts per actuation direction | 0
| 57 | Automation and Control | Industrial Switch | Control Switch | XD4 JOYSTICK CONTROLLER Ø22 2-DIRECTION STAY PUT 1NO | 2010598 | XD4PA12 | SCHNEIDER ELECTRIC | 3700 | https://pim-kvc.soneparsea.com:3443/PictureServer/default.aspx/schneider-XD4PA12_Image1.jpg?A3889C9397807479A2A1C7A8BAA5959DB4AAC672AA7B6484917686A49BA4919BB57682AFC29E | https://pim-kvc.soneparsea.com:3443/PictureServer/default.aspx/schneider-xd4pa12.pdf?81788B76AEAA939CBEAABDA9B7A95DACB479C4A683695EA4B4AB | XD4 JOYSTICK CONTROLLER Ø22 2-DIRECTION STAY PUT 1NO PER DIRECTION | This Schneider Electric Harmony XB4 2-direction stay-put joystick fits in a 22mm hole. It has 2 x NO (1 per direction) contacts and a chromium-plated metal bezel. | Number of make-and-break contacts per direction | 0
| 57 | Automation and Control | Industrial Switch | Control Switch | XD4 JOYSTICK CONTROLLER Ø22 2-DIRECTION STAY PUT 1NO | 2010598 | XD4PA12 | SCHNEIDER ELECTRIC | 3700 | https://pim-kvc.soneparsea.com:3443/PictureServer/default.aspx/schneider-XD4PA12_Image1.jpg?A3889C9397807479A2A1C7A8BAA5959DB4AAC672AA7B6484917686A49BA4919BB57682AFC29E | https://pim-kvc.soneparsea.com:3443/PictureServer/default.aspx/schneider-xd4pa12.pdf?81788B76AEAA939CBEAABDA9B7A95DACB479C4A683695EA4B4AB | XD4 JOYSTICK CONTROLLER Ø22 2-DIRECTION STAY PUT 1NO PER DIRECTION | This Schneider Electric Harmony XB4 2-direction stay-put joystick fits in a 22mm hole. It has 2 x NO (1 per direction) contacts and a chromium-plated metal bezel. | With retraction in 0-position | no
| 57 | Automation and Control | Industrial Switch | Control Switch | XD4 JOYSTICK CONTROLLER Ø22 2-DIRECTION STAY PUT 1NO | 2010598 | XD4PA12 | SCHNEIDER ELECTRIC | 3700 | https://pim-kvc.soneparsea.com:3443/PictureServer/default.aspx/schneider-XD4PA12_Image1.jpg?A3889C9397807479A2A1C7A8BAA5959DB4AAC672AA7B6484917686A49BA4919BB57682AFC29E | https://pim-kvc.soneparsea.com:3443/PictureServer/default.aspx/schneider-xd4pa12.pdf?81788B76AEAA939CBEAABDA9B7A95DACB479C4A683695EA4B4AB | XD4 JOYSTICK CONTROLLER Ø22 2-DIRECTION STAY PUT 1NO PER DIRECTION | This Schneider Electric Harmony XB4 2-direction stay-put joystick fits in a 22mm hole. It has 2 x NO (1 per direction) contacts and a chromium-plated metal bezel. | Locking in 0-position | no
| 57 | Automation and Control | Industrial Switch | Control Switch | XD4 JOYSTICK CONTROLLER Ø22 2-DIRECTION STAY PUT 1NO | 2010598 | XD4PA12 | SCHNEIDER ELECTRIC | 3700 | https://pim-kvc.soneparsea.com:3443/PictureServer/default.aspx/schneider-XD4PA12_Image1.jpg?A3889C9397807479A2A1C7A8BAA5959DB4AAC672AA7B6484917686A49BA4919BB57682AFC29E | https://pim-kvc.soneparsea.com:3443/PictureServer/default.aspx/schneider-xd4pa12.pdf?81788B76AEAA939CBEAABDA9B7A95DACB479C4A683695EA4B4AB | XD4 JOYSTICK CONTROLLER Ø22 2-DIRECTION STAY PUT 1NO PER DIRECTION | This Schneider Electric Harmony XB4 2-direction stay-put joystick fits in a 22mm hole. It has 2 x NO (1 per direction) contacts and a chromium-plated metal bezel. | Coder | no
| 57 | Automation and Control | Industrial Switch | Control Switch | XD4 JOYSTICK CONTROLLER Ø22 2-DIRECTION STAY PUT 1NO | 2010598 | XD4PA12 | SCHNEIDER ELECTRIC | 3700 | https://pim-kvc.soneparsea.com:3443/PictureServer/default.aspx/schneider-XD4PA12_Image1.jpg?A3889C9397807479A2A1C7A8BAA5959DB4AAC672AA7B6484917686A49BA4919BB57682AFC29E | https://pim-kvc.soneparsea.com:3443/PictureServer/default.aspx/schneider-xd4pa12.pdf?81788B76AEAA939CBEAABDA9B7A95DACB479C4A683695EA4B4AB | XD4 JOYSTICK CONTROLLER Ø22 2-DIRECTION STAY PUT 1NO PER DIRECTION | This Schneider Electric Harmony XB4 2-direction stay-put joystick fits in a 22mm hole. It has 2 x NO (1 per direction) contacts and a chromium-plated metal bezel. | Analogue output signal configurable | no
| 57 | Automation and Control | Industrial Switch | Control Switch | XD4 JOYSTICK CONTROLLER Ø22 2-DIRECTION STAY PUT 1NO | 2010598 | XD4PA12 | SCHNEIDER ELECTRIC | 3700 | https://pim-kvc.soneparsea.com:3443/PictureServer/default.aspx/schneider-XD4PA12_Image1.jpg?A3889C9397807479A2A1C7A8BAA5959DB4AAC672AA7B6484917686A49BA4919BB57682AFC29E | https://pim-kvc.soneparsea.com:3443/PictureServer/default.aspx/schneider-xd4pa12.pdf?81788B76AEAA939CBEAABDA9B7A95DACB479C4A683695EA4B4AB | XD4 JOYSTICK CONTROLLER Ø22 2-DIRECTION STAY PUT 1NO PER DIRECTION | This Schneider Electric Harmony XB4 2-direction stay-put joystick fits in a 22mm hole. It has 2 x NO (1 per direction) contacts and a chromium-plated metal bezel. | With front ring | yes
| 57 | Automation and Control | Industrial Switch | Control Switch | XD4 JOYSTICK CONTROLLER Ø22 2-DIRECTION STAY PUT 1NO | 2010598 | XD4PA12 | SCHNEIDER ELECTRIC | 3700 | https://pim-kvc.soneparsea.com:3443/PictureServer/default.aspx/schneider-XD4PA12_Image1.jpg?A3889C9397807479A2A1C7A8BAA5959DB4AAC672AA7B6484917686A49BA4919BB57682AFC29E | https://pim-kvc.soneparsea.com:3443/PictureServer/default.aspx/schneider-xd4pa12.pdf?81788B76AEAA939CBEAABDA9B7A95DACB479C4A683695EA4B4AB | XD4 JOYSTICK CONTROLLER Ø22 2-DIRECTION STAY PUT 1NO PER DIRECTION | This Schneider Electric Harmony XB4 2-direction stay-put joystick fits in a 22mm hole. It has 2 x NO (1 per direction) contacts and a chromium-plated metal bezel. | Material front ring | Metal
| 57 | Automation and Control | Industrial Switch | Control Switch | XD4 JOYSTICK CONTROLLER Ø22 2-DIRECTION STAY PUT 1NO | 2010598 | XD4PA12 | SCHNEIDER ELECTRIC | 3700 | https://pim-kvc.soneparsea.com:3443/PictureServer/default.aspx/schneider-XD4PA12_Image1.jpg?A3889C9397807479A2A1C7A8BAA5959DB4AAC672AA7B6484917686A49BA4919BB57682AFC29E | https://pim-kvc.soneparsea.com:3443/PictureServer/default.aspx/schneider-xd4pa12.pdf?81788B76AEAA939CBEAABDA9B7A95DACB479C4A683695EA4B4AB | XD4 JOYSTICK CONTROLLER Ø22 2-DIRECTION STAY PUT 1NO PER DIRECTION | This Schneider Electric Harmony XB4 2-direction stay-put joystick fits in a 22mm hole. It has 2 x NO (1 per direction) contacts and a chromium-plated metal bezel. | Colour front ring | Chrome
| 57 | Automation and Control | Industrial Switch | Control Switch | XD4 JOYSTICK CONTROLLER Ø22 2-DIRECTION STAY PUT 1NO | 2010598 | XD4PA12 | SCHNEIDER ELECTRIC | 3700 | https://pim-kvc.soneparsea.com:3443/PictureServer/default.aspx/schneider-XD4PA12_Image1.jpg?A3889C9397807479A2A1C7A8BAA5959DB4AAC672AA7B6484917686A49BA4919BB57682AFC29E | https://pim-kvc.soneparsea.com:3443/PictureServer/default.aspx/schneider-xd4pa12.pdf?81788B76AEAA939CBEAABDA9B7A95DACB479C4A683695EA4B4AB | XD4 JOYSTICK CONTROLLER Ø22 2-DIRECTION STAY PUT 1NO PER DIRECTION | This Schneider Electric Harmony XB4 2-direction stay-put joystick fits in a 22mm hole. It has 2 x NO (1 per direction) contacts and a chromium-plated metal bezel. | Degree of protection (IP) | IP66
| 57 | Automation and Control | Industrial Switch | Control Switch | XD4 JOYSTICK CONTROLLER Ø22 2-DIRECTION STAY PUT 1NO | 2010598 | XD4PA12 | SCHNEIDER ELECTRIC | 3700 | https://pim-kvc.soneparsea.com:3443/PictureServer/default.aspx/schneider-XD4PA12_Image1.jpg?A3889C9397807479A2A1C7A8BAA5959DB4AAC672AA7B6484917686A49BA4919BB57682AFC29E | https://pim-kvc.soneparsea.com:3443/PictureServer/default.aspx/schneider-xd4pa12.pdf?81788B76AEAA939CBEAABDA9B7A95DACB479C4A683695EA4B4AB | XD4 JOYSTICK CONTROLLER Ø22 2-DIRECTION STAY PUT 1NO PER DIRECTION | This Schneider Electric Harmony XB4 2-direction stay-put joystick fits in a 22mm hole. It has 2 x NO (1 per direction) contacts and a chromium-plated metal bezel. | Degree of protection (NEMA) | Other
| 58 | Automation and Control | Industrial Switch | Tower Lights | HARMONY XVB ILLUMINATED UNIT STEADY IP65 24V ORANGE | 2010739 | XVBC2B5 | SCHNEIDER ELECTRIC | 3075 | https://pim-kvc.soneparsea.com:3443/PictureServer/default.aspx/schneider-xvbc2b5_image1.jpg?A3889C9397807479A2A1C7A8BAA5959DB4AAC672CAAD929782A789A4BBA4919BB57682AFC29E | https://pim-kvc.soneparsea.com:3443/PictureServer/default.aspx/schneider-xvbc2b5.pdf?81788B76AEAA939CBEAABDA9B7A95DACC6A7B777B46C5EA4B4AB | HARMONY XVB ILLUMINATED UNIT - STEADY - ORANGE - IP65 - 24V Ø70 MM | This Schneider Electric Harmony XVB illuminated unit is supplied with 24Vac/dc and has an orange LED with a steady light. It has a mounting diameter of 70mm and contains a light bulb. | Function | Continuous light
| 58 | Automation and Control | Industrial Switch | Tower Lights | HARMONY XVB ILLUMINATED UNIT STEADY IP65 24V ORANGE | 2010739 | XVBC2B5 | SCHNEIDER ELECTRIC | 3075 | https://pim-kvc.soneparsea.com:3443/PictureServer/default.aspx/schneider-xvbc2b5_image1.jpg?A3889C9397807479A2A1C7A8BAA5959DB4AAC672CAAD929782A789A4BBA4919BB57682AFC29E | https://pim-kvc.soneparsea.com:3443/PictureServer/default.aspx/schneider-xvbc2b5.pdf?81788B76AEAA939CBEAABDA9B7A95DACC6A7B777B46C5EA4B4AB | HARMONY XVB ILLUMINATED UNIT - STEADY - ORANGE - IP65 - 24V Ø70 MM | This Schneider Electric Harmony XVB illuminated unit is supplied with 24Vac/dc and has an orange LED with a steady light. It has a mounting diameter of 70mm and contains a light bulb. | Colour | Orange
| 58 | Automation and Control | Industrial Switch | Tower Lights | HARMONY XVB ILLUMINATED UNIT STEADY IP65 24V ORANGE | 2010739 | XVBC2B5 | SCHNEIDER ELECTRIC | 3075 | https://pim-kvc.soneparsea.com:3443/PictureServer/default.aspx/schneider-xvbc2b5_image1.jpg?A3889C9397807479A2A1C7A8BAA5959DB4AAC672CAAD929782A789A4BBA4919BB57682AFC29E | https://pim-kvc.soneparsea.com:3443/PictureServer/default.aspx/schneider-xvbc2b5.pdf?81788B76AEAA939CBEAABDA9B7A95DACC6A7B777B46C5EA4B4AB | HARMONY XVB ILLUMINATED UNIT - STEADY - ORANGE - IP65 - 24V Ø70 MM | This Schneider Electric Harmony XVB illuminated unit is supplied with 24Vac/dc and has an orange LED with a steady light. It has a mounting diameter of 70mm and contains a light bulb. | Outer diameter | 70mm
| 58 | Automation and Control | Industrial Switch | Tower Lights | HARMONY XVB ILLUMINATED UNIT STEADY IP65 24V ORANGE | 2010739 | XVBC2B5 | SCHNEIDER ELECTRIC | 3075 | https://pim-kvc.soneparsea.com:3443/PictureServer/default.aspx/schneider-xvbc2b5_image1.jpg?A3889C9397807479A2A1C7A8BAA5959DB4AAC672CAAD929782A789A4BBA4919BB57682AFC29E | https://pim-kvc.soneparsea.com:3443/PictureServer/default.aspx/schneider-xvbc2b5.pdf?81788B76AEAA939CBEAABDA9B7A95DACC6A7B777B46C5EA4B4AB | HARMONY XVB ILLUMINATED UNIT - STEADY - ORANGE - IP65 - 24V Ø70 MM | This Schneider Electric Harmony XVB illuminated unit is supplied with 24Vac/dc and has an orange LED with a steady light. It has a mounting diameter of 70mm and contains a light bulb. | Operating voltage at AC 50 Hz | 24...24V
| 58 | Automation and Control | Industrial Switch | Tower Lights | HARMONY XVB ILLUMINATED UNIT STEADY IP65 24V ORANGE | 2010739 | XVBC2B5 | SCHNEIDER ELECTRIC | 3075 | https://pim-kvc.soneparsea.com:3443/PictureServer/default.aspx/schneider-xvbc2b5_image1.jpg?A3889C9397807479A2A1C7A8BAA5959DB4AAC672CAAD929782A789A4BBA4919BB57682AFC29E | https://pim-kvc.soneparsea.com:3443/PictureServer/default.aspx/schneider-xvbc2b5.pdf?81788B76AEAA939CBEAABDA9B7A95DACC6A7B777B46C5EA4B4AB | HARMONY XVB ILLUMINATED UNIT - STEADY - ORANGE - IP65 - 24V Ø70 MM | This Schneider Electric Harmony XVB illuminated unit is supplied with 24Vac/dc and has an orange LED with a steady light. It has a mounting diameter of 70mm and contains a light bulb. | Operating voltage at AC 60 Hz | 24...24V
| 58 | Automation and Control | Industrial Switch | Tower Lights | HARMONY XVB ILLUMINATED UNIT STEADY IP65 24V ORANGE | 2010739 | XVBC2B5 | SCHNEIDER ELECTRIC | 3075 | https://pim-kvc.soneparsea.com:3443/PictureServer/default.aspx/schneider-xvbc2b5_image1.jpg?A3889C9397807479A2A1C7A8BAA5959DB4AAC672CAAD929782A789A4BBA4919BB57682AFC29E | https://pim-kvc.soneparsea.com:3443/PictureServer/default.aspx/schneider-xvbc2b5.pdf?81788B76AEAA939CBEAABDA9B7A95DACC6A7B777B46C5EA4B4AB | HARMONY XVB ILLUMINATED UNIT - STEADY - ORANGE - IP65 - 24V Ø70 MM | This Schneider Electric Harmony XVB illuminated unit is supplied with 24Vac/dc and has an orange LED with a steady light. It has a mounting diameter of 70mm and contains a light bulb. | Operating voltage at DC | 24...24V
| 58 | Automation and Control | Industrial Switch | Tower Lights | HARMONY XVB ILLUMINATED UNIT STEADY IP65 24V ORANGE | 2010739 | XVBC2B5 | SCHNEIDER ELECTRIC | 3075 | https://pim-kvc.soneparsea.com:3443/PictureServer/default.aspx/schneider-xvbc2b5_image1.jpg?A3889C9397807479A2A1C7A8BAA5959DB4AAC672CAAD929782A789A4BBA4919BB57682AFC29E | https://pim-kvc.soneparsea.com:3443/PictureServer/default.aspx/schneider-xvbc2b5.pdf?81788B76AEAA939CBEAABDA9B7A95DACC6A7B777B46C5EA4B4AB | HARMONY XVB ILLUMINATED UNIT - STEADY - ORANGE - IP65 - 24V Ø70 MM | This Schneider Electric Harmony XVB illuminated unit is supplied with 24Vac/dc and has an orange LED with a steady light. It has a mounting diameter of 70mm and contains a light bulb. | Voltage type | AC/DC
| 58 | Automation and Control | Industrial Switch | Tower Lights | HARMONY XVB ILLUMINATED UNIT STEADY IP65 24V ORANGE | 2010739 | XVBC2B5 | SCHNEIDER ELECTRIC | 3075 | https://pim-kvc.soneparsea.com:3443/PictureServer/default.aspx/schneider-xvbc2b5_image1.jpg?A3889C9397807479A2A1C7A8BAA5959DB4AAC672CAAD929782A789A4BBA4919BB57682AFC29E | https://pim-kvc.soneparsea.com:3443/PictureServer/default.aspx/schneider-xvbc2b5.pdf?81788B76AEAA939CBEAABDA9B7A95DACC6A7B777B46C5EA4B4AB | HARMONY XVB ILLUMINATED UNIT - STEADY - ORANGE - IP65 - 24V Ø70 MM | This Schneider Electric Harmony XVB illuminated unit is supplied with 24Vac/dc and has an orange LED with a steady light. It has a mounting diameter of 70mm and contains a light bulb. | Lamp type | LED
| 58 | Automation and Control | Industrial Switch | Tower Lights | HARMONY XVB ILLUMINATED UNIT STEADY IP65 24V ORANGE | 2010739 | XVBC2B5 | SCHNEIDER ELECTRIC | 3075 | https://pim-kvc.soneparsea.com:3443/PictureServer/default.aspx/schneider-xvbc2b5_image1.jpg?A3889C9397807479A2A1C7A8BAA5959DB4AAC672CAAD929782A789A4BBA4919BB57682AFC29E | https://pim-kvc.soneparsea.com:3443/PictureServer/default.aspx/schneider-xvbc2b5.pdf?81788B76AEAA939CBEAABDA9B7A95DACC6A7B777B46C5EA4B4AB | HARMONY XVB ILLUMINATED UNIT - STEADY - ORANGE - IP65 - 24V Ø70 MM | This Schneider Electric Harmony XVB illuminated unit is supplied with 24Vac/dc and has an orange LED with a steady light. It has a mounting diameter of 70mm and contains a light bulb. | Colour housing | Black
| 58 | Automation and Control | Industrial Switch | Tower Lights | HARMONY XVB ILLUMINATED UNIT STEADY IP65 24V ORANGE | 2010739 | XVBC2B5 | SCHNEIDER ELECTRIC | 3075 | https://pim-kvc.soneparsea.com:3443/PictureServer/default.aspx/schneider-xvbc2b5_image1.jpg?A3889C9397807479A2A1C7A8BAA5959DB4AAC672CAAD929782A789A4BBA4919BB57682AFC29E | https://pim-kvc.soneparsea.com:3443/PictureServer/default.aspx/schneider-xvbc2b5.pdf?81788B76AEAA939CBEAABDA9B7A95DACC6A7B777B46C5EA4B4AB | HARMONY XVB ILLUMINATED UNIT - STEADY - ORANGE - IP65 - 24V Ø70 MM | This Schneider Electric Harmony XVB illuminated unit is supplied with 24Vac/dc and has an orange LED with a steady light. It has a mounting diameter of 70mm and contains a light bulb. | Degree of protection (IP) | IP65
| 58 | Automation and Control | Industrial Switch | Tower Lights | HARMONY XVB ILLUMINATED UNIT STEADY IP65 24V ORANGE | 2010739 | XVBC2B5 | SCHNEIDER ELECTRIC | 3075 | https://pim-kvc.soneparsea.com:3443/PictureServer/default.aspx/schneider-xvbc2b5_image1.jpg?A3889C9397807479A2A1C7A8BAA5959DB4AAC672CAAD929782A789A4BBA4919BB57682AFC29E | https://pim-kvc.soneparsea.com:3443/PictureServer/default.aspx/schneider-xvbc2b5.pdf?81788B76AEAA939CBEAABDA9B7A95DACC6A7B777B46C5EA4B4AB | HARMONY XVB ILLUMINATED UNIT - STEADY - ORANGE - IP65 - 24V Ø70 MM | This Schneider Electric Harmony XVB illuminated unit is supplied with 24Vac/dc and has an orange LED with a steady light. It has a mounting diameter of 70mm and contains a light bulb. | Degree of protection (NEMA) | 4X
| 59 | Automation and Control | Industrial Switch | Control Switch | TESYS VARIO EMER STOP SWT DISCONN 12A ON DOOR BY 4 SCREW HDL | 2010879 | VCF02 | SCHNEIDER ELECTRIC | 1695 | https://pim-kvc.soneparsea.com:3443/PictureServer/default.aspx/schneider-VCF02_Image1.jpg?A3889C9397807479A2A1C7A8BAA5959DB4AAC672A87A766482A49DB2B39E95657EAFC4AC | https://pim-kvc.soneparsea.com:3443/PictureServer/default.aspx/schneider-VCF02.pdf?81788B76AEAA939CBEAABDA9B7A95D8A938B847780A7949A | TESYS VARIO EMERGENCY STOP SWITCH DISCONNECTOR 12 A ON DOOR | More foresight for better prevention. A range of safety control products which are simple to use and set up, with compact ergonomic products to meet requirements for starting or stopping motors. Applications: All machines requiring. DOL starting or stopping of motors load breaking of the machine control circuit | Version as main switch | no
| 59 | Automation and Control | Industrial Switch | Control Switch | TESYS VARIO EMER STOP SWT DISCONN 12A ON DOOR BY 4 SCREW HDL | 2010879 | VCF02 | SCHNEIDER ELECTRIC | 1695 | https://pim-kvc.soneparsea.com:3443/PictureServer/default.aspx/schneider-VCF02_Image1.jpg?A3889C9397807479A2A1C7A8BAA5959DB4AAC672A87A766482A49DB2B39E95657EAFC4AC | https://pim-kvc.soneparsea.com:3443/PictureServer/default.aspx/schneider-VCF02.pdf?81788B76AEAA939CBEAABDA9B7A95D8A938B847780A7949A | TESYS VARIO EMERGENCY STOP SWITCH DISCONNECTOR 12 A ON DOOR | More foresight for better prevention. A range of safety control products which are simple to use and set up, with compact ergonomic products to meet requirements for starting or stopping motors. Applications: All machines requiring. DOL starting or stopping of motors load breaking of the machine control circuit | Version as maintenance-/service switch | no
| 59 | Automation and Control | Industrial Switch | Control Switch | TESYS VARIO EMER STOP SWT DISCONN 12A ON DOOR BY 4 SCREW HDL | 2010879 | VCF02 | SCHNEIDER ELECTRIC | 1695 | https://pim-kvc.soneparsea.com:3443/PictureServer/default.aspx/schneider-VCF02_Image1.jpg?A3889C9397807479A2A1C7A8BAA5959DB4AAC672A87A766482A49DB2B39E95657EAFC4AC | https://pim-kvc.soneparsea.com:3443/PictureServer/default.aspx/schneider-VCF02.pdf?81788B76AEAA939CBEAABDA9B7A95D8A938B847780A7949A | TESYS VARIO EMERGENCY STOP SWITCH DISCONNECTOR 12 A ON DOOR | More foresight for better prevention. A range of safety control products which are simple to use and set up, with compact ergonomic products to meet requirements for starting or stopping motors. Applications: All machines requiring. DOL starting or stopping of motors load breaking of the machine control circuit | Version as safety switch | yes
| 59 | Automation and Control | Industrial Switch | Control Switch | TESYS VARIO EMER STOP SWT DISCONN 12A ON DOOR BY 4 SCREW HDL | 2010879 | VCF02 | SCHNEIDER ELECTRIC | 1695 | https://pim-kvc.soneparsea.com:3443/PictureServer/default.aspx/schneider-VCF02_Image1.jpg?A3889C9397807479A2A1C7A8BAA5959DB4AAC672A87A766482A49DB2B39E95657EAFC4AC | https://pim-kvc.soneparsea.com:3443/PictureServer/default.aspx/schneider-VCF02.pdf?81788B76AEAA939CBEAABDA9B7A95D8A938B847780A7949A | TESYS VARIO EMERGENCY STOP SWITCH DISCONNECTOR 12 A ON DOOR | More foresight for better prevention. A range of safety control products which are simple to use and set up, with compact ergonomic products to meet requirements for starting or stopping motors. Applications: All machines requiring. DOL starting or stopping of motors load breaking of the machine control circuit | Version as emergency stop installation | yes
| 59 | Automation and Control | Industrial Switch | Control Switch | TESYS VARIO EMER STOP SWT DISCONN 12A ON DOOR BY 4 SCREW HDL | 2010879 | VCF02 | SCHNEIDER ELECTRIC | 1695 | https://pim-kvc.soneparsea.com:3443/PictureServer/default.aspx/schneider-VCF02_Image1.jpg?A3889C9397807479A2A1C7A8BAA5959DB4AAC672A87A766482A49DB2B39E95657EAFC4AC | https://pim-kvc.soneparsea.com:3443/PictureServer/default.aspx/schneider-VCF02.pdf?81788B76AEAA939CBEAABDA9B7A95D8A938B847780A7949A | TESYS VARIO EMERGENCY STOP SWITCH DISCONNECTOR 12 A ON DOOR | More foresight for better prevention. A range of safety control products which are simple to use and set up, with compact ergonomic products to meet requirements for starting or stopping motors. Applications: All machines requiring. DOL starting or stopping of motors load breaking of the machine control circuit | Version as reversing switch | no
| 59 | Automation and Control | Industrial Switch | Control Switch | TESYS VARIO EMER STOP SWT DISCONN 12A ON DOOR BY 4 SCREW HDL | 2010879 | VCF02 | SCHNEIDER ELECTRIC | 1695 | https://pim-kvc.soneparsea.com:3443/PictureServer/default.aspx/schneider-VCF02_Image1.jpg?A3889C9397807479A2A1C7A8BAA5959DB4AAC672A87A766482A49DB2B39E95657EAFC4AC | https://pim-kvc.soneparsea.com:3443/PictureServer/default.aspx/schneider-VCF02.pdf?81788B76AEAA939CBEAABDA9B7A95D8A938B847780A7949A | TESYS VARIO EMERGENCY STOP SWITCH DISCONNECTOR 12 A ON DOOR | More foresight for better prevention. A range of safety control products which are simple to use and set up, with compact ergonomic products to meet requirements for starting or stopping motors. Applications: All machines requiring. DOL starting or stopping of motors load breaking of the machine control circuit | Max. rated operation voltage Ue AC | 690V
| 59 | Automation and Control | Industrial Switch | Control Switch | TESYS VARIO EMER STOP SWT DISCONN 12A ON DOOR BY 4 SCREW HDL | 2010879 | VCF02 | SCHNEIDER ELECTRIC | 1695 | https://pim-kvc.soneparsea.com:3443/PictureServer/default.aspx/schneider-VCF02_Image1.jpg?A3889C9397807479A2A1C7A8BAA5959DB4AAC672A87A766482A49DB2B39E95657EAFC4AC | https://pim-kvc.soneparsea.com:3443/PictureServer/default.aspx/schneider-VCF02.pdf?81788B76AEAA939CBEAABDA9B7A95D8A938B847780A7949A | TESYS VARIO EMERGENCY STOP SWITCH DISCONNECTOR 12 A ON DOOR | More foresight for better prevention. A range of safety control products which are simple to use and set up, with compact ergonomic products to meet requirements for starting or stopping motors. Applications: All machines requiring. DOL starting or stopping of motors load breaking of the machine control circuit | Rated operating voltage | 690...690V
| 59 | Automation and Control | Industrial Switch | Control Switch | TESYS VARIO EMER STOP SWT DISCONN 12A ON DOOR BY 4 SCREW HDL | 2010879 | VCF02 | SCHNEIDER ELECTRIC | 1695 | https://pim-kvc.soneparsea.com:3443/PictureServer/default.aspx/schneider-VCF02_Image1.jpg?A3889C9397807479A2A1C7A8BAA5959DB4AAC672A87A766482A49DB2B39E95657EAFC4AC | https://pim-kvc.soneparsea.com:3443/PictureServer/default.aspx/schneider-VCF02.pdf?81788B76AEAA939CBEAABDA9B7A95D8A938B847780A7949A | TESYS VARIO EMERGENCY STOP SWITCH DISCONNECTOR 12 A ON DOOR | More foresight for better prevention. A range of safety control products which are simple to use and set up, with compact ergonomic products to meet requirements for starting or stopping motors. Applications: All machines requiring. DOL starting or stopping of motors load breaking of the machine control circuit | Rated permanent current Iu | 12A
| 59 | Automation and Control | Industrial Switch | Control Switch | TESYS VARIO EMER STOP SWT DISCONN 12A ON DOOR BY 4 SCREW HDL | 2010879 | VCF02 | SCHNEIDER ELECTRIC | 1695 | https://pim-kvc.soneparsea.com:3443/PictureServer/default.aspx/schneider-VCF02_Image1.jpg?A3889C9397807479A2A1C7A8BAA5959DB4AAC672A87A766482A49DB2B39E95657EAFC4AC | https://pim-kvc.soneparsea.com:3443/PictureServer/default.aspx/schneider-VCF02.pdf?81788B76AEAA939CBEAABDA9B7A95D8A938B847780A7949A | TESYS VARIO EMERGENCY STOP SWITCH DISCONNECTOR 12 A ON DOOR | More foresight for better prevention. A range of safety control products which are simple to use and set up, with compact ergonomic products to meet requirements for starting or stopping motors. Applications: All machines requiring. DOL starting or stopping of motors load breaking of the machine control circuit | Rated permanent current at AC-21, 400 V | 12A
| 59 | Automation and Control | Industrial Switch | Control Switch | TESYS VARIO EMER STOP SWT DISCONN 12A ON DOOR BY 4 SCREW HDL | 2010879 | VCF02 | SCHNEIDER ELECTRIC | 1695 | https://pim-kvc.soneparsea.com:3443/PictureServer/default.aspx/schneider-VCF02_Image1.jpg?A3889C9397807479A2A1C7A8BAA5959DB4AAC672A87A766482A49DB2B39E95657EAFC4AC | https://pim-kvc.soneparsea.com:3443/PictureServer/default.aspx/schneider-VCF02.pdf?81788B76AEAA939CBEAABDA9B7A95D8A938B847780A7949A | TESYS VARIO EMERGENCY STOP SWITCH DISCONNECTOR 12 A ON DOOR | More foresight for better prevention. A range of safety control products which are simple to use and set up, with compact ergonomic products to meet requirements for starting or stopping motors. Applications: All machines requiring. DOL starting or stopping of motors load breaking of the machine control circuit | Rated operation power at AC-3, 400 V | 3kW
| 59 | Automation and Control | Industrial Switch | Control Switch | TESYS VARIO EMER STOP SWT DISCONN 12A ON DOOR BY 4 SCREW HDL | 2010879 | VCF02 | SCHNEIDER ELECTRIC | 1695 | https://pim-kvc.soneparsea.com:3443/PictureServer/default.aspx/schneider-VCF02_Image1.jpg?A3889C9397807479A2A1C7A8BAA5959DB4AAC672A87A766482A49DB2B39E95657EAFC4AC | https://pim-kvc.soneparsea.com:3443/PictureServer/default.aspx/schneider-VCF02.pdf?81788B76AEAA939CBEAABDA9B7A95D8A938B847780A7949A | TESYS VARIO EMERGENCY STOP SWITCH DISCONNECTOR 12 A ON DOOR | More foresight for better prevention. A range of safety control products which are simple to use and set up, with compact ergonomic products to meet requirements for starting or stopping motors. Applications: All machines requiring. DOL starting or stopping of motors load breaking of the machine control circuit | Rated short-time withstand current lcw | 0.3kA
| 59 | Automation and Control | Industrial Switch | Control Switch | TESYS VARIO EMER STOP SWT DISCONN 12A ON DOOR BY 4 SCREW HDL | 2010879 | VCF02 | SCHNEIDER ELECTRIC | 1695 | https://pim-kvc.soneparsea.com:3443/PictureServer/default.aspx/schneider-VCF02_Image1.jpg?A3889C9397807479A2A1C7A8BAA5959DB4AAC672A87A766482A49DB2B39E95657EAFC4AC | https://pim-kvc.soneparsea.com:3443/PictureServer/default.aspx/schneider-VCF02.pdf?81788B76AEAA939CBEAABDA9B7A95D8A938B847780A7949A | TESYS VARIO EMERGENCY STOP SWITCH DISCONNECTOR 12 A ON DOOR | More foresight for better prevention. A range of safety control products which are simple to use and set up, with compact ergonomic products to meet requirements for starting or stopping motors. Applications: All machines requiring. DOL starting or stopping of motors load breaking of the machine control circuit | Rated operation power at AC-23, 400 V | 4kW
| 59 | Automation and Control | Industrial Switch | Control Switch | TESYS VARIO EMER STOP SWT DISCONN 12A ON DOOR BY 4 SCREW HDL | 2010879 | VCF02 | SCHNEIDER ELECTRIC | 1695 | https://pim-kvc.soneparsea.com:3443/PictureServer/default.aspx/schneider-VCF02_Image1.jpg?A3889C9397807479A2A1C7A8BAA5959DB4AAC672A87A766482A49DB2B39E95657EAFC4AC | https://pim-kvc.soneparsea.com:3443/PictureServer/default.aspx/schneider-VCF02.pdf?81788B76AEAA939CBEAABDA9B7A95D8A938B847780A7949A | TESYS VARIO EMERGENCY STOP SWITCH DISCONNECTOR 12 A ON DOOR | More foresight for better prevention. A range of safety control products which are simple to use and set up, with compact ergonomic products to meet requirements for starting or stopping motors. Applications: All machines requiring. DOL starting or stopping of motors load breaking of the machine control circuit | Switching power at 400 V | 0kW
| 59 | Automation and Control | Industrial Switch | Control Switch | TESYS VARIO EMER STOP SWT DISCONN 12A ON DOOR BY 4 SCREW HDL | 2010879 | VCF02 | SCHNEIDER ELECTRIC | 1695 | https://pim-kvc.soneparsea.com:3443/PictureServer/default.aspx/schneider-VCF02_Image1.jpg?A3889C9397807479A2A1C7A8BAA5959DB4AAC672A87A766482A49DB2B39E95657EAFC4AC | https://pim-kvc.soneparsea.com:3443/PictureServer/default.aspx/schneider-VCF02.pdf?81788B76AEAA939CBEAABDA9B7A95D8A938B847780A7949A | TESYS VARIO EMERGENCY STOP SWITCH DISCONNECTOR 12 A ON DOOR | More foresight for better prevention. A range of safety control products which are simple to use and set up, with compact ergonomic products to meet requirements for starting or stopping motors. Applications: All machines requiring. DOL starting or stopping of motors load breaking of the machine control circuit | Conditioned rated short-circuit current Iq | 10kA
| 59 | Automation and Control | Industrial Switch | Control Switch | TESYS VARIO EMER STOP SWT DISCONN 12A ON DOOR BY 4 SCREW HDL | 2010879 | VCF02 | SCHNEIDER ELECTRIC | 1695 | https://pim-kvc.soneparsea.com:3443/PictureServer/default.aspx/schneider-VCF02_Image1.jpg?A3889C9397807479A2A1C7A8BAA5959DB4AAC672A87A766482A49DB2B39E95657EAFC4AC | https://pim-kvc.soneparsea.com:3443/PictureServer/default.aspx/schneider-VCF02.pdf?81788B76AEAA939CBEAABDA9B7A95D8A938B847780A7949A | TESYS VARIO EMERGENCY STOP SWITCH DISCONNECTOR 12 A ON DOOR | More foresight for better prevention. A range of safety control products which are simple to use and set up, with compact ergonomic products to meet requirements for starting or stopping motors. Applications: All machines requiring. DOL starting or stopping of motors load breaking of the machine control circuit | Number of poles | 3
| 59 | Automation and Control | Industrial Switch | Control Switch | TESYS VARIO EMER STOP SWT DISCONN 12A ON DOOR BY 4 SCREW HDL | 2010879 | VCF02 | SCHNEIDER ELECTRIC | 1695 | https://pim-kvc.soneparsea.com:3443/PictureServer/default.aspx/schneider-VCF02_Image1.jpg?A3889C9397807479A2A1C7A8BAA5959DB4AAC672A87A766482A49DB2B39E95657EAFC4AC | https://pim-kvc.soneparsea.com:3443/PictureServer/default.aspx/schneider-VCF02.pdf?81788B76AEAA939CBEAABDA9B7A95D8A938B847780A7949A | TESYS VARIO EMERGENCY STOP SWITCH DISCONNECTOR 12 A ON DOOR | More foresight for better prevention. A range of safety control products which are simple to use and set up, with compact ergonomic products to meet requirements for starting or stopping motors. Applications: All machines requiring. DOL starting or stopping of motors load breaking of the machine control circuit | Number of auxiliary contacts as normally closed contact | 0
| 59 | Automation and Control | Industrial Switch | Control Switch | TESYS VARIO EMER STOP SWT DISCONN 12A ON DOOR BY 4 SCREW HDL | 2010879 | VCF02 | SCHNEIDER ELECTRIC | 1695 | https://pim-kvc.soneparsea.com:3443/PictureServer/default.aspx/schneider-VCF02_Image1.jpg?A3889C9397807479A2A1C7A8BAA5959DB4AAC672A87A766482A49DB2B39E95657EAFC4AC | https://pim-kvc.soneparsea.com:3443/PictureServer/default.aspx/schneider-VCF02.pdf?81788B76AEAA939CBEAABDA9B7A95D8A938B847780A7949A | TESYS VARIO EMERGENCY STOP SWITCH DISCONNECTOR 12 A ON DOOR | More foresight for better prevention. A range of safety control products which are simple to use and set up, with compact ergonomic products to meet requirements for starting or stopping motors. Applications: All machines requiring. DOL starting or stopping of motors load breaking of the machine control circuit | Number of auxiliary contacts as normally open contact | 0
| 59 | Automation and Control | Industrial Switch | Control Switch | TESYS VARIO EMER STOP SWT DISCONN 12A ON DOOR BY 4 SCREW HDL | 2010879 | VCF02 | SCHNEIDER ELECTRIC | 1695 | https://pim-kvc.soneparsea.com:3443/PictureServer/default.aspx/schneider-VCF02_Image1.jpg?A3889C9397807479A2A1C7A8BAA5959DB4AAC672A87A766482A49DB2B39E95657EAFC4AC | https://pim-kvc.soneparsea.com:3443/PictureServer/default.aspx/schneider-VCF02.pdf?81788B76AEAA939CBEAABDA9B7A95D8A938B847780A7949A | TESYS VARIO EMERGENCY STOP SWITCH DISCONNECTOR 12 A ON DOOR | More foresight for better prevention. A range of safety control products which are simple to use and set up, with compact ergonomic products to meet requirements for starting or stopping motors. Applications: All machines requiring. DOL starting or stopping of motors load breaking of the machine control circuit | Number of auxiliary contacts as change-over contact | 0
| 59 | Automation and Control | Industrial Switch | Control Switch | TESYS VARIO EMER STOP SWT DISCONN 12A ON DOOR BY 4 SCREW HDL | 2010879 | VCF02 | SCHNEIDER ELECTRIC | 1695 | https://pim-kvc.soneparsea.com:3443/PictureServer/default.aspx/schneider-VCF02_Image1.jpg?A3889C9397807479A2A1C7A8BAA5959DB4AAC672A87A766482A49DB2B39E95657EAFC4AC | https://pim-kvc.soneparsea.com:3443/PictureServer/default.aspx/schneider-VCF02.pdf?81788B76AEAA939CBEAABDA9B7A95D8A938B847780A7949A | TESYS VARIO EMERGENCY STOP SWITCH DISCONNECTOR 12 A ON DOOR | More foresight for better prevention. A range of safety control products which are simple to use and set up, with compact ergonomic products to meet requirements for starting or stopping motors. Applications: All machines requiring. DOL starting or stopping of motors load breaking of the machine control circuit | Motor drive optional | no
| 59 | Automation and Control | Industrial Switch | Control Switch | TESYS VARIO EMER STOP SWT DISCONN 12A ON DOOR BY 4 SCREW HDL | 2010879 | VCF02 | SCHNEIDER ELECTRIC | 1695 | https://pim-kvc.soneparsea.com:3443/PictureServer/default.aspx/schneider-VCF02_Image1.jpg?A3889C9397807479A2A1C7A8BAA5959DB4AAC672A87A766482A49DB2B39E95657EAFC4AC | https://pim-kvc.soneparsea.com:3443/PictureServer/default.aspx/schneider-VCF02.pdf?81788B76AEAA939CBEAABDA9B7A95D8A938B847780A7949A | TESYS VARIO EMERGENCY STOP SWITCH DISCONNECTOR 12 A ON DOOR | More foresight for better prevention. A range of safety control products which are simple to use and set up, with compact ergonomic products to meet requirements for starting or stopping motors. Applications: All machines requiring. DOL starting or stopping of motors load breaking of the machine control circuit | Motor drive integrated | no
| 60 | Automation and Control | Industrial Switch | Pendant Control Stations | HARMONY XAC EMPTY PENDANT CONTROL STATION 12 OPENINGS | 2010883 | XACA12 | SCHNEIDER ELECTRIC | 8800 | https://pim-kvc.soneparsea.com:3443/PictureServer/default.aspx/schneider-xaca12_image1.jpg?A3889C9397807479A2A1C7A8BAA5959DB4AAC672CA9893958177B3AEBF9897998173BEB5B9 | https://pim-kvc.soneparsea.com:3443/PictureServer/default.aspx/schneider-XACA12.pdf?81788B76AEAA939CBEAABDA9B7A95D8C918895768465A098B6 | HARMONY XAC EMPTY PENDANT CONTROL STATION XAC-A 12 OPENINGS IN 1 COLUMN | Enclosure comprising:, - the enclosure, - internal mounting plate, - protective cable sleeve, - internal cable clamp, - suspension ring, - cable tie (for tightening sleeve onto cable). | Number of command positions | 12
| 60 | Automation and Control | Industrial Switch | Pendant Control Stations | HARMONY XAC EMPTY PENDANT CONTROL STATION 12 OPENINGS | 2010883 | XACA12 | SCHNEIDER ELECTRIC | 8800 | https://pim-kvc.soneparsea.com:3443/PictureServer/default.aspx/schneider-xaca12_image1.jpg?A3889C9397807479A2A1C7A8BAA5959DB4AAC672CA9893958177B3AEBF9897998173BEB5B9 | https://pim-kvc.soneparsea.com:3443/PictureServer/default.aspx/schneider-XACA12.pdf?81788B76AEAA939CBEAABDA9B7A95D8C918895768465A098B6 | HARMONY XAC EMPTY PENDANT CONTROL STATION XAC-A 12 OPENINGS IN 1 COLUMN | Enclosure comprising:, - the enclosure, - internal mounting plate, - protective cable sleeve, - internal cable clamp, - suspension ring, - cable tie (for tightening sleeve onto cable). | Inner diameter opening | 26mm
| 60 | Automation and Control | Industrial Switch | Pendant Control Stations | HARMONY XAC EMPTY PENDANT CONTROL STATION 12 OPENINGS | 2010883 | XACA12 | SCHNEIDER ELECTRIC | 8800 | https://pim-kvc.soneparsea.com:3443/PictureServer/default.aspx/schneider-xaca12_image1.jpg?A3889C9397807479A2A1C7A8BAA5959DB4AAC672CA9893958177B3AEBF9897998173BEB5B9 | https://pim-kvc.soneparsea.com:3443/PictureServer/default.aspx/schneider-XACA12.pdf?81788B76AEAA939CBEAABDA9B7A95D8C918895768465A098B6 | HARMONY XAC EMPTY PENDANT CONTROL STATION XAC-A 12 OPENINGS IN 1 COLUMN | Enclosure comprising:, - the enclosure, - internal mounting plate, - protective cable sleeve, - internal cable clamp, - suspension ring, - cable tie (for tightening sleeve onto cable). | Colour housing cover | Yellow
| 60 | Automation and Control | Industrial Switch | Pendant Control Stations | HARMONY XAC EMPTY PENDANT CONTROL STATION 12 OPENINGS | 2010883 | XACA12 | SCHNEIDER ELECTRIC | 8800 | https://pim-kvc.soneparsea.com:3443/PictureServer/default.aspx/schneider-xaca12_image1.jpg?A3889C9397807479A2A1C7A8BAA5959DB4AAC672CA9893958177B3AEBF9897998173BEB5B9 | https://pim-kvc.soneparsea.com:3443/PictureServer/default.aspx/schneider-XACA12.pdf?81788B76AEAA939CBEAABDA9B7A95D8C918895768465A098B6 | HARMONY XAC EMPTY PENDANT CONTROL STATION XAC-A 12 OPENINGS IN 1 COLUMN | Enclosure comprising:, - the enclosure, - internal mounting plate, - protective cable sleeve, - internal cable clamp, - suspension ring, - cable tie (for tightening sleeve onto cable). | Suitable for main current circuit | no
| 60 | Automation and Control | Industrial Switch | Pendant Control Stations | HARMONY XAC EMPTY PENDANT CONTROL STATION 12 OPENINGS | 2010883 | XACA12 | SCHNEIDER ELECTRIC | 8800 | https://pim-kvc.soneparsea.com:3443/PictureServer/default.aspx/schneider-xaca12_image1.jpg?A3889C9397807479A2A1C7A8BAA5959DB4AAC672CA9893958177B3AEBF9897998173BEB5B9 | https://pim-kvc.soneparsea.com:3443/PictureServer/default.aspx/schneider-XACA12.pdf?81788B76AEAA939CBEAABDA9B7A95D8C918895768465A098B6 | HARMONY XAC EMPTY PENDANT CONTROL STATION XAC-A 12 OPENINGS IN 1 COLUMN | Enclosure comprising:, - the enclosure, - internal mounting plate, - protective cable sleeve, - internal cable clamp, - suspension ring, - cable tie (for tightening sleeve onto cable). | Suitable for control current circuit | yes
| 60 | Automation and Control | Industrial Switch | Pendant Control Stations | HARMONY XAC EMPTY PENDANT CONTROL STATION 12 OPENINGS | 2010883 | XACA12 | SCHNEIDER ELECTRIC | 8800 | https://pim-kvc.soneparsea.com:3443/PictureServer/default.aspx/schneider-xaca12_image1.jpg?A3889C9397807479A2A1C7A8BAA5959DB4AAC672CA9893958177B3AEBF9897998173BEB5B9 | https://pim-kvc.soneparsea.com:3443/PictureServer/default.aspx/schneider-XACA12.pdf?81788B76AEAA939CBEAABDA9B7A95D8C918895768465A098B6 | HARMONY XAC EMPTY PENDANT CONTROL STATION XAC-A 12 OPENINGS IN 1 COLUMN | Enclosure comprising:, - the enclosure, - internal mounting plate, - protective cable sleeve, - internal cable clamp, - suspension ring, - cable tie (for tightening sleeve onto cable). | Material housing | Plastic
| 60 | Automation and Control | Industrial Switch | Pendant Control Stations | HARMONY XAC EMPTY PENDANT CONTROL STATION 12 OPENINGS | 2010883 | XACA12 | SCHNEIDER ELECTRIC | 8800 | https://pim-kvc.soneparsea.com:3443/PictureServer/default.aspx/schneider-xaca12_image1.jpg?A3889C9397807479A2A1C7A8BAA5959DB4AAC672CA9893958177B3AEBF9897998173BEB5B9 | https://pim-kvc.soneparsea.com:3443/PictureServer/default.aspx/schneider-XACA12.pdf?81788B76AEAA939CBEAABDA9B7A95D8C918895768465A098B6 | HARMONY XAC EMPTY PENDANT CONTROL STATION XAC-A 12 OPENINGS IN 1 COLUMN | Enclosure comprising:, - the enclosure, - internal mounting plate, - protective cable sleeve, - internal cable clamp, - suspension ring, - cable tie (for tightening sleeve onto cable). | Degree of protection (IP) | IP65
| 61 | Automation and Control | Industrial Switch | Push Buttons | HARMONY XAC ROUND HEAD FOR PUSHBUTTON BLUE BOOTED | 2010884 | XACA9416 | SCHNEIDER ELECTRIC | 395 | https://pim-kvc.soneparsea.com:3443/PictureServer/default.aspx/schneider-XACA9416_Image1.jpg?A3889C9397807479A2A1C7A8BAA5959DB4AAC672AA7873758979857BB1809D95B7AA8573BCA797 | https://pim-kvc.soneparsea.com:3443/PictureServer/default.aspx/schneider-XACA9416.pdf?81788B76AEAA939CBEAABDA9B7A95D8C9188957E86686662C0A9BA | HARMONY XAC ROUND HEAD FOR PUSHBUTTON SPRING RETURN XAC-A BLUE BOOTED | Booted push button | Colour button | Blue
| 61 | Automation and Control | Industrial Switch | Push Buttons | HARMONY XAC ROUND HEAD FOR PUSHBUTTON BLUE BOOTED | 2010884 | XACA9416 | SCHNEIDER ELECTRIC | 395 | https://pim-kvc.soneparsea.com:3443/PictureServer/default.aspx/schneider-XACA9416_Image1.jpg?A3889C9397807479A2A1C7A8BAA5959DB4AAC672AA7873758979857BB1809D95B7AA8573BCA797 | https://pim-kvc.soneparsea.com:3443/PictureServer/default.aspx/schneider-XACA9416.pdf?81788B76AEAA939CBEAABDA9B7A95D8C9188957E86686662C0A9BA | HARMONY XAC ROUND HEAD FOR PUSHBUTTON SPRING RETURN XAC-A BLUE BOOTED | Booted push button | Number of command positions | 1
| 61 | Automation and Control | Industrial Switch | Push Buttons | HARMONY XAC ROUND HEAD FOR PUSHBUTTON BLUE BOOTED | 2010884 | XACA9416 | SCHNEIDER ELECTRIC | 395 | https://pim-kvc.soneparsea.com:3443/PictureServer/default.aspx/schneider-XACA9416_Image1.jpg?A3889C9397807479A2A1C7A8BAA5959DB4AAC672AA7873758979857BB1809D95B7AA8573BCA797 | https://pim-kvc.soneparsea.com:3443/PictureServer/default.aspx/schneider-XACA9416.pdf?81788B76AEAA939CBEAABDA9B7A95D8C9188957E86686662C0A9BA | HARMONY XAC ROUND HEAD FOR PUSHBUTTON SPRING RETURN XAC-A BLUE BOOTED | Booted push button | Construction type lens | Round
| 61 | Automation and Control | Industrial Switch | Push Buttons | HARMONY XAC ROUND HEAD FOR PUSHBUTTON BLUE BOOTED | 2010884 | XACA9416 | SCHNEIDER ELECTRIC | 395 | https://pim-kvc.soneparsea.com:3443/PictureServer/default.aspx/schneider-XACA9416_Image1.jpg?A3889C9397807479A2A1C7A8BAA5959DB4AAC672AA7873758979857BB1809D95B7AA8573BCA797 | https://pim-kvc.soneparsea.com:3443/PictureServer/default.aspx/schneider-XACA9416.pdf?81788B76AEAA939CBEAABDA9B7A95D8C9188957E86686662C0A9BA | HARMONY XAC ROUND HEAD FOR PUSHBUTTON SPRING RETURN XAC-A BLUE BOOTED | Booted push button | Hole diameter | 22.5mm
| 61 | Automation and Control | Industrial Switch | Push Buttons | HARMONY XAC ROUND HEAD FOR PUSHBUTTON BLUE BOOTED | 2010884 | XACA9416 | SCHNEIDER ELECTRIC | 395 | https://pim-kvc.soneparsea.com:3443/PictureServer/default.aspx/schneider-XACA9416_Image1.jpg?A3889C9397807479A2A1C7A8BAA5959DB4AAC672AA7873758979857BB1809D95B7AA8573BCA797 | https://pim-kvc.soneparsea.com:3443/PictureServer/default.aspx/schneider-XACA9416.pdf?81788B76AEAA939CBEAABDA9B7A95D8C9188957E86686662C0A9BA | HARMONY XAC ROUND HEAD FOR PUSHBUTTON SPRING RETURN XAC-A BLUE BOOTED | Booted push button | Width opening | 0mm
| 61 | Automation and Control | Industrial Switch | Push Buttons | HARMONY XAC ROUND HEAD FOR PUSHBUTTON BLUE BOOTED | 2010884 | XACA9416 | SCHNEIDER ELECTRIC | 395 | https://pim-kvc.soneparsea.com:3443/PictureServer/default.aspx/schneider-XACA9416_Image1.jpg?A3889C9397807479A2A1C7A8BAA5959DB4AAC672AA7873758979857BB1809D95B7AA8573BCA797 | https://pim-kvc.soneparsea.com:3443/PictureServer/default.aspx/schneider-XACA9416.pdf?81788B76AEAA939CBEAABDA9B7A95D8C9188957E86686662C0A9BA | HARMONY XAC ROUND HEAD FOR PUSHBUTTON SPRING RETURN XAC-A BLUE BOOTED | Booted push button | Height opening | 0mm
| 61 | Automation and Control | Industrial Switch | Push Buttons | HARMONY XAC ROUND HEAD FOR PUSHBUTTON BLUE BOOTED | 2010884 | XACA9416 | SCHNEIDER ELECTRIC | 395 | https://pim-kvc.soneparsea.com:3443/PictureServer/default.aspx/schneider-XACA9416_Image1.jpg?A3889C9397807479A2A1C7A8BAA5959DB4AAC672AA7873758979857BB1809D95B7AA8573BCA797 | https://pim-kvc.soneparsea.com:3443/PictureServer/default.aspx/schneider-XACA9416.pdf?81788B76AEAA939CBEAABDA9B7A95D8C9188957E86686662C0A9BA | HARMONY XAC ROUND HEAD FOR PUSHBUTTON SPRING RETURN XAC-A BLUE BOOTED | Booted push button | Type of button | Flat
| 61 | Automation and Control | Industrial Switch | Push Buttons | HARMONY XAC ROUND HEAD FOR PUSHBUTTON BLUE BOOTED | 2010884 | XACA9416 | SCHNEIDER ELECTRIC | 395 | https://pim-kvc.soneparsea.com:3443/PictureServer/default.aspx/schneider-XACA9416_Image1.jpg?A3889C9397807479A2A1C7A8BAA5959DB4AAC672AA7873758979857BB1809D95B7AA8573BCA797 | https://pim-kvc.soneparsea.com:3443/PictureServer/default.aspx/schneider-XACA9416.pdf?81788B76AEAA939CBEAABDA9B7A95D8C9188957E86686662C0A9BA | HARMONY XAC ROUND HEAD FOR PUSHBUTTON SPRING RETURN XAC-A BLUE BOOTED | Booted push button | Suitable for illumination | no
| 61 | Automation and Control | Industrial Switch | Push Buttons | HARMONY XAC ROUND HEAD FOR PUSHBUTTON BLUE BOOTED | 2010884 | XACA9416 | SCHNEIDER ELECTRIC | 395 | https://pim-kvc.soneparsea.com:3443/PictureServer/default.aspx/schneider-XACA9416_Image1.jpg?A3889C9397807479A2A1C7A8BAA5959DB4AAC672AA7873758979857BB1809D95B7AA8573BCA797 | https://pim-kvc.soneparsea.com:3443/PictureServer/default.aspx/schneider-XACA9416.pdf?81788B76AEAA939CBEAABDA9B7A95D8C9188957E86686662C0A9BA | HARMONY XAC ROUND HEAD FOR PUSHBUTTON SPRING RETURN XAC-A BLUE BOOTED | Booted push button | With protective cover | no
| 61 | Automation and Control | Industrial Switch | Push Buttons | HARMONY XAC ROUND HEAD FOR PUSHBUTTON BLUE BOOTED | 2010884 | XACA9416 | SCHNEIDER ELECTRIC | 395 | https://pim-kvc.soneparsea.com:3443/PictureServer/default.aspx/schneider-XACA9416_Image1.jpg?A3889C9397807479A2A1C7A8BAA5959DB4AAC672AA7873758979857BB1809D95B7AA8573BCA797 | https://pim-kvc.soneparsea.com:3443/PictureServer/default.aspx/schneider-XACA9416.pdf?81788B76AEAA939CBEAABDA9B7A95D8C9188957E86686662C0A9BA | HARMONY XAC ROUND HEAD FOR PUSHBUTTON SPRING RETURN XAC-A BLUE BOOTED | Booted push button | Labelled | no
| 61 | Automation and Control | Industrial Switch | Push Buttons | HARMONY XAC ROUND HEAD FOR PUSHBUTTON BLUE BOOTED | 2010884 | XACA9416 | SCHNEIDER ELECTRIC | 395 | https://pim-kvc.soneparsea.com:3443/PictureServer/default.aspx/schneider-XACA9416_Image1.jpg?A3889C9397807479A2A1C7A8BAA5959DB4AAC672AA7873758979857BB1809D95B7AA8573BCA797 | https://pim-kvc.soneparsea.com:3443/PictureServer/default.aspx/schneider-XACA9416.pdf?81788B76AEAA939CBEAABDA9B7A95D8C9188957E86686662C0A9BA | HARMONY XAC ROUND HEAD FOR PUSHBUTTON SPRING RETURN XAC-A BLUE BOOTED | Booted push button | Switching function latching | no
| 61 | Automation and Control | Industrial Switch | Push Buttons | HARMONY XAC ROUND HEAD FOR PUSHBUTTON BLUE BOOTED | 2010884 | XACA9416 | SCHNEIDER ELECTRIC | 395 | https://pim-kvc.soneparsea.com:3443/PictureServer/default.aspx/schneider-XACA9416_Image1.jpg?A3889C9397807479A2A1C7A8BAA5959DB4AAC672AA7873758979857BB1809D95B7AA8573BCA797 | https://pim-kvc.soneparsea.com:3443/PictureServer/default.aspx/schneider-XACA9416.pdf?81788B76AEAA939CBEAABDA9B7A95D8C9188957E86686662C0A9BA | HARMONY XAC ROUND HEAD FOR PUSHBUTTON SPRING RETURN XAC-A BLUE BOOTED | Booted push button | Spring-return | yes
| 61 | Automation and Control | Industrial Switch | Push Buttons | HARMONY XAC ROUND HEAD FOR PUSHBUTTON BLUE BOOTED | 2010884 | XACA9416 | SCHNEIDER ELECTRIC | 395 | https://pim-kvc.soneparsea.com:3443/PictureServer/default.aspx/schneider-XACA9416_Image1.jpg?A3889C9397807479A2A1C7A8BAA5959DB4AAC672AA7873758979857BB1809D95B7AA8573BCA797 | https://pim-kvc.soneparsea.com:3443/PictureServer/default.aspx/schneider-XACA9416.pdf?81788B76AEAA939CBEAABDA9B7A95D8C9188957E86686662C0A9BA | HARMONY XAC ROUND HEAD FOR PUSHBUTTON SPRING RETURN XAC-A BLUE BOOTED | Booted push button | With front ring | yes
| 61 | Automation and Control | Industrial Switch | Push Buttons | HARMONY XAC ROUND HEAD FOR PUSHBUTTON BLUE BOOTED | 2010884 | XACA9416 | SCHNEIDER ELECTRIC | 395 | https://pim-kvc.soneparsea.com:3443/PictureServer/default.aspx/schneider-XACA9416_Image1.jpg?A3889C9397807479A2A1C7A8BAA5959DB4AAC672AA7873758979857BB1809D95B7AA8573BCA797 | https://pim-kvc.soneparsea.com:3443/PictureServer/default.aspx/schneider-XACA9416.pdf?81788B76AEAA939CBEAABDA9B7A95D8C9188957E86686662C0A9BA | HARMONY XAC ROUND HEAD FOR PUSHBUTTON SPRING RETURN XAC-A BLUE BOOTED | Booted push button | Material front ring | Plastic
| 61 | Automation and Control | Industrial Switch | Push Buttons | HARMONY XAC ROUND HEAD FOR PUSHBUTTON BLUE BOOTED | 2010884 | XACA9416 | SCHNEIDER ELECTRIC | 395 | https://pim-kvc.soneparsea.com:3443/PictureServer/default.aspx/schneider-XACA9416_Image1.jpg?A3889C9397807479A2A1C7A8BAA5959DB4AAC672AA7873758979857BB1809D95B7AA8573BCA797 | https://pim-kvc.soneparsea.com:3443/PictureServer/default.aspx/schneider-XACA9416.pdf?81788B76AEAA939CBEAABDA9B7A95D8C9188957E86686662C0A9BA | HARMONY XAC ROUND HEAD FOR PUSHBUTTON SPRING RETURN XAC-A BLUE BOOTED | Booted push button | Colour front ring | Black
| 61 | Automation and Control | Industrial Switch | Push Buttons | HARMONY XAC ROUND HEAD FOR PUSHBUTTON BLUE BOOTED | 2010884 | XACA9416 | SCHNEIDER ELECTRIC | 395 | https://pim-kvc.soneparsea.com:3443/PictureServer/default.aspx/schneider-XACA9416_Image1.jpg?A3889C9397807479A2A1C7A8BAA5959DB4AAC672AA7873758979857BB1809D95B7AA8573BCA797 | https://pim-kvc.soneparsea.com:3443/PictureServer/default.aspx/schneider-XACA9416.pdf?81788B76AEAA939CBEAABDA9B7A95D8C9188957E86686662C0A9BA | HARMONY XAC ROUND HEAD FOR PUSHBUTTON SPRING RETURN XAC-A BLUE BOOTED | Booted push button | Degree of protection (IP), front side | IP65
| 62 | Automation and Control | Industrial Switch | Tower Lights | HARMONY XVG LED BEACON STEADY RED/AMBER/GREEN 24V | 2011022 | XVGB3S | SCHNEIDER ELECTRIC | 3200 | https://pim-kvc.soneparsea.com:3443/PictureServer/default.aspx/schneider-XVGB3S_Image1.jpg?A3889C9397807479A2A1C7A8BAA5959DB4AAC672AA8D77768398B38EBF9897998173BEB5B9 | https://pim-kvc.soneparsea.com:3443/PictureServer/default.aspx/schneider-xvgb3s.pdf?81788B76AEAA939CBEAABDA9B7A95DACC6ACB678C565A098B6 | HARMONY XVG LED BEACON STEADY RED/AMBER/GREEN 24V | The monolithic tower lights in the Harmony XVG range are designed for long distance indication of the operating status or sequences of a machine or installation, either visually by means of illuminated signaling units visible through 360°, or audibly by means of a buzzer. | Number of signal tower elements | 3
| 62 | Automation and Control | Industrial Switch | Tower Lights | HARMONY XVG LED BEACON STEADY RED/AMBER/GREEN 24V | 2011022 | XVGB3S | SCHNEIDER ELECTRIC | 3200 | https://pim-kvc.soneparsea.com:3443/PictureServer/default.aspx/schneider-XVGB3S_Image1.jpg?A3889C9397807479A2A1C7A8BAA5959DB4AAC672AA8D77768398B38EBF9897998173BEB5B9 | https://pim-kvc.soneparsea.com:3443/PictureServer/default.aspx/schneider-xvgb3s.pdf?81788B76AEAA939CBEAABDA9B7A95DACC6ACB678C565A098B6 | HARMONY XVG LED BEACON STEADY RED/AMBER/GREEN 24V | The monolithic tower lights in the Harmony XVG range are designed for long distance indication of the operating status or sequences of a machine or installation, either visually by means of illuminated signaling units visible through 360°, or audibly by means of a buzzer. | Function acoustic | no
| 62 | Automation and Control | Industrial Switch | Tower Lights | HARMONY XVG LED BEACON STEADY RED/AMBER/GREEN 24V | 2011022 | XVGB3S | SCHNEIDER ELECTRIC | 3200 | https://pim-kvc.soneparsea.com:3443/PictureServer/default.aspx/schneider-XVGB3S_Image1.jpg?A3889C9397807479A2A1C7A8BAA5959DB4AAC672AA8D77768398B38EBF9897998173BEB5B9 | https://pim-kvc.soneparsea.com:3443/PictureServer/default.aspx/schneider-xvgb3s.pdf?81788B76AEAA939CBEAABDA9B7A95DACC6ACB678C565A098B6 | HARMONY XVG LED BEACON STEADY RED/AMBER/GREEN 24V | The monolithic tower lights in the Harmony XVG range are designed for long distance indication of the operating status or sequences of a machine or installation, either visually by means of illuminated signaling units visible through 360°, or audibly by means of a buzzer. | Loudness | 80dB
| 62 | Automation and Control | Industrial Switch | Tower Lights | HARMONY XVG LED BEACON STEADY RED/AMBER/GREEN 24V | 2011022 | XVGB3S | SCHNEIDER ELECTRIC | 3200 | https://pim-kvc.soneparsea.com:3443/PictureServer/default.aspx/schneider-XVGB3S_Image1.jpg?A3889C9397807479A2A1C7A8BAA5959DB4AAC672AA8D77768398B38EBF9897998173BEB5B9 | https://pim-kvc.soneparsea.com:3443/PictureServer/default.aspx/schneider-xvgb3s.pdf?81788B76AEAA939CBEAABDA9B7A95DACC6ACB678C565A098B6 | HARMONY XVG LED BEACON STEADY RED/AMBER/GREEN 24V | The monolithic tower lights in the Harmony XVG range are designed for long distance indication of the operating status or sequences of a machine or installation, either visually by means of illuminated signaling units visible through 360°, or audibly by means of a buzzer. | Voltage type for actuating | DC
| 62 | Automation and Control | Industrial Switch | Tower Lights | HARMONY XVG LED BEACON STEADY RED/AMBER/GREEN 24V | 2011022 | XVGB3S | SCHNEIDER ELECTRIC | 3200 | https://pim-kvc.soneparsea.com:3443/PictureServer/default.aspx/schneider-XVGB3S_Image1.jpg?A3889C9397807479A2A1C7A8BAA5959DB4AAC672AA8D77768398B38EBF9897998173BEB5B9 | https://pim-kvc.soneparsea.com:3443/PictureServer/default.aspx/schneider-xvgb3s.pdf?81788B76AEAA939CBEAABDA9B7A95DACC6ACB678C565A098B6 | HARMONY XVG LED BEACON STEADY RED/AMBER/GREEN 24V | The monolithic tower lights in the Harmony XVG range are designed for long distance indication of the operating status or sequences of a machine or installation, either visually by means of illuminated signaling units visible through 360°, or audibly by means of a buzzer. | Rated operating voltage Ue | 24...24V
| 63 | Automation and Control | Industrial Switch | Push Buttons | HARMONY XB4 FLUSH PUSHBUTTON HEAD Ø22 BLUE | 2011032 | ZB4BA6 | SCHNEIDER ELECTRIC | 155 | https://pim-kvc.soneparsea.com:3443/PictureServer/default.aspx/schneider-zb4ba6_image1.jpg?A3889C9397807479A2A1C7A8BAA5959DB4AAC672CC996496B17BB3AEBF9897998173BEB5B9 | https://pim-kvc.soneparsea.com:3443/PictureServer/default.aspx/schneider-zb4ba6.pdf?81788B76AEAA939CBEAABDA9B7A95DAEB279B6A68865A098B6 | HARMONY XB4 FLUSH PUSHBUTTON HEAD Ø22 BLUE | This Schneider Electric Harmony XB4 blue button head operates with a spring return mechanism. It has a chromium-plated metal bezel. This button head provides an ergonomic interface for controlling your machines. It is easily installed and replaced on compatible complete push-button units and contact blocks via snap-fit assembly. It is impact resistant, dust proof, waterproof and vibration resistant thanks to its IP66 / IP67 / IP69 / IP69K, making it ideal for operation in harsh environments. | Colour button | Blue
| 63 | Automation and Control | Industrial Switch | Push Buttons | HARMONY XB4 FLUSH PUSHBUTTON HEAD Ø22 BLUE | 2011032 | ZB4BA6 | SCHNEIDER ELECTRIC | 155 | https://pim-kvc.soneparsea.com:3443/PictureServer/default.aspx/schneider-zb4ba6_image1.jpg?A3889C9397807479A2A1C7A8BAA5959DB4AAC672CC996496B17BB3AEBF9897998173BEB5B9 | https://pim-kvc.soneparsea.com:3443/PictureServer/default.aspx/schneider-zb4ba6.pdf?81788B76AEAA939CBEAABDA9B7A95DAEB279B6A68865A098B6 | HARMONY XB4 FLUSH PUSHBUTTON HEAD Ø22 BLUE | This Schneider Electric Harmony XB4 blue button head operates with a spring return mechanism. It has a chromium-plated metal bezel. This button head provides an ergonomic interface for controlling your machines. It is easily installed and replaced on compatible complete push-button units and contact blocks via snap-fit assembly. It is impact resistant, dust proof, waterproof and vibration resistant thanks to its IP66 / IP67 / IP69 / IP69K, making it ideal for operation in harsh environments. | Number of command positions | 1
| 63 | Automation and Control | Industrial Switch | Push Buttons | HARMONY XB4 FLUSH PUSHBUTTON HEAD Ø22 BLUE | 2011032 | ZB4BA6 | SCHNEIDER ELECTRIC | 155 | https://pim-kvc.soneparsea.com:3443/PictureServer/default.aspx/schneider-zb4ba6_image1.jpg?A3889C9397807479A2A1C7A8BAA5959DB4AAC672CC996496B17BB3AEBF9897998173BEB5B9 | https://pim-kvc.soneparsea.com:3443/PictureServer/default.aspx/schneider-zb4ba6.pdf?81788B76AEAA939CBEAABDA9B7A95DAEB279B6A68865A098B6 | HARMONY XB4 FLUSH PUSHBUTTON HEAD Ø22 BLUE | This Schneider Electric Harmony XB4 blue button head operates with a spring return mechanism. It has a chromium-plated metal bezel. This button head provides an ergonomic interface for controlling your machines. It is easily installed and replaced on compatible complete push-button units and contact blocks via snap-fit assembly. It is impact resistant, dust proof, waterproof and vibration resistant thanks to its IP66 / IP67 / IP69 / IP69K, making it ideal for operation in harsh environments. | Construction type lens | Round
| 63 | Automation and Control | Industrial Switch | Push Buttons | HARMONY XB4 FLUSH PUSHBUTTON HEAD Ø22 BLUE | 2011032 | ZB4BA6 | SCHNEIDER ELECTRIC | 155 | https://pim-kvc.soneparsea.com:3443/PictureServer/default.aspx/schneider-zb4ba6_image1.jpg?A3889C9397807479A2A1C7A8BAA5959DB4AAC672CC996496B17BB3AEBF9897998173BEB5B9 | https://pim-kvc.soneparsea.com:3443/PictureServer/default.aspx/schneider-zb4ba6.pdf?81788B76AEAA939CBEAABDA9B7A95DAEB279B6A68865A098B6 | HARMONY XB4 FLUSH PUSHBUTTON HEAD Ø22 BLUE | This Schneider Electric Harmony XB4 blue button head operates with a spring return mechanism. It has a chromium-plated metal bezel. This button head provides an ergonomic interface for controlling your machines. It is easily installed and replaced on compatible complete push-button units and contact blocks via snap-fit assembly. It is impact resistant, dust proof, waterproof and vibration resistant thanks to its IP66 / IP67 / IP69 / IP69K, making it ideal for operation in harsh environments. | Hole diameter | 22.5mm
| 63 | Automation and Control | Industrial Switch | Push Buttons | HARMONY XB4 FLUSH PUSHBUTTON HEAD Ø22 BLUE | 2011032 | ZB4BA6 | SCHNEIDER ELECTRIC | 155 | https://pim-kvc.soneparsea.com:3443/PictureServer/default.aspx/schneider-zb4ba6_image1.jpg?A3889C9397807479A2A1C7A8BAA5959DB4AAC672CC996496B17BB3AEBF9897998173BEB5B9 | https://pim-kvc.soneparsea.com:3443/PictureServer/default.aspx/schneider-zb4ba6.pdf?81788B76AEAA939CBEAABDA9B7A95DAEB279B6A68865A098B6 | HARMONY XB4 FLUSH PUSHBUTTON HEAD Ø22 BLUE | This Schneider Electric Harmony XB4 blue button head operates with a spring return mechanism. It has a chromium-plated metal bezel. This button head provides an ergonomic interface for controlling your machines. It is easily installed and replaced on compatible complete push-button units and contact blocks via snap-fit assembly. It is impact resistant, dust proof, waterproof and vibration resistant thanks to its IP66 / IP67 / IP69 / IP69K, making it ideal for operation in harsh environments. | Width opening | 0mm
| 63 | Automation and Control | Industrial Switch | Push Buttons | HARMONY XB4 FLUSH PUSHBUTTON HEAD Ø22 BLUE | 2011032 | ZB4BA6 | SCHNEIDER ELECTRIC | 155 | https://pim-kvc.soneparsea.com:3443/PictureServer/default.aspx/schneider-zb4ba6_image1.jpg?A3889C9397807479A2A1C7A8BAA5959DB4AAC672CC996496B17BB3AEBF9897998173BEB5B9 | https://pim-kvc.soneparsea.com:3443/PictureServer/default.aspx/schneider-zb4ba6.pdf?81788B76AEAA939CBEAABDA9B7A95DAEB279B6A68865A098B6 | HARMONY XB4 FLUSH PUSHBUTTON HEAD Ø22 BLUE | This Schneider Electric Harmony XB4 blue button head operates with a spring return mechanism. It has a chromium-plated metal bezel. This button head provides an ergonomic interface for controlling your machines. It is easily installed and replaced on compatible complete push-button units and contact blocks via snap-fit assembly. It is impact resistant, dust proof, waterproof and vibration resistant thanks to its IP66 / IP67 / IP69 / IP69K, making it ideal for operation in harsh environments. | Height opening | 0mm
| 63 | Automation and Control | Industrial Switch | Push Buttons | HARMONY XB4 FLUSH PUSHBUTTON HEAD Ø22 BLUE | 2011032 | ZB4BA6 | SCHNEIDER ELECTRIC | 155 | https://pim-kvc.soneparsea.com:3443/PictureServer/default.aspx/schneider-zb4ba6_image1.jpg?A3889C9397807479A2A1C7A8BAA5959DB4AAC672CC996496B17BB3AEBF9897998173BEB5B9 | https://pim-kvc.soneparsea.com:3443/PictureServer/default.aspx/schneider-zb4ba6.pdf?81788B76AEAA939CBEAABDA9B7A95DAEB279B6A68865A098B6 | HARMONY XB4 FLUSH PUSHBUTTON HEAD Ø22 BLUE | This Schneider Electric Harmony XB4 blue button head operates with a spring return mechanism. It has a chromium-plated metal bezel. This button head provides an ergonomic interface for controlling your machines. It is easily installed and replaced on compatible complete push-button units and contact blocks via snap-fit assembly. It is impact resistant, dust proof, waterproof and vibration resistant thanks to its IP66 / IP67 / IP69 / IP69K, making it ideal for operation in harsh environments. | Type of button | Flat
| 63 | Automation and Control | Industrial Switch | Push Buttons | HARMONY XB4 FLUSH PUSHBUTTON HEAD Ø22 BLUE | 2011032 | ZB4BA6 | SCHNEIDER ELECTRIC | 155 | https://pim-kvc.soneparsea.com:3443/PictureServer/default.aspx/schneider-zb4ba6_image1.jpg?A3889C9397807479A2A1C7A8BAA5959DB4AAC672CC996496B17BB3AEBF9897998173BEB5B9 | https://pim-kvc.soneparsea.com:3443/PictureServer/default.aspx/schneider-zb4ba6.pdf?81788B76AEAA939CBEAABDA9B7A95DAEB279B6A68865A098B6 | HARMONY XB4 FLUSH PUSHBUTTON HEAD Ø22 BLUE | This Schneider Electric Harmony XB4 blue button head operates with a spring return mechanism. It has a chromium-plated metal bezel. This button head provides an ergonomic interface for controlling your machines. It is easily installed and replaced on compatible complete push-button units and contact blocks via snap-fit assembly. It is impact resistant, dust proof, waterproof and vibration resistant thanks to its IP66 / IP67 / IP69 / IP69K, making it ideal for operation in harsh environments. | Suitable for illumination | no
| 63 | Automation and Control | Industrial Switch | Push Buttons | HARMONY XB4 FLUSH PUSHBUTTON HEAD Ø22 BLUE | 2011032 | ZB4BA6 | SCHNEIDER ELECTRIC | 155 | https://pim-kvc.soneparsea.com:3443/PictureServer/default.aspx/schneider-zb4ba6_image1.jpg?A3889C9397807479A2A1C7A8BAA5959DB4AAC672CC996496B17BB3AEBF9897998173BEB5B9 | https://pim-kvc.soneparsea.com:3443/PictureServer/default.aspx/schneider-zb4ba6.pdf?81788B76AEAA939CBEAABDA9B7A95DAEB279B6A68865A098B6 | HARMONY XB4 FLUSH PUSHBUTTON HEAD Ø22 BLUE | This Schneider Electric Harmony XB4 blue button head operates with a spring return mechanism. It has a chromium-plated metal bezel. This button head provides an ergonomic interface for controlling your machines. It is easily installed and replaced on compatible complete push-button units and contact blocks via snap-fit assembly. It is impact resistant, dust proof, waterproof and vibration resistant thanks to its IP66 / IP67 / IP69 / IP69K, making it ideal for operation in harsh environments. | With protective cover | no
| 63 | Automation and Control | Industrial Switch | Push Buttons | HARMONY XB4 FLUSH PUSHBUTTON HEAD Ø22 BLUE | 2011032 | ZB4BA6 | SCHNEIDER ELECTRIC | 155 | https://pim-kvc.soneparsea.com:3443/PictureServer/default.aspx/schneider-zb4ba6_image1.jpg?A3889C9397807479A2A1C7A8BAA5959DB4AAC672CC996496B17BB3AEBF9897998173BEB5B9 | https://pim-kvc.soneparsea.com:3443/PictureServer/default.aspx/schneider-zb4ba6.pdf?81788B76AEAA939CBEAABDA9B7A95DAEB279B6A68865A098B6 | HARMONY XB4 FLUSH PUSHBUTTON HEAD Ø22 BLUE | This Schneider Electric Harmony XB4 blue button head operates with a spring return mechanism. It has a chromium-plated metal bezel. This button head provides an ergonomic interface for controlling your machines. It is easily installed and replaced on compatible complete push-button units and contact blocks via snap-fit assembly. It is impact resistant, dust proof, waterproof and vibration resistant thanks to its IP66 / IP67 / IP69 / IP69K, making it ideal for operation in harsh environments. | Labelled | no
| 63 | Automation and Control | Industrial Switch | Push Buttons | HARMONY XB4 FLUSH PUSHBUTTON HEAD Ø22 BLUE | 2011032 | ZB4BA6 | SCHNEIDER ELECTRIC | 155 | https://pim-kvc.soneparsea.com:3443/PictureServer/default.aspx/schneider-zb4ba6_image1.jpg?A3889C9397807479A2A1C7A8BAA5959DB4AAC672CC996496B17BB3AEBF9897998173BEB5B9 | https://pim-kvc.soneparsea.com:3443/PictureServer/default.aspx/schneider-zb4ba6.pdf?81788B76AEAA939CBEAABDA9B7A95DAEB279B6A68865A098B6 | HARMONY XB4 FLUSH PUSHBUTTON HEAD Ø22 BLUE | This Schneider Electric Harmony XB4 blue button head operates with a spring return mechanism. It has a chromium-plated metal bezel. This button head provides an ergonomic interface for controlling your machines. It is easily installed and replaced on compatible complete push-button units and contact blocks via snap-fit assembly. It is impact resistant, dust proof, waterproof and vibration resistant thanks to its IP66 / IP67 / IP69 / IP69K, making it ideal for operation in harsh environments. | Switching function latching | no
| 63 | Automation and Control | Industrial Switch | Push Buttons | HARMONY XB4 FLUSH PUSHBUTTON HEAD Ø22 BLUE | 2011032 | ZB4BA6 | SCHNEIDER ELECTRIC | 155 | https://pim-kvc.soneparsea.com:3443/PictureServer/default.aspx/schneider-zb4ba6_image1.jpg?A3889C9397807479A2A1C7A8BAA5959DB4AAC672CC996496B17BB3AEBF9897998173BEB5B9 | https://pim-kvc.soneparsea.com:3443/PictureServer/default.aspx/schneider-zb4ba6.pdf?81788B76AEAA939CBEAABDA9B7A95DAEB279B6A68865A098B6 | HARMONY XB4 FLUSH PUSHBUTTON HEAD Ø22 BLUE | This Schneider Electric Harmony XB4 blue button head operates with a spring return mechanism. It has a chromium-plated metal bezel. This button head provides an ergonomic interface for controlling your machines. It is easily installed and replaced on compatible complete push-button units and contact blocks via snap-fit assembly. It is impact resistant, dust proof, waterproof and vibration resistant thanks to its IP66 / IP67 / IP69 / IP69K, making it ideal for operation in harsh environments. | Spring-return | yes
| 63 | Automation and Control | Industrial Switch | Push Buttons | HARMONY XB4 FLUSH PUSHBUTTON HEAD Ø22 BLUE | 2011032 | ZB4BA6 | SCHNEIDER ELECTRIC | 155 | https://pim-kvc.soneparsea.com:3443/PictureServer/default.aspx/schneider-zb4ba6_image1.jpg?A3889C9397807479A2A1C7A8BAA5959DB4AAC672CC996496B17BB3AEBF9897998173BEB5B9 | https://pim-kvc.soneparsea.com:3443/PictureServer/default.aspx/schneider-zb4ba6.pdf?81788B76AEAA939CBEAABDA9B7A95DAEB279B6A68865A098B6 | HARMONY XB4 FLUSH PUSHBUTTON HEAD Ø22 BLUE | This Schneider Electric Harmony XB4 blue button head operates with a spring return mechanism. It has a chromium-plated metal bezel. This button head provides an ergonomic interface for controlling your machines. It is easily installed and replaced on compatible complete push-button units and contact blocks via snap-fit assembly. It is impact resistant, dust proof, waterproof and vibration resistant thanks to its IP66 / IP67 / IP69 / IP69K, making it ideal for operation in harsh environments. | With front ring | yes
| 63 | Automation and Control | Industrial Switch | Push Buttons | HARMONY XB4 FLUSH PUSHBUTTON HEAD Ø22 BLUE | 2011032 | ZB4BA6 | SCHNEIDER ELECTRIC | 155 | https://pim-kvc.soneparsea.com:3443/PictureServer/default.aspx/schneider-zb4ba6_image1.jpg?A3889C9397807479A2A1C7A8BAA5959DB4AAC672CC996496B17BB3AEBF9897998173BEB5B9 | https://pim-kvc.soneparsea.com:3443/PictureServer/default.aspx/schneider-zb4ba6.pdf?81788B76AEAA939CBEAABDA9B7A95DAEB279B6A68865A098B6 | HARMONY XB4 FLUSH PUSHBUTTON HEAD Ø22 BLUE | This Schneider Electric Harmony XB4 blue button head operates with a spring return mechanism. It has a chromium-plated metal bezel. This button head provides an ergonomic interface for controlling your machines. It is easily installed and replaced on compatible complete push-button units and contact blocks via snap-fit assembly. It is impact resistant, dust proof, waterproof and vibration resistant thanks to its IP66 / IP67 / IP69 / IP69K, making it ideal for operation in harsh environments. | Material front ring | Metal
| 63 | Automation and Control | Industrial Switch | Push Buttons | HARMONY XB4 FLUSH PUSHBUTTON HEAD Ø22 BLUE | 2011032 | ZB4BA6 | SCHNEIDER ELECTRIC | 155 | https://pim-kvc.soneparsea.com:3443/PictureServer/default.aspx/schneider-zb4ba6_image1.jpg?A3889C9397807479A2A1C7A8BAA5959DB4AAC672CC996496B17BB3AEBF9897998173BEB5B9 | https://pim-kvc.soneparsea.com:3443/PictureServer/default.aspx/schneider-zb4ba6.pdf?81788B76AEAA939CBEAABDA9B7A95DAEB279B6A68865A098B6 | HARMONY XB4 FLUSH PUSHBUTTON HEAD Ø22 BLUE | This Schneider Electric Harmony XB4 blue button head operates with a spring return mechanism. It has a chromium-plated metal bezel. This button head provides an ergonomic interface for controlling your machines. It is easily installed and replaced on compatible complete push-button units and contact blocks via snap-fit assembly. It is impact resistant, dust proof, waterproof and vibration resistant thanks to its IP66 / IP67 / IP69 / IP69K, making it ideal for operation in harsh environments. | Colour front ring | Chrome
| 63 | Automation and Control | Industrial Switch | Push Buttons | HARMONY XB4 FLUSH PUSHBUTTON HEAD Ø22 BLUE | 2011032 | ZB4BA6 | SCHNEIDER ELECTRIC | 155 | https://pim-kvc.soneparsea.com:3443/PictureServer/default.aspx/schneider-zb4ba6_image1.jpg?A3889C9397807479A2A1C7A8BAA5959DB4AAC672CC996496B17BB3AEBF9897998173BEB5B9 | https://pim-kvc.soneparsea.com:3443/PictureServer/default.aspx/schneider-zb4ba6.pdf?81788B76AEAA939CBEAABDA9B7A95DAEB279B6A68865A098B6 | HARMONY XB4 FLUSH PUSHBUTTON HEAD Ø22 BLUE | This Schneider Electric Harmony XB4 blue button head operates with a spring return mechanism. It has a chromium-plated metal bezel. This button head provides an ergonomic interface for controlling your machines. It is easily installed and replaced on compatible complete push-button units and contact blocks via snap-fit assembly. It is impact resistant, dust proof, waterproof and vibration resistant thanks to its IP66 / IP67 / IP69 / IP69K, making it ideal for operation in harsh environments. | Degree of protection (IP), front side | IP66
| 63 | Automation and Control | Industrial Switch | Push Buttons | HARMONY XB4 FLUSH PUSHBUTTON HEAD Ø22 BLUE | 2011032 | ZB4BA6 | SCHNEIDER ELECTRIC | 155 | https://pim-kvc.soneparsea.com:3443/PictureServer/default.aspx/schneider-zb4ba6_image1.jpg?A3889C9397807479A2A1C7A8BAA5959DB4AAC672CC996496B17BB3AEBF9897998173BEB5B9 | https://pim-kvc.soneparsea.com:3443/PictureServer/default.aspx/schneider-zb4ba6.pdf?81788B76AEAA939CBEAABDA9B7A95DAEB279B6A68865A098B6 | HARMONY XB4 FLUSH PUSHBUTTON HEAD Ø22 BLUE | This Schneider Electric Harmony XB4 blue button head operates with a spring return mechanism. It has a chromium-plated metal bezel. This button head provides an ergonomic interface for controlling your machines. It is easily installed and replaced on compatible complete push-button units and contact blocks via snap-fit assembly. It is impact resistant, dust proof, waterproof and vibration resistant thanks to its IP66 / IP67 / IP69 / IP69K, making it ideal for operation in harsh environments. | Degree of protection (NEMA), front side | 13
| 64 | Automation and Control | Industrial Switch | Push Buttons | HARMONY XB4 MUSHROOM PUSHBUTTON HEAD Ø40 SPRING RETURN BLACK | 2011033 | ZB4BC2 | SCHNEIDER ELECTRIC | 480 | https://pim-kvc.soneparsea.com:3443/PictureServer/default.aspx/schneider-zb4bc2_image1.jpg?A3889C9397807479A2A1C7A8BAA5959DB4AAC672CC996496B377B3AEBF9897998173BEB5B9 | https://pim-kvc.soneparsea.com:3443/PictureServer/default.aspx/schneider-zb4bc2.pdf?81788B76AEAA939CBEAABDA9B7A95DAEB279B6A88465A098B6 | HARMONY XB4 MUSHROOM PUSHBUTTON HEAD Ø22 SPRING RETURN Ø40 BLACK | This Schneider Electric Harmony XB4 40mm mushroom black button head operates with a spring return mechanism. It has a chromium-plated metal bezel. This 40mm mushroom shaped push-button head is ideal for situations where quick actions are required for a process or machine to function correctly or where operator movements require maximum ergonomy. It is easily combined with Harmony range of contact blocks to perform a large variety of control functions. It is clearly distinguishable visually at a distance thanks to a prominent 40mm mushroom shape. It is impact resistant, dust proof, waterproof and vibration resistant thanks to its IP66 / IP67 / IP69 / IP69K, making it ideal for operation in harsh environments. | Colour button | Black/white
| 64 | Automation and Control | Industrial Switch | Push Buttons | HARMONY XB4 MUSHROOM PUSHBUTTON HEAD Ø40 SPRING RETURN BLACK | 2011033 | ZB4BC2 | SCHNEIDER ELECTRIC | 480 | https://pim-kvc.soneparsea.com:3443/PictureServer/default.aspx/schneider-zb4bc2_image1.jpg?A3889C9397807479A2A1C7A8BAA5959DB4AAC672CC996496B377B3AEBF9897998173BEB5B9 | https://pim-kvc.soneparsea.com:3443/PictureServer/default.aspx/schneider-zb4bc2.pdf?81788B76AEAA939CBEAABDA9B7A95DAEB279B6A88465A098B6 | HARMONY XB4 MUSHROOM PUSHBUTTON HEAD Ø22 SPRING RETURN Ø40 BLACK | This Schneider Electric Harmony XB4 40mm mushroom black button head operates with a spring return mechanism. It has a chromium-plated metal bezel. This 40mm mushroom shaped push-button head is ideal for situations where quick actions are required for a process or machine to function correctly or where operator movements require maximum ergonomy. It is easily combined with Harmony range of contact blocks to perform a large variety of control functions. It is clearly distinguishable visually at a distance thanks to a prominent 40mm mushroom shape. It is impact resistant, dust proof, waterproof and vibration resistant thanks to its IP66 / IP67 / IP69 / IP69K, making it ideal for operation in harsh environments. | Construction type lens | Round
| 64 | Automation and Control | Industrial Switch | Push Buttons | HARMONY XB4 MUSHROOM PUSHBUTTON HEAD Ø40 SPRING RETURN BLACK | 2011033 | ZB4BC2 | SCHNEIDER ELECTRIC | 480 | https://pim-kvc.soneparsea.com:3443/PictureServer/default.aspx/schneider-zb4bc2_image1.jpg?A3889C9397807479A2A1C7A8BAA5959DB4AAC672CC996496B377B3AEBF9897998173BEB5B9 | https://pim-kvc.soneparsea.com:3443/PictureServer/default.aspx/schneider-zb4bc2.pdf?81788B76AEAA939CBEAABDA9B7A95DAEB279B6A88465A098B6 | HARMONY XB4 MUSHROOM PUSHBUTTON HEAD Ø22 SPRING RETURN Ø40 BLACK | This Schneider Electric Harmony XB4 40mm mushroom black button head operates with a spring return mechanism. It has a chromium-plated metal bezel. This 40mm mushroom shaped push-button head is ideal for situations where quick actions are required for a process or machine to function correctly or where operator movements require maximum ergonomy. It is easily combined with Harmony range of contact blocks to perform a large variety of control functions. It is clearly distinguishable visually at a distance thanks to a prominent 40mm mushroom shape. It is impact resistant, dust proof, waterproof and vibration resistant thanks to its IP66 / IP67 / IP69 / IP69K, making it ideal for operation in harsh environments. | Diameter cap | 40mm
| 64 | Automation and Control | Industrial Switch | Push Buttons | HARMONY XB4 MUSHROOM PUSHBUTTON HEAD Ø40 SPRING RETURN BLACK | 2011033 | ZB4BC2 | SCHNEIDER ELECTRIC | 480 | https://pim-kvc.soneparsea.com:3443/PictureServer/default.aspx/schneider-zb4bc2_image1.jpg?A3889C9397807479A2A1C7A8BAA5959DB4AAC672CC996496B377B3AEBF9897998173BEB5B9 | https://pim-kvc.soneparsea.com:3443/PictureServer/default.aspx/schneider-zb4bc2.pdf?81788B76AEAA939CBEAABDA9B7A95DAEB279B6A88465A098B6 | HARMONY XB4 MUSHROOM PUSHBUTTON HEAD Ø22 SPRING RETURN Ø40 BLACK | This Schneider Electric Harmony XB4 40mm mushroom black button head operates with a spring return mechanism. It has a chromium-plated metal bezel. This 40mm mushroom shaped push-button head is ideal for situations where quick actions are required for a process or machine to function correctly or where operator movements require maximum ergonomy. It is easily combined with Harmony range of contact blocks to perform a large variety of control functions. It is clearly distinguishable visually at a distance thanks to a prominent 40mm mushroom shape. It is impact resistant, dust proof, waterproof and vibration resistant thanks to its IP66 / IP67 / IP69 / IP69K, making it ideal for operation in harsh environments. | Hole diameter | 22.5mm
| 64 | Automation and Control | Industrial Switch | Push Buttons | HARMONY XB4 MUSHROOM PUSHBUTTON HEAD Ø40 SPRING RETURN BLACK | 2011033 | ZB4BC2 | SCHNEIDER ELECTRIC | 480 | https://pim-kvc.soneparsea.com:3443/PictureServer/default.aspx/schneider-zb4bc2_image1.jpg?A3889C9397807479A2A1C7A8BAA5959DB4AAC672CC996496B377B3AEBF9897998173BEB5B9 | https://pim-kvc.soneparsea.com:3443/PictureServer/default.aspx/schneider-zb4bc2.pdf?81788B76AEAA939CBEAABDA9B7A95DAEB279B6A88465A098B6 | HARMONY XB4 MUSHROOM PUSHBUTTON HEAD Ø22 SPRING RETURN Ø40 BLACK | This Schneider Electric Harmony XB4 40mm mushroom black button head operates with a spring return mechanism. It has a chromium-plated metal bezel. This 40mm mushroom shaped push-button head is ideal for situations where quick actions are required for a process or machine to function correctly or where operator movements require maximum ergonomy. It is easily combined with Harmony range of contact blocks to perform a large variety of control functions. It is clearly distinguishable visually at a distance thanks to a prominent 40mm mushroom shape. It is impact resistant, dust proof, waterproof and vibration resistant thanks to its IP66 / IP67 / IP69 / IP69K, making it ideal for operation in harsh environments. | Width opening | 0mm
| 64 | Automation and Control | Industrial Switch | Push Buttons | HARMONY XB4 MUSHROOM PUSHBUTTON HEAD Ø40 SPRING RETURN BLACK | 2011033 | ZB4BC2 | SCHNEIDER ELECTRIC | 480 | https://pim-kvc.soneparsea.com:3443/PictureServer/default.aspx/schneider-zb4bc2_image1.jpg?A3889C9397807479A2A1C7A8BAA5959DB4AAC672CC996496B377B3AEBF9897998173BEB5B9 | https://pim-kvc.soneparsea.com:3443/PictureServer/default.aspx/schneider-zb4bc2.pdf?81788B76AEAA939CBEAABDA9B7A95DAEB279B6A88465A098B6 | HARMONY XB4 MUSHROOM PUSHBUTTON HEAD Ø22 SPRING RETURN Ø40 BLACK | This Schneider Electric Harmony XB4 40mm mushroom black button head operates with a spring return mechanism. It has a chromium-plated metal bezel. This 40mm mushroom shaped push-button head is ideal for situations where quick actions are required for a process or machine to function correctly or where operator movements require maximum ergonomy. It is easily combined with Harmony range of contact blocks to perform a large variety of control functions. It is clearly distinguishable visually at a distance thanks to a prominent 40mm mushroom shape. It is impact resistant, dust proof, waterproof and vibration resistant thanks to its IP66 / IP67 / IP69 / IP69K, making it ideal for operation in harsh environments. | Height opening | 0mm
| 64 | Automation and Control | Industrial Switch | Push Buttons | HARMONY XB4 MUSHROOM PUSHBUTTON HEAD Ø40 SPRING RETURN BLACK | 2011033 | ZB4BC2 | SCHNEIDER ELECTRIC | 480 | https://pim-kvc.soneparsea.com:3443/PictureServer/default.aspx/schneider-zb4bc2_image1.jpg?A3889C9397807479A2A1C7A8BAA5959DB4AAC672CC996496B377B3AEBF9897998173BEB5B9 | https://pim-kvc.soneparsea.com:3443/PictureServer/default.aspx/schneider-zb4bc2.pdf?81788B76AEAA939CBEAABDA9B7A95DAEB279B6A88465A098B6 | HARMONY XB4 MUSHROOM PUSHBUTTON HEAD Ø22 SPRING RETURN Ø40 BLACK | This Schneider Electric Harmony XB4 40mm mushroom black button head operates with a spring return mechanism. It has a chromium-plated metal bezel. This 40mm mushroom shaped push-button head is ideal for situations where quick actions are required for a process or machine to function correctly or where operator movements require maximum ergonomy. It is easily combined with Harmony range of contact blocks to perform a large variety of control functions. It is clearly distinguishable visually at a distance thanks to a prominent 40mm mushroom shape. It is impact resistant, dust proof, waterproof and vibration resistant thanks to its IP66 / IP67 / IP69 / IP69K, making it ideal for operation in harsh environments. | Degree of protection (IP) | IP66
| 64 | Automation and Control | Industrial Switch | Push Buttons | HARMONY XB4 MUSHROOM PUSHBUTTON HEAD Ø40 SPRING RETURN BLACK | 2011033 | ZB4BC2 | SCHNEIDER ELECTRIC | 480 | https://pim-kvc.soneparsea.com:3443/PictureServer/default.aspx/schneider-zb4bc2_image1.jpg?A3889C9397807479A2A1C7A8BAA5959DB4AAC672CC996496B377B3AEBF9897998173BEB5B9 | https://pim-kvc.soneparsea.com:3443/PictureServer/default.aspx/schneider-zb4bc2.pdf?81788B76AEAA939CBEAABDA9B7A95DAEB279B6A88465A098B6 | HARMONY XB4 MUSHROOM PUSHBUTTON HEAD Ø22 SPRING RETURN Ø40 BLACK | This Schneider Electric Harmony XB4 40mm mushroom black button head operates with a spring return mechanism. It has a chromium-plated metal bezel. This 40mm mushroom shaped push-button head is ideal for situations where quick actions are required for a process or machine to function correctly or where operator movements require maximum ergonomy. It is easily combined with Harmony range of contact blocks to perform a large variety of control functions. It is clearly distinguishable visually at a distance thanks to a prominent 40mm mushroom shape. It is impact resistant, dust proof, waterproof and vibration resistant thanks to its IP66 / IP67 / IP69 / IP69K, making it ideal for operation in harsh environments. | Degree of protection (NEMA) | 13
| 64 | Automation and Control | Industrial Switch | Push Buttons | HARMONY XB4 MUSHROOM PUSHBUTTON HEAD Ø40 SPRING RETURN BLACK | 2011033 | ZB4BC2 | SCHNEIDER ELECTRIC | 480 | https://pim-kvc.soneparsea.com:3443/PictureServer/default.aspx/schneider-zb4bc2_image1.jpg?A3889C9397807479A2A1C7A8BAA5959DB4AAC672CC996496B377B3AEBF9897998173BEB5B9 | https://pim-kvc.soneparsea.com:3443/PictureServer/default.aspx/schneider-zb4bc2.pdf?81788B76AEAA939CBEAABDA9B7A95DAEB279B6A88465A098B6 | HARMONY XB4 MUSHROOM PUSHBUTTON HEAD Ø22 SPRING RETURN Ø40 BLACK | This Schneider Electric Harmony XB4 40mm mushroom black button head operates with a spring return mechanism. It has a chromium-plated metal bezel. This 40mm mushroom shaped push-button head is ideal for situations where quick actions are required for a process or machine to function correctly or where operator movements require maximum ergonomy. It is easily combined with Harmony range of contact blocks to perform a large variety of control functions. It is clearly distinguishable visually at a distance thanks to a prominent 40mm mushroom shape. It is impact resistant, dust proof, waterproof and vibration resistant thanks to its IP66 / IP67 / IP69 / IP69K, making it ideal for operation in harsh environments. | Type of button | High
| 64 | Automation and Control | Industrial Switch | Push Buttons | HARMONY XB4 MUSHROOM PUSHBUTTON HEAD Ø40 SPRING RETURN BLACK | 2011033 | ZB4BC2 | SCHNEIDER ELECTRIC | 480 | https://pim-kvc.soneparsea.com:3443/PictureServer/default.aspx/schneider-zb4bc2_image1.jpg?A3889C9397807479A2A1C7A8BAA5959DB4AAC672CC996496B377B3AEBF9897998173BEB5B9 | https://pim-kvc.soneparsea.com:3443/PictureServer/default.aspx/schneider-zb4bc2.pdf?81788B76AEAA939CBEAABDA9B7A95DAEB279B6A88465A098B6 | HARMONY XB4 MUSHROOM PUSHBUTTON HEAD Ø22 SPRING RETURN Ø40 BLACK | This Schneider Electric Harmony XB4 40mm mushroom black button head operates with a spring return mechanism. It has a chromium-plated metal bezel. This 40mm mushroom shaped push-button head is ideal for situations where quick actions are required for a process or machine to function correctly or where operator movements require maximum ergonomy. It is easily combined with Harmony range of contact blocks to perform a large variety of control functions. It is clearly distinguishable visually at a distance thanks to a prominent 40mm mushroom shape. It is impact resistant, dust proof, waterproof and vibration resistant thanks to its IP66 / IP67 / IP69 / IP69K, making it ideal for operation in harsh environments. | Suitable for illumination | no
| 64 | Automation and Control | Industrial Switch | Push Buttons | HARMONY XB4 MUSHROOM PUSHBUTTON HEAD Ø40 SPRING RETURN BLACK | 2011033 | ZB4BC2 | SCHNEIDER ELECTRIC | 480 | https://pim-kvc.soneparsea.com:3443/PictureServer/default.aspx/schneider-zb4bc2_image1.jpg?A3889C9397807479A2A1C7A8BAA5959DB4AAC672CC996496B377B3AEBF9897998173BEB5B9 | https://pim-kvc.soneparsea.com:3443/PictureServer/default.aspx/schneider-zb4bc2.pdf?81788B76AEAA939CBEAABDA9B7A95DAEB279B6A88465A098B6 | HARMONY XB4 MUSHROOM PUSHBUTTON HEAD Ø22 SPRING RETURN Ø40 BLACK | This Schneider Electric Harmony XB4 40mm mushroom black button head operates with a spring return mechanism. It has a chromium-plated metal bezel. This 40mm mushroom shaped push-button head is ideal for situations where quick actions are required for a process or machine to function correctly or where operator movements require maximum ergonomy. It is easily combined with Harmony range of contact blocks to perform a large variety of control functions. It is clearly distinguishable visually at a distance thanks to a prominent 40mm mushroom shape. It is impact resistant, dust proof, waterproof and vibration resistant thanks to its IP66 / IP67 / IP69 / IP69K, making it ideal for operation in harsh environments. | With lighting | no
| 64 | Automation and Control | Industrial Switch | Push Buttons | HARMONY XB4 MUSHROOM PUSHBUTTON HEAD Ø40 SPRING RETURN BLACK | 2011033 | ZB4BC2 | SCHNEIDER ELECTRIC | 480 | https://pim-kvc.soneparsea.com:3443/PictureServer/default.aspx/schneider-zb4bc2_image1.jpg?A3889C9397807479A2A1C7A8BAA5959DB4AAC672CC996496B377B3AEBF9897998173BEB5B9 | https://pim-kvc.soneparsea.com:3443/PictureServer/default.aspx/schneider-zb4bc2.pdf?81788B76AEAA939CBEAABDA9B7A95DAEB279B6A88465A098B6 | HARMONY XB4 MUSHROOM PUSHBUTTON HEAD Ø22 SPRING RETURN Ø40 BLACK | This Schneider Electric Harmony XB4 40mm mushroom black button head operates with a spring return mechanism. It has a chromium-plated metal bezel. This 40mm mushroom shaped push-button head is ideal for situations where quick actions are required for a process or machine to function correctly or where operator movements require maximum ergonomy. It is easily combined with Harmony range of contact blocks to perform a large variety of control functions. It is clearly distinguishable visually at a distance thanks to a prominent 40mm mushroom shape. It is impact resistant, dust proof, waterproof and vibration resistant thanks to its IP66 / IP67 / IP69 / IP69K, making it ideal for operation in harsh environments. | Switching function latching | no
| 64 | Automation and Control | Industrial Switch | Push Buttons | HARMONY XB4 MUSHROOM PUSHBUTTON HEAD Ø40 SPRING RETURN BLACK | 2011033 | ZB4BC2 | SCHNEIDER ELECTRIC | 480 | https://pim-kvc.soneparsea.com:3443/PictureServer/default.aspx/schneider-zb4bc2_image1.jpg?A3889C9397807479A2A1C7A8BAA5959DB4AAC672CC996496B377B3AEBF9897998173BEB5B9 | https://pim-kvc.soneparsea.com:3443/PictureServer/default.aspx/schneider-zb4bc2.pdf?81788B76AEAA939CBEAABDA9B7A95DAEB279B6A88465A098B6 | HARMONY XB4 MUSHROOM PUSHBUTTON HEAD Ø22 SPRING RETURN Ø40 BLACK | This Schneider Electric Harmony XB4 40mm mushroom black button head operates with a spring return mechanism. It has a chromium-plated metal bezel. This 40mm mushroom shaped push-button head is ideal for situations where quick actions are required for a process or machine to function correctly or where operator movements require maximum ergonomy. It is easily combined with Harmony range of contact blocks to perform a large variety of control functions. It is clearly distinguishable visually at a distance thanks to a prominent 40mm mushroom shape. It is impact resistant, dust proof, waterproof and vibration resistant thanks to its IP66 / IP67 / IP69 / IP69K, making it ideal for operation in harsh environments. | Spring-return | yes
| 64 | Automation and Control | Industrial Switch | Push Buttons | HARMONY XB4 MUSHROOM PUSHBUTTON HEAD Ø40 SPRING RETURN BLACK | 2011033 | ZB4BC2 | SCHNEIDER ELECTRIC | 480 | https://pim-kvc.soneparsea.com:3443/PictureServer/default.aspx/schneider-zb4bc2_image1.jpg?A3889C9397807479A2A1C7A8BAA5959DB4AAC672CC996496B377B3AEBF9897998173BEB5B9 | https://pim-kvc.soneparsea.com:3443/PictureServer/default.aspx/schneider-zb4bc2.pdf?81788B76AEAA939CBEAABDA9B7A95DAEB279B6A88465A098B6 | HARMONY XB4 MUSHROOM PUSHBUTTON HEAD Ø22 SPRING RETURN Ø40 BLACK | This Schneider Electric Harmony XB4 40mm mushroom black button head operates with a spring return mechanism. It has a chromium-plated metal bezel. This 40mm mushroom shaped push-button head is ideal for situations where quick actions are required for a process or machine to function correctly or where operator movements require maximum ergonomy. It is easily combined with Harmony range of contact blocks to perform a large variety of control functions. It is clearly distinguishable visually at a distance thanks to a prominent 40mm mushroom shape. It is impact resistant, dust proof, waterproof and vibration resistant thanks to its IP66 / IP67 / IP69 / IP69K, making it ideal for operation in harsh environments. | With front ring | yes
| 64 | Automation and Control | Industrial Switch | Push Buttons | HARMONY XB4 MUSHROOM PUSHBUTTON HEAD Ø40 SPRING RETURN BLACK | 2011033 | ZB4BC2 | SCHNEIDER ELECTRIC | 480 | https://pim-kvc.soneparsea.com:3443/PictureServer/default.aspx/schneider-zb4bc2_image1.jpg?A3889C9397807479A2A1C7A8BAA5959DB4AAC672CC996496B377B3AEBF9897998173BEB5B9 | https://pim-kvc.soneparsea.com:3443/PictureServer/default.aspx/schneider-zb4bc2.pdf?81788B76AEAA939CBEAABDA9B7A95DAEB279B6A88465A098B6 | HARMONY XB4 MUSHROOM PUSHBUTTON HEAD Ø22 SPRING RETURN Ø40 BLACK | This Schneider Electric Harmony XB4 40mm mushroom black button head operates with a spring return mechanism. It has a chromium-plated metal bezel. This 40mm mushroom shaped push-button head is ideal for situations where quick actions are required for a process or machine to function correctly or where operator movements require maximum ergonomy. It is easily combined with Harmony range of contact blocks to perform a large variety of control functions. It is clearly distinguishable visually at a distance thanks to a prominent 40mm mushroom shape. It is impact resistant, dust proof, waterproof and vibration resistant thanks to its IP66 / IP67 / IP69 / IP69K, making it ideal for operation in harsh environments. | Material front ring | Metal
| 64 | Automation and Control | Industrial Switch | Push Buttons | HARMONY XB4 MUSHROOM PUSHBUTTON HEAD Ø40 SPRING RETURN BLACK | 2011033 | ZB4BC2 | SCHNEIDER ELECTRIC | 480 | https://pim-kvc.soneparsea.com:3443/PictureServer/default.aspx/schneider-zb4bc2_image1.jpg?A3889C9397807479A2A1C7A8BAA5959DB4AAC672CC996496B377B3AEBF9897998173BEB5B9 | https://pim-kvc.soneparsea.com:3443/PictureServer/default.aspx/schneider-zb4bc2.pdf?81788B76AEAA939CBEAABDA9B7A95DAEB279B6A88465A098B6 | HARMONY XB4 MUSHROOM PUSHBUTTON HEAD Ø22 SPRING RETURN Ø40 BLACK | This Schneider Electric Harmony XB4 40mm mushroom black button head operates with a spring return mechanism. It has a chromium-plated metal bezel. This 40mm mushroom shaped push-button head is ideal for situations where quick actions are required for a process or machine to function correctly or where operator movements require maximum ergonomy. It is easily combined with Harmony range of contact blocks to perform a large variety of control functions. It is clearly distinguishable visually at a distance thanks to a prominent 40mm mushroom shape. It is impact resistant, dust proof, waterproof and vibration resistant thanks to its IP66 / IP67 / IP69 / IP69K, making it ideal for operation in harsh environments. | Colour front ring | Chrome
| 64 | Automation and Control | Industrial Switch | Push Buttons | HARMONY XB4 MUSHROOM PUSHBUTTON HEAD Ø40 SPRING RETURN BLACK | 2011033 | ZB4BC2 | SCHNEIDER ELECTRIC | 480 | https://pim-kvc.soneparsea.com:3443/PictureServer/default.aspx/schneider-zb4bc2_image1.jpg?A3889C9397807479A2A1C7A8BAA5959DB4AAC672CC996496B377B3AEBF9897998173BEB5B9 | https://pim-kvc.soneparsea.com:3443/PictureServer/default.aspx/schneider-zb4bc2.pdf?81788B76AEAA939CBEAABDA9B7A95DAEB279B6A88465A098B6 | HARMONY XB4 MUSHROOM PUSHBUTTON HEAD Ø22 SPRING RETURN Ø40 BLACK | This Schneider Electric Harmony XB4 40mm mushroom black button head operates with a spring return mechanism. It has a chromium-plated metal bezel. This 40mm mushroom shaped push-button head is ideal for situations where quick actions are required for a process or machine to function correctly or where operator movements require maximum ergonomy. It is easily combined with Harmony range of contact blocks to perform a large variety of control functions. It is clearly distinguishable visually at a distance thanks to a prominent 40mm mushroom shape. It is impact resistant, dust proof, waterproof and vibration resistant thanks to its IP66 / IP67 / IP69 / IP69K, making it ideal for operation in harsh environments. | Suitable for emergency stop | no
| 64 | Automation and Control | Industrial Switch | Push Buttons | HARMONY XB4 MUSHROOM PUSHBUTTON HEAD Ø40 SPRING RETURN BLACK | 2011033 | ZB4BC2 | SCHNEIDER ELECTRIC | 480 | https://pim-kvc.soneparsea.com:3443/PictureServer/default.aspx/schneider-zb4bc2_image1.jpg?A3889C9397807479A2A1C7A8BAA5959DB4AAC672CC996496B377B3AEBF9897998173BEB5B9 | https://pim-kvc.soneparsea.com:3443/PictureServer/default.aspx/schneider-zb4bc2.pdf?81788B76AEAA939CBEAABDA9B7A95DAEB279B6A88465A098B6 | HARMONY XB4 MUSHROOM PUSHBUTTON HEAD Ø22 SPRING RETURN Ø40 BLACK | This Schneider Electric Harmony XB4 40mm mushroom black button head operates with a spring return mechanism. It has a chromium-plated metal bezel. This 40mm mushroom shaped push-button head is ideal for situations where quick actions are required for a process or machine to function correctly or where operator movements require maximum ergonomy. It is easily combined with Harmony range of contact blocks to perform a large variety of control functions. It is clearly distinguishable visually at a distance thanks to a prominent 40mm mushroom shape. It is impact resistant, dust proof, waterproof and vibration resistant thanks to its IP66 / IP67 / IP69 / IP69K, making it ideal for operation in harsh environments. | Unlocking method | None
| 65 | Automation and Control | Industrial Switch | Selector Switches | HARMONY XB4 SELECTOR SWITCH HEAD Ø22 3POS STAY PUT RONIS 455 | 2011035 | ZB4BG3 | SCHNEIDER ELECTRIC | 1250 | https://pim-kvc.soneparsea.com:3443/PictureServer/default.aspx/schneider-zb4bg3_image1.jpg?A3889C9397807479A2A1C7A8BAA5959DB4AAC672CC996496B778B3AEBF9897998173BEB5B9 | https://pim-kvc.soneparsea.com:3443/PictureServer/default.aspx/schneider-ZB4-BG3.pdf?81788B76AEAA939CBEAABDA9B7A95D8E92798187996A5EA4B4AB | HARMONY XB4 SELECTOR SWITCH HEAD Ø22 3-POSITION STAY PUT RONIS 455 | Designed for industrial applications and to combine ease of installation and robustness. | Number of switch positions | 3
| 65 | Automation and Control | Industrial Switch | Selector Switches | HARMONY XB4 SELECTOR SWITCH HEAD Ø22 3POS STAY PUT RONIS 455 | 2011035 | ZB4BG3 | SCHNEIDER ELECTRIC | 1250 | https://pim-kvc.soneparsea.com:3443/PictureServer/default.aspx/schneider-zb4bg3_image1.jpg?A3889C9397807479A2A1C7A8BAA5959DB4AAC672CC996496B778B3AEBF9897998173BEB5B9 | https://pim-kvc.soneparsea.com:3443/PictureServer/default.aspx/schneider-ZB4-BG3.pdf?81788B76AEAA939CBEAABDA9B7A95D8E92798187996A5EA4B4AB | HARMONY XB4 SELECTOR SWITCH HEAD Ø22 3-POSITION STAY PUT RONIS 455 | Designed for industrial applications and to combine ease of installation and robustness. | Type of control element | Key
| 65 | Automation and Control | Industrial Switch | Selector Switches | HARMONY XB4 SELECTOR SWITCH HEAD Ø22 3POS STAY PUT RONIS 455 | 2011035 | ZB4BG3 | SCHNEIDER ELECTRIC | 1250 | https://pim-kvc.soneparsea.com:3443/PictureServer/default.aspx/schneider-zb4bg3_image1.jpg?A3889C9397807479A2A1C7A8BAA5959DB4AAC672CC996496B778B3AEBF9897998173BEB5B9 | https://pim-kvc.soneparsea.com:3443/PictureServer/default.aspx/schneider-ZB4-BG3.pdf?81788B76AEAA939CBEAABDA9B7A95D8E92798187996A5EA4B4AB | HARMONY XB4 SELECTOR SWITCH HEAD Ø22 3-POSITION STAY PUT RONIS 455 | Designed for industrial applications and to combine ease of installation and robustness. | Suitable for illumination | no
| 65 | Automation and Control | Industrial Switch | Selector Switches | HARMONY XB4 SELECTOR SWITCH HEAD Ø22 3POS STAY PUT RONIS 455 | 2011035 | ZB4BG3 | SCHNEIDER ELECTRIC | 1250 | https://pim-kvc.soneparsea.com:3443/PictureServer/default.aspx/schneider-zb4bg3_image1.jpg?A3889C9397807479A2A1C7A8BAA5959DB4AAC672CC996496B778B3AEBF9897998173BEB5B9 | https://pim-kvc.soneparsea.com:3443/PictureServer/default.aspx/schneider-ZB4-BG3.pdf?81788B76AEAA939CBEAABDA9B7A95D8E92798187996A5EA4B4AB | HARMONY XB4 SELECTOR SWITCH HEAD Ø22 3-POSITION STAY PUT RONIS 455 | Designed for industrial applications and to combine ease of installation and robustness. | Colour control element | Black
| 65 | Automation and Control | Industrial Switch | Selector Switches | HARMONY XB4 SELECTOR SWITCH HEAD Ø22 3POS STAY PUT RONIS 455 | 2011035 | ZB4BG3 | SCHNEIDER ELECTRIC | 1250 | https://pim-kvc.soneparsea.com:3443/PictureServer/default.aspx/schneider-zb4bg3_image1.jpg?A3889C9397807479A2A1C7A8BAA5959DB4AAC672CC996496B778B3AEBF9897998173BEB5B9 | https://pim-kvc.soneparsea.com:3443/PictureServer/default.aspx/schneider-ZB4-BG3.pdf?81788B76AEAA939CBEAABDA9B7A95D8E92798187996A5EA4B4AB | HARMONY XB4 SELECTOR SWITCH HEAD Ø22 3-POSITION STAY PUT RONIS 455 | Designed for industrial applications and to combine ease of installation and robustness. | Construction type lens | Round
| 65 | Automation and Control | Industrial Switch | Selector Switches | HARMONY XB4 SELECTOR SWITCH HEAD Ø22 3POS STAY PUT RONIS 455 | 2011035 | ZB4BG3 | SCHNEIDER ELECTRIC | 1250 | https://pim-kvc.soneparsea.com:3443/PictureServer/default.aspx/schneider-zb4bg3_image1.jpg?A3889C9397807479A2A1C7A8BAA5959DB4AAC672CC996496B778B3AEBF9897998173BEB5B9 | https://pim-kvc.soneparsea.com:3443/PictureServer/default.aspx/schneider-ZB4-BG3.pdf?81788B76AEAA939CBEAABDA9B7A95D8E92798187996A5EA4B4AB | HARMONY XB4 SELECTOR SWITCH HEAD Ø22 3-POSITION STAY PUT RONIS 455 | Designed for industrial applications and to combine ease of installation and robustness. | Hole diameter | 22.5mm
| 65 | Automation and Control | Industrial Switch | Selector Switches | HARMONY XB4 SELECTOR SWITCH HEAD Ø22 3POS STAY PUT RONIS 455 | 2011035 | ZB4BG3 | SCHNEIDER ELECTRIC | 1250 | https://pim-kvc.soneparsea.com:3443/PictureServer/default.aspx/schneider-zb4bg3_image1.jpg?A3889C9397807479A2A1C7A8BAA5959DB4AAC672CC996496B778B3AEBF9897998173BEB5B9 | https://pim-kvc.soneparsea.com:3443/PictureServer/default.aspx/schneider-ZB4-BG3.pdf?81788B76AEAA939CBEAABDA9B7A95D8E92798187996A5EA4B4AB | HARMONY XB4 SELECTOR SWITCH HEAD Ø22 3-POSITION STAY PUT RONIS 455 | Designed for industrial applications and to combine ease of installation and robustness. | Width opening | 0mm
| 65 | Automation and Control | Industrial Switch | Selector Switches | HARMONY XB4 SELECTOR SWITCH HEAD Ø22 3POS STAY PUT RONIS 455 | 2011035 | ZB4BG3 | SCHNEIDER ELECTRIC | 1250 | https://pim-kvc.soneparsea.com:3443/PictureServer/default.aspx/schneider-zb4bg3_image1.jpg?A3889C9397807479A2A1C7A8BAA5959DB4AAC672CC996496B778B3AEBF9897998173BEB5B9 | https://pim-kvc.soneparsea.com:3443/PictureServer/default.aspx/schneider-ZB4-BG3.pdf?81788B76AEAA939CBEAABDA9B7A95D8E92798187996A5EA4B4AB | HARMONY XB4 SELECTOR SWITCH HEAD Ø22 3-POSITION STAY PUT RONIS 455 | Designed for industrial applications and to combine ease of installation and robustness. | Height opening | 0mm
| 65 | Automation and Control | Industrial Switch | Selector Switches | HARMONY XB4 SELECTOR SWITCH HEAD Ø22 3POS STAY PUT RONIS 455 | 2011035 | ZB4BG3 | SCHNEIDER ELECTRIC | 1250 | https://pim-kvc.soneparsea.com:3443/PictureServer/default.aspx/schneider-zb4bg3_image1.jpg?A3889C9397807479A2A1C7A8BAA5959DB4AAC672CC996496B778B3AEBF9897998173BEB5B9 | https://pim-kvc.soneparsea.com:3443/PictureServer/default.aspx/schneider-ZB4-BG3.pdf?81788B76AEAA939CBEAABDA9B7A95D8E92798187996A5EA4B4AB | HARMONY XB4 SELECTOR SWITCH HEAD Ø22 3-POSITION STAY PUT RONIS 455 | Designed for industrial applications and to combine ease of installation and robustness. | Switching function latching | yes
| 65 | Automation and Control | Industrial Switch | Selector Switches | HARMONY XB4 SELECTOR SWITCH HEAD Ø22 3POS STAY PUT RONIS 455 | 2011035 | ZB4BG3 | SCHNEIDER ELECTRIC | 1250 | https://pim-kvc.soneparsea.com:3443/PictureServer/default.aspx/schneider-zb4bg3_image1.jpg?A3889C9397807479A2A1C7A8BAA5959DB4AAC672CC996496B778B3AEBF9897998173BEB5B9 | https://pim-kvc.soneparsea.com:3443/PictureServer/default.aspx/schneider-ZB4-BG3.pdf?81788B76AEAA939CBEAABDA9B7A95D8E92798187996A5EA4B4AB | HARMONY XB4 SELECTOR SWITCH HEAD Ø22 3-POSITION STAY PUT RONIS 455 | Designed for industrial applications and to combine ease of installation and robustness. | Spring-return | no
| 65 | Automation and Control | Industrial Switch | Selector Switches | HARMONY XB4 SELECTOR SWITCH HEAD Ø22 3POS STAY PUT RONIS 455 | 2011035 | ZB4BG3 | SCHNEIDER ELECTRIC | 1250 | https://pim-kvc.soneparsea.com:3443/PictureServer/default.aspx/schneider-zb4bg3_image1.jpg?A3889C9397807479A2A1C7A8BAA5959DB4AAC672CC996496B778B3AEBF9897998173BEB5B9 | https://pim-kvc.soneparsea.com:3443/PictureServer/default.aspx/schneider-ZB4-BG3.pdf?81788B76AEAA939CBEAABDA9B7A95D8E92798187996A5EA4B4AB | HARMONY XB4 SELECTOR SWITCH HEAD Ø22 3-POSITION STAY PUT RONIS 455 | Designed for industrial applications and to combine ease of installation and robustness. | With front ring | yes
| 65 | Automation and Control | Industrial Switch | Selector Switches | HARMONY XB4 SELECTOR SWITCH HEAD Ø22 3POS STAY PUT RONIS 455 | 2011035 | ZB4BG3 | SCHNEIDER ELECTRIC | 1250 | https://pim-kvc.soneparsea.com:3443/PictureServer/default.aspx/schneider-zb4bg3_image1.jpg?A3889C9397807479A2A1C7A8BAA5959DB4AAC672CC996496B778B3AEBF9897998173BEB5B9 | https://pim-kvc.soneparsea.com:3443/PictureServer/default.aspx/schneider-ZB4-BG3.pdf?81788B76AEAA939CBEAABDA9B7A95D8E92798187996A5EA4B4AB | HARMONY XB4 SELECTOR SWITCH HEAD Ø22 3-POSITION STAY PUT RONIS 455 | Designed for industrial applications and to combine ease of installation and robustness. | Material front ring | Metal
| 65 | Automation and Control | Industrial Switch | Selector Switches | HARMONY XB4 SELECTOR SWITCH HEAD Ø22 3POS STAY PUT RONIS 455 | 2011035 | ZB4BG3 | SCHNEIDER ELECTRIC | 1250 | https://pim-kvc.soneparsea.com:3443/PictureServer/default.aspx/schneider-zb4bg3_image1.jpg?A3889C9397807479A2A1C7A8BAA5959DB4AAC672CC996496B778B3AEBF9897998173BEB5B9 | https://pim-kvc.soneparsea.com:3443/PictureServer/default.aspx/schneider-ZB4-BG3.pdf?81788B76AEAA939CBEAABDA9B7A95D8E92798187996A5EA4B4AB | HARMONY XB4 SELECTOR SWITCH HEAD Ø22 3-POSITION STAY PUT RONIS 455 | Designed for industrial applications and to combine ease of installation and robustness. | Colour front ring | Chrome
| 65 | Automation and Control | Industrial Switch | Selector Switches | HARMONY XB4 SELECTOR SWITCH HEAD Ø22 3POS STAY PUT RONIS 455 | 2011035 | ZB4BG3 | SCHNEIDER ELECTRIC | 1250 | https://pim-kvc.soneparsea.com:3443/PictureServer/default.aspx/schneider-zb4bg3_image1.jpg?A3889C9397807479A2A1C7A8BAA5959DB4AAC672CC996496B778B3AEBF9897998173BEB5B9 | https://pim-kvc.soneparsea.com:3443/PictureServer/default.aspx/schneider-ZB4-BG3.pdf?81788B76AEAA939CBEAABDA9B7A95D8E92798187996A5EA4B4AB | HARMONY XB4 SELECTOR SWITCH HEAD Ø22 3-POSITION STAY PUT RONIS 455 | Designed for industrial applications and to combine ease of installation and robustness. | Degree of protection (IP), front side | IP66
| 65 | Automation and Control | Industrial Switch | Selector Switches | HARMONY XB4 SELECTOR SWITCH HEAD Ø22 3POS STAY PUT RONIS 455 | 2011035 | ZB4BG3 | SCHNEIDER ELECTRIC | 1250 | https://pim-kvc.soneparsea.com:3443/PictureServer/default.aspx/schneider-zb4bg3_image1.jpg?A3889C9397807479A2A1C7A8BAA5959DB4AAC672CC996496B778B3AEBF9897998173BEB5B9 | https://pim-kvc.soneparsea.com:3443/PictureServer/default.aspx/schneider-ZB4-BG3.pdf?81788B76AEAA939CBEAABDA9B7A95D8E92798187996A5EA4B4AB | HARMONY XB4 SELECTOR SWITCH HEAD Ø22 3-POSITION STAY PUT RONIS 455 | Designed for industrial applications and to combine ease of installation and robustness. | Degree of protection (NEMA) | 13
| 66 | Automation and Control | Industrial Switch | Pilot Lamps | HARMONY XB4 PILOT LIGHT HEAD Ø22 ROUND RED PLAIN LENS | 2011038 | ZB4BV04 | SCHNEIDER ELECTRIC | 120 | https://pim-kvc.soneparsea.com:3443/PictureServer/default.aspx/schneider-zb4bv04_image1.jpg?A3889C9397807479A2A1C7A8BAA5959DB4AAC672CC996496C67588A4BBA4919BB57682AFC29E | https://pim-kvc.soneparsea.com:3443/PictureServer/default.aspx/schneider-ZB4-BV04.pdf?81788B76AEAA939CBEAABDA9B7A95D8E92798187A8676462C0A9BA | HARMONY XB4 PILOT LIGHT HEAD Ø 22 ROUND RED PLAIN LENS | Designed for industrial applications and to combine ease of installation and robustness | Suitable for number of built-in signal lights | 1
| 66 | Automation and Control | Industrial Switch | Pilot Lamps | HARMONY XB4 PILOT LIGHT HEAD Ø22 ROUND RED PLAIN LENS | 2011038 | ZB4BV04 | SCHNEIDER ELECTRIC | 120 | https://pim-kvc.soneparsea.com:3443/PictureServer/default.aspx/schneider-zb4bv04_image1.jpg?A3889C9397807479A2A1C7A8BAA5959DB4AAC672CC996496C67588A4BBA4919BB57682AFC29E | https://pim-kvc.soneparsea.com:3443/PictureServer/default.aspx/schneider-ZB4-BV04.pdf?81788B76AEAA939CBEAABDA9B7A95D8E92798187A8676462C0A9BA | HARMONY XB4 PILOT LIGHT HEAD Ø 22 ROUND RED PLAIN LENS | Designed for industrial applications and to combine ease of installation and robustness | Colour lens | Red
| 66 | Automation and Control | Industrial Switch | Pilot Lamps | HARMONY XB4 PILOT LIGHT HEAD Ø22 ROUND RED PLAIN LENS | 2011038 | ZB4BV04 | SCHNEIDER ELECTRIC | 120 | https://pim-kvc.soneparsea.com:3443/PictureServer/default.aspx/schneider-zb4bv04_image1.jpg?A3889C9397807479A2A1C7A8BAA5959DB4AAC672CC996496C67588A4BBA4919BB57682AFC29E | https://pim-kvc.soneparsea.com:3443/PictureServer/default.aspx/schneider-ZB4-BV04.pdf?81788B76AEAA939CBEAABDA9B7A95D8E92798187A8676462C0A9BA | HARMONY XB4 PILOT LIGHT HEAD Ø 22 ROUND RED PLAIN LENS | Designed for industrial applications and to combine ease of installation and robustness | Construction type lens | Round
| 66 | Automation and Control | Industrial Switch | Pilot Lamps | HARMONY XB4 PILOT LIGHT HEAD Ø22 ROUND RED PLAIN LENS | 2011038 | ZB4BV04 | SCHNEIDER ELECTRIC | 120 | https://pim-kvc.soneparsea.com:3443/PictureServer/default.aspx/schneider-zb4bv04_image1.jpg?A3889C9397807479A2A1C7A8BAA5959DB4AAC672CC996496C67588A4BBA4919BB57682AFC29E | https://pim-kvc.soneparsea.com:3443/PictureServer/default.aspx/schneider-ZB4-BV04.pdf?81788B76AEAA939CBEAABDA9B7A95D8E92798187A8676462C0A9BA | HARMONY XB4 PILOT LIGHT HEAD Ø 22 ROUND RED PLAIN LENS | Designed for industrial applications and to combine ease of installation and robustness | Hole diameter | 22.5mm
| 66 | Automation and Control | Industrial Switch | Pilot Lamps | HARMONY XB4 PILOT LIGHT HEAD Ø22 ROUND RED PLAIN LENS | 2011038 | ZB4BV04 | SCHNEIDER ELECTRIC | 120 | https://pim-kvc.soneparsea.com:3443/PictureServer/default.aspx/schneider-zb4bv04_image1.jpg?A3889C9397807479A2A1C7A8BAA5959DB4AAC672CC996496C67588A4BBA4919BB57682AFC29E | https://pim-kvc.soneparsea.com:3443/PictureServer/default.aspx/schneider-ZB4-BV04.pdf?81788B76AEAA939CBEAABDA9B7A95D8E92798187A8676462C0A9BA | HARMONY XB4 PILOT LIGHT HEAD Ø 22 ROUND RED PLAIN LENS | Designed for industrial applications and to combine ease of installation and robustness | Width opening | 29mm
| 66 | Automation and Control | Industrial Switch | Pilot Lamps | HARMONY XB4 PILOT LIGHT HEAD Ø22 ROUND RED PLAIN LENS | 2011038 | ZB4BV04 | SCHNEIDER ELECTRIC | 120 | https://pim-kvc.soneparsea.com:3443/PictureServer/default.aspx/schneider-zb4bv04_image1.jpg?A3889C9397807479A2A1C7A8BAA5959DB4AAC672CC996496C67588A4BBA4919BB57682AFC29E | https://pim-kvc.soneparsea.com:3443/PictureServer/default.aspx/schneider-ZB4-BV04.pdf?81788B76AEAA939CBEAABDA9B7A95D8E92798187A8676462C0A9BA | HARMONY XB4 PILOT LIGHT HEAD Ø 22 ROUND RED PLAIN LENS | Designed for industrial applications and to combine ease of installation and robustness | Height opening | 29mm
| 66 | Automation and Control | Industrial Switch | Pilot Lamps | HARMONY XB4 PILOT LIGHT HEAD Ø22 ROUND RED PLAIN LENS | 2011038 | ZB4BV04 | SCHNEIDER ELECTRIC | 120 | https://pim-kvc.soneparsea.com:3443/PictureServer/default.aspx/schneider-zb4bv04_image1.jpg?A3889C9397807479A2A1C7A8BAA5959DB4AAC672CC996496C67588A4BBA4919BB57682AFC29E | https://pim-kvc.soneparsea.com:3443/PictureServer/default.aspx/schneider-ZB4-BV04.pdf?81788B76AEAA939CBEAABDA9B7A95D8E92798187A8676462C0A9BA | HARMONY XB4 PILOT LIGHT HEAD Ø 22 ROUND RED PLAIN LENS | Designed for industrial applications and to combine ease of installation and robustness | With front ring | yes
| 66 | Automation and Control | Industrial Switch | Pilot Lamps | HARMONY XB4 PILOT LIGHT HEAD Ø22 ROUND RED PLAIN LENS | 2011038 | ZB4BV04 | SCHNEIDER ELECTRIC | 120 | https://pim-kvc.soneparsea.com:3443/PictureServer/default.aspx/schneider-zb4bv04_image1.jpg?A3889C9397807479A2A1C7A8BAA5959DB4AAC672CC996496C67588A4BBA4919BB57682AFC29E | https://pim-kvc.soneparsea.com:3443/PictureServer/default.aspx/schneider-ZB4-BV04.pdf?81788B76AEAA939CBEAABDA9B7A95D8E92798187A8676462C0A9BA | HARMONY XB4 PILOT LIGHT HEAD Ø 22 ROUND RED PLAIN LENS | Designed for industrial applications and to combine ease of installation and robustness | Material front ring | Metal
| 66 | Automation and Control | Industrial Switch | Pilot Lamps | HARMONY XB4 PILOT LIGHT HEAD Ø22 ROUND RED PLAIN LENS | 2011038 | ZB4BV04 | SCHNEIDER ELECTRIC | 120 | https://pim-kvc.soneparsea.com:3443/PictureServer/default.aspx/schneider-zb4bv04_image1.jpg?A3889C9397807479A2A1C7A8BAA5959DB4AAC672CC996496C67588A4BBA4919BB57682AFC29E | https://pim-kvc.soneparsea.com:3443/PictureServer/default.aspx/schneider-ZB4-BV04.pdf?81788B76AEAA939CBEAABDA9B7A95D8E92798187A8676462C0A9BA | HARMONY XB4 PILOT LIGHT HEAD Ø 22 ROUND RED PLAIN LENS | Designed for industrial applications and to combine ease of installation and robustness | Colour front ring | Chrome
| 66 | Automation and Control | Industrial Switch | Pilot Lamps | HARMONY XB4 PILOT LIGHT HEAD Ø22 ROUND RED PLAIN LENS | 2011038 | ZB4BV04 | SCHNEIDER ELECTRIC | 120 | https://pim-kvc.soneparsea.com:3443/PictureServer/default.aspx/schneider-zb4bv04_image1.jpg?A3889C9397807479A2A1C7A8BAA5959DB4AAC672CC996496C67588A4BBA4919BB57682AFC29E | https://pim-kvc.soneparsea.com:3443/PictureServer/default.aspx/schneider-ZB4-BV04.pdf?81788B76AEAA939CBEAABDA9B7A95D8E92798187A8676462C0A9BA | HARMONY XB4 PILOT LIGHT HEAD Ø 22 ROUND RED PLAIN LENS | Designed for industrial applications and to combine ease of installation and robustness | Type of lens | High
| 66 | Automation and Control | Industrial Switch | Pilot Lamps | HARMONY XB4 PILOT LIGHT HEAD Ø22 ROUND RED PLAIN LENS | 2011038 | ZB4BV04 | SCHNEIDER ELECTRIC | 120 | https://pim-kvc.soneparsea.com:3443/PictureServer/default.aspx/schneider-zb4bv04_image1.jpg?A3889C9397807479A2A1C7A8BAA5959DB4AAC672CC996496C67588A4BBA4919BB57682AFC29E | https://pim-kvc.soneparsea.com:3443/PictureServer/default.aspx/schneider-ZB4-BV04.pdf?81788B76AEAA939CBEAABDA9B7A95D8E92798187A8676462C0A9BA | HARMONY XB4 PILOT LIGHT HEAD Ø 22 ROUND RED PLAIN LENS | Designed for industrial applications and to combine ease of installation and robustness | Degree of protection (IP), front side | IP66
| 66 | Automation and Control | Industrial Switch | Pilot Lamps | HARMONY XB4 PILOT LIGHT HEAD Ø22 ROUND RED PLAIN LENS | 2011038 | ZB4BV04 | SCHNEIDER ELECTRIC | 120 | https://pim-kvc.soneparsea.com:3443/PictureServer/default.aspx/schneider-zb4bv04_image1.jpg?A3889C9397807479A2A1C7A8BAA5959DB4AAC672CC996496C67588A4BBA4919BB57682AFC29E | https://pim-kvc.soneparsea.com:3443/PictureServer/default.aspx/schneider-ZB4-BV04.pdf?81788B76AEAA939CBEAABDA9B7A95D8E92798187A8676462C0A9BA | HARMONY XB4 PILOT LIGHT HEAD Ø 22 ROUND RED PLAIN LENS | Designed for industrial applications and to combine ease of installation and robustness | Degree of protection (NEMA) | 4X, 13