## AutomationControl>IndustrialSw
ImportTicket-xlsx-zsx22ii8k1q&Tx | ลำดับ | รายละเอียดสินค้า
|  | ชื่อหมวดหมู่ชั้นที่ 1 | ชื่อหมวดหมู่ชั้นที่ 2 | ชื่อหมวดหมู่ชั้นที่ 3 | ชื่อสินค้า | รหัสสินค้า | MPN | Brand | ราคาสินค้า | Picture | Datasheet | รายละเอียดย่อ | รายละเอียดเต็ม | หัวข้อฟีเจอร์ | รายละเอียดฟีเจอร์
Example > | 0 | Product Category 1 | Product Sub 1 | Product Sub-sec 1 | Example Product | P0001 | N/A | Brand 1 | 100000 | https://soneparthailand.com/th/_content_images/product/A4BF5596-06F7-632A-0C7B-5BEB6E7DB749.jpg | https://www.quotewerks.com/download/printlayouts/Samples/QuotationSample_A.pdf | เอ๋เวิลด์ เปราะบางโลโก้มอนสเตอร์รากหญ้าพูล เชอร์รี่ไฮเปอร์ตรวจสอบรันเวย์ฟลอร์ เซรามิก | สเปกแอ็กชั่น มหภาคเทรดคอร์ปมหาอุปราชาเฉิ่ม แป๋วมาร์เก็ตเดบิตแมนชั่น โกลด์วีซ่าเซอร์วิส เฟิร์มสไปเดอร์ ออร์เดอร์เช็ก ฮันนีมูนแชมป์กระดี๊กระด๊ารีวิวดยุค ฟินิกซ์ตื้บสมาพันธ์ซัพพลายเออร์โรแมนติก หลวงปู่บู๊ฮาลาลแซ็กโซโฟน ป๋าแอสเตอร์แดรี่ภคันทลาพาธ บอกซ์เยนโหลนเมคอัพ รูบิก จูเนียร์ไอติมเคลียร์ฟลุทมอคคา ทอม แฟกซ์รวมมิตรฟอยล์ แซนด์วิชลอร์ดสคริปต์ยากูซ่า สแล็กผ้าห่มรีสอร์ตแดรี่ สเตย์ธรรมา เที่ยงคืนแอปเปิ้ล คำสาปแคมปัสท็อปบูต สัมนาศิลปากรพาร์บ๊วยอมาตยาธิปไตย แจ๊สไงจัมโบ้ดั๊มพ์ วิว เกจิเคลียร์ ว้อดก้ามั้งคอมพ์ แหม็บโยเกิร์ตซัมเมอร์ ป่าไม้นิวละติน เทคโนแครตเวิร์กช็อปฮาราคีรี แคนยอนแกรนด์ โปรเจ็กต์ เต๊ะแบคโฮเหี่ยวย่นละอ่อนคาปูชิโน วันเวย์ ครูเสดแตงโมฟีเวอร์เจ๊คอลเล็กชั่น ดั๊มพ์วิลเลจกับดัก ชัตเตอร์โบว์ ออเดอร์แชมป์ อุปทานมาร์จินฮิบรูโทรโข่ง จูน แดรี่โยโย่ บุ๋น เอ็นเตอร์เทนดีพาร์ทเมนต์ลีเมอร์ สต็อกเซาท์ มายาคติโกเต็กซ์ไวอากร้าลิมูซีน ออร์เดอร์โมเดิร์นวอล์กร็อคไฮไลต์ ซีเนียร์ริกเตอร์สมาพันธ์ เจ๊วาฟเฟิลฟลุกฮิตคัตเอาต์ คูลเลอร์ยากูซ่า ราสเบอร์รีไฟแนนซ์แคนู ยาวี แม่ค้าชีสเซี้ยว อิกัวนาแมมโบ้ ซีเรียสกุมภาพันธ์ ซัพพลายเออร์ฟลุท เป่ายิ้งฉุบโลโก้หลวงพี่ กีวีตุ๊กตุ๊กเซ็กส์อาร์ติสต์ อริยสงฆ์บาบูนไฮไลท์ซาร์ดีน เมเปิลปาสกาลแรงใจ ปาร์ตี้มาร์กเซนเซอร์แคมเปญ เบอร์รีแพทยสภาวาฟเฟิลแบคโฮแมกกาซีน ชีสสังโฆวิน เซ่นไหว้จิ๊กโก๋กฤษณ์บูติคจอหงวน โคโยตีจังโก้บัลลาสต์คอลเล็กชั่น โปรเจ็ครีเสิร์ช แชมเปญ โปรโมเตอร์แกรนด์สตรอว์เบอร์รีแพกเกจ จีดีพีคลาสสิกแทคติค ฮัมซามูไรเคอร์ฟิวแมชชีน เทเลกราฟแอปเปิ้ลวิลล์ แฟรนไชส์ต่อยอดรีสอร์ต ออร์เดอร์ฟอยล์อ่อนด้อยช็อป รันเวย์ชีสแจ็กพอตอาว์มาราธอน ไตรมาสจอหงวน รอยัลตี้เมจิคชัตเตอร์ ชาร์จแมชีนก๋ากั่นเซฟตี้ ง่าวแมคเคอเรล หม่านโถวโยเกิร์ต แช่แข็งอันตรกิริยา แจ็กพ็อตมะกันล็อบบี้ซิมแผดเผา คาร์ดีพาร์ตเมนต์บลูเบอร์รีโคโยตี้เครป ฮันนีมูนเจลรวมมิตรเซี้ยว | Feature Name 1 | This is feature detail.
Start > | 141 | Automation and Control | Industrial Switch | Industrial Switch Accessories | HARMONY XAL LIGHT BLOCK FOR HEAD Ø22 LED 24V RED | 2027165 | ZALVB4 | SCHNEIDER ELECTRIC | 800 | https://pim-kvc.soneparsea.com:3443/PictureServer/default.aspx/schneider-zalvb4_image1.jpg?A3889C9397807479A2A1C7A8BAA5959DB4AAC672CC989CAAB279B3AEBF9897998173BEB5B9 | https://pim-kvc.soneparsea.com:3443/PictureServer/default.aspx/schneider-ZALVB4.pdf?81788B76AEAA939CBEAABDA9B7A95D8E9191AA878665A098B6 | HARMONY XAL LIGHT BLOCK FOR HEAD Ø22 INTEGRAL LED 24 V SCREW CLAMP TERMINAL RED | Light blocks with integral LED for mounting on a metal plate at the back of enclosures where a panel indicator is required, A maximum of 3 electrical blocks may be fitted per associated head | Transformer integrated | no
| 141 | Automation and Control | Industrial Switch | Industrial Switch Accessories | HARMONY XAL LIGHT BLOCK FOR HEAD Ø22 LED 24V RED | 2027165 | ZALVB4 | SCHNEIDER ELECTRIC | 800 | https://pim-kvc.soneparsea.com:3443/PictureServer/default.aspx/schneider-zalvb4_image1.jpg?A3889C9397807479A2A1C7A8BAA5959DB4AAC672CC989CAAB279B3AEBF9897998173BEB5B9 | https://pim-kvc.soneparsea.com:3443/PictureServer/default.aspx/schneider-ZALVB4.pdf?81788B76AEAA939CBEAABDA9B7A95D8E9191AA878665A098B6 | HARMONY XAL LIGHT BLOCK FOR HEAD Ø22 INTEGRAL LED 24 V SCREW CLAMP TERMINAL RED | Light blocks with integral LED for mounting on a metal plate at the back of enclosures where a panel indicator is required, A maximum of 3 electrical blocks may be fitted per associated head | With integrated voltage decreasing resistor | no
| 141 | Automation and Control | Industrial Switch | Industrial Switch Accessories | HARMONY XAL LIGHT BLOCK FOR HEAD Ø22 LED 24V RED | 2027165 | ZALVB4 | SCHNEIDER ELECTRIC | 800 | https://pim-kvc.soneparsea.com:3443/PictureServer/default.aspx/schneider-zalvb4_image1.jpg?A3889C9397807479A2A1C7A8BAA5959DB4AAC672CC989CAAB279B3AEBF9897998173BEB5B9 | https://pim-kvc.soneparsea.com:3443/PictureServer/default.aspx/schneider-ZALVB4.pdf?81788B76AEAA939CBEAABDA9B7A95D8E9191AA878665A098B6 | HARMONY XAL LIGHT BLOCK FOR HEAD Ø22 INTEGRAL LED 24 V SCREW CLAMP TERMINAL RED | Light blocks with integral LED for mounting on a metal plate at the back of enclosures where a panel indicator is required, A maximum of 3 electrical blocks may be fitted per associated head | With light source | yes
| 141 | Automation and Control | Industrial Switch | Industrial Switch Accessories | HARMONY XAL LIGHT BLOCK FOR HEAD Ø22 LED 24V RED | 2027165 | ZALVB4 | SCHNEIDER ELECTRIC | 800 | https://pim-kvc.soneparsea.com:3443/PictureServer/default.aspx/schneider-zalvb4_image1.jpg?A3889C9397807479A2A1C7A8BAA5959DB4AAC672CC989CAAB279B3AEBF9897998173BEB5B9 | https://pim-kvc.soneparsea.com:3443/PictureServer/default.aspx/schneider-ZALVB4.pdf?81788B76AEAA939CBEAABDA9B7A95D8E9191AA878665A098B6 | HARMONY XAL LIGHT BLOCK FOR HEAD Ø22 INTEGRAL LED 24 V SCREW CLAMP TERMINAL RED | Light blocks with integral LED for mounting on a metal plate at the back of enclosures where a panel indicator is required, A maximum of 3 electrical blocks may be fitted per associated head | With integrated diode | yes
| 141 | Automation and Control | Industrial Switch | Industrial Switch Accessories | HARMONY XAL LIGHT BLOCK FOR HEAD Ø22 LED 24V RED | 2027165 | ZALVB4 | SCHNEIDER ELECTRIC | 800 | https://pim-kvc.soneparsea.com:3443/PictureServer/default.aspx/schneider-zalvb4_image1.jpg?A3889C9397807479A2A1C7A8BAA5959DB4AAC672CC989CAAB279B3AEBF9897998173BEB5B9 | https://pim-kvc.soneparsea.com:3443/PictureServer/default.aspx/schneider-ZALVB4.pdf?81788B76AEAA939CBEAABDA9B7A95D8E9191AA878665A098B6 | HARMONY XAL LIGHT BLOCK FOR HEAD Ø22 INTEGRAL LED 24 V SCREW CLAMP TERMINAL RED | Light blocks with integral LED for mounting on a metal plate at the back of enclosures where a panel indicator is required, A maximum of 3 electrical blocks may be fitted per associated head | Lamp holder | Other
| 141 | Automation and Control | Industrial Switch | Industrial Switch Accessories | HARMONY XAL LIGHT BLOCK FOR HEAD Ø22 LED 24V RED | 2027165 | ZALVB4 | SCHNEIDER ELECTRIC | 800 | https://pim-kvc.soneparsea.com:3443/PictureServer/default.aspx/schneider-zalvb4_image1.jpg?A3889C9397807479A2A1C7A8BAA5959DB4AAC672CC989CAAB279B3AEBF9897998173BEB5B9 | https://pim-kvc.soneparsea.com:3443/PictureServer/default.aspx/schneider-ZALVB4.pdf?81788B76AEAA939CBEAABDA9B7A95D8E9191AA878665A098B6 | HARMONY XAL LIGHT BLOCK FOR HEAD Ø22 INTEGRAL LED 24 V SCREW CLAMP TERMINAL RED | Light blocks with integral LED for mounting on a metal plate at the back of enclosures where a panel indicator is required, A maximum of 3 electrical blocks may be fitted per associated head | Rated voltage Ue at AC 50 Hz | 24...24V
| 141 | Automation and Control | Industrial Switch | Industrial Switch Accessories | HARMONY XAL LIGHT BLOCK FOR HEAD Ø22 LED 24V RED | 2027165 | ZALVB4 | SCHNEIDER ELECTRIC | 800 | https://pim-kvc.soneparsea.com:3443/PictureServer/default.aspx/schneider-zalvb4_image1.jpg?A3889C9397807479A2A1C7A8BAA5959DB4AAC672CC989CAAB279B3AEBF9897998173BEB5B9 | https://pim-kvc.soneparsea.com:3443/PictureServer/default.aspx/schneider-ZALVB4.pdf?81788B76AEAA939CBEAABDA9B7A95D8E9191AA878665A098B6 | HARMONY XAL LIGHT BLOCK FOR HEAD Ø22 INTEGRAL LED 24 V SCREW CLAMP TERMINAL RED | Light blocks with integral LED for mounting on a metal plate at the back of enclosures where a panel indicator is required, A maximum of 3 electrical blocks may be fitted per associated head | Rated voltage Ue at AC 60 Hz | 24...24V
| 141 | Automation and Control | Industrial Switch | Industrial Switch Accessories | HARMONY XAL LIGHT BLOCK FOR HEAD Ø22 LED 24V RED | 2027165 | ZALVB4 | SCHNEIDER ELECTRIC | 800 | https://pim-kvc.soneparsea.com:3443/PictureServer/default.aspx/schneider-zalvb4_image1.jpg?A3889C9397807479A2A1C7A8BAA5959DB4AAC672CC989CAAB279B3AEBF9897998173BEB5B9 | https://pim-kvc.soneparsea.com:3443/PictureServer/default.aspx/schneider-ZALVB4.pdf?81788B76AEAA939CBEAABDA9B7A95D8E9191AA878665A098B6 | HARMONY XAL LIGHT BLOCK FOR HEAD Ø22 INTEGRAL LED 24 V SCREW CLAMP TERMINAL RED | Light blocks with integral LED for mounting on a metal plate at the back of enclosures where a panel indicator is required, A maximum of 3 electrical blocks may be fitted per associated head | Rated voltage Ue at DC | 24...24V
| 141 | Automation and Control | Industrial Switch | Industrial Switch Accessories | HARMONY XAL LIGHT BLOCK FOR HEAD Ø22 LED 24V RED | 2027165 | ZALVB4 | SCHNEIDER ELECTRIC | 800 | https://pim-kvc.soneparsea.com:3443/PictureServer/default.aspx/schneider-zalvb4_image1.jpg?A3889C9397807479A2A1C7A8BAA5959DB4AAC672CC989CAAB279B3AEBF9897998173BEB5B9 | https://pim-kvc.soneparsea.com:3443/PictureServer/default.aspx/schneider-ZALVB4.pdf?81788B76AEAA939CBEAABDA9B7A95D8E9191AA878665A098B6 | HARMONY XAL LIGHT BLOCK FOR HEAD Ø22 INTEGRAL LED 24 V SCREW CLAMP TERMINAL RED | Light blocks with integral LED for mounting on a metal plate at the back of enclosures where a panel indicator is required, A maximum of 3 electrical blocks may be fitted per associated head | Voltage type for actuating | AC/DC
| 141 | Automation and Control | Industrial Switch | Industrial Switch Accessories | HARMONY XAL LIGHT BLOCK FOR HEAD Ø22 LED 24V RED | 2027165 | ZALVB4 | SCHNEIDER ELECTRIC | 800 | https://pim-kvc.soneparsea.com:3443/PictureServer/default.aspx/schneider-zalvb4_image1.jpg?A3889C9397807479A2A1C7A8BAA5959DB4AAC672CC989CAAB279B3AEBF9897998173BEB5B9 | https://pim-kvc.soneparsea.com:3443/PictureServer/default.aspx/schneider-ZALVB4.pdf?81788B76AEAA939CBEAABDA9B7A95D8E9191AA878665A098B6 | HARMONY XAL LIGHT BLOCK FOR HEAD Ø22 INTEGRAL LED 24 V SCREW CLAMP TERMINAL RED | Light blocks with integral LED for mounting on a metal plate at the back of enclosures where a panel indicator is required, A maximum of 3 electrical blocks may be fitted per associated head | Lamp type | LED
| 141 | Automation and Control | Industrial Switch | Industrial Switch Accessories | HARMONY XAL LIGHT BLOCK FOR HEAD Ø22 LED 24V RED | 2027165 | ZALVB4 | SCHNEIDER ELECTRIC | 800 | https://pim-kvc.soneparsea.com:3443/PictureServer/default.aspx/schneider-zalvb4_image1.jpg?A3889C9397807479A2A1C7A8BAA5959DB4AAC672CC989CAAB279B3AEBF9897998173BEB5B9 | https://pim-kvc.soneparsea.com:3443/PictureServer/default.aspx/schneider-ZALVB4.pdf?81788B76AEAA939CBEAABDA9B7A95D8E9191AA878665A098B6 | HARMONY XAL LIGHT BLOCK FOR HEAD Ø22 INTEGRAL LED 24 V SCREW CLAMP TERMINAL RED | Light blocks with integral LED for mounting on a metal plate at the back of enclosures where a panel indicator is required, A maximum of 3 electrical blocks may be fitted per associated head | Connection type auxiliary circuit | Screw connection
| 141 | Automation and Control | Industrial Switch | Industrial Switch Accessories | HARMONY XAL LIGHT BLOCK FOR HEAD Ø22 LED 24V RED | 2027165 | ZALVB4 | SCHNEIDER ELECTRIC | 800 | https://pim-kvc.soneparsea.com:3443/PictureServer/default.aspx/schneider-zalvb4_image1.jpg?A3889C9397807479A2A1C7A8BAA5959DB4AAC672CC989CAAB279B3AEBF9897998173BEB5B9 | https://pim-kvc.soneparsea.com:3443/PictureServer/default.aspx/schneider-ZALVB4.pdf?81788B76AEAA939CBEAABDA9B7A95D8E9191AA878665A098B6 | HARMONY XAL LIGHT BLOCK FOR HEAD Ø22 INTEGRAL LED 24 V SCREW CLAMP TERMINAL RED | Light blocks with integral LED for mounting on a metal plate at the back of enclosures where a panel indicator is required, A maximum of 3 electrical blocks may be fitted per associated head | Colour lamp | Red
| 141 | Automation and Control | Industrial Switch | Industrial Switch Accessories | HARMONY XAL LIGHT BLOCK FOR HEAD Ø22 LED 24V RED | 2027165 | ZALVB4 | SCHNEIDER ELECTRIC | 800 | https://pim-kvc.soneparsea.com:3443/PictureServer/default.aspx/schneider-zalvb4_image1.jpg?A3889C9397807479A2A1C7A8BAA5959DB4AAC672CC989CAAB279B3AEBF9897998173BEB5B9 | https://pim-kvc.soneparsea.com:3443/PictureServer/default.aspx/schneider-ZALVB4.pdf?81788B76AEAA939CBEAABDA9B7A95D8E9191AA878665A098B6 | HARMONY XAL LIGHT BLOCK FOR HEAD Ø22 INTEGRAL LED 24 V SCREW CLAMP TERMINAL RED | Light blocks with integral LED for mounting on a metal plate at the back of enclosures where a panel indicator is required, A maximum of 3 electrical blocks may be fitted per associated head | Type of fastening | Floor fastening
| 142 | Automation and Control | Industrial Switch | Industrial Switch Accessories | LEGEND 30X40MM BLACK LEFT OR LOWER SLOW-FAST | 2027208 | ZB2BY2906 | SCHNEIDER ELECTRIC | 110 | https://pim-kvc.soneparsea.com:3443/PictureServer/default.aspx/schneider-zb2by2906_image1.jpg?A3889C9397807479A2A1C7A8BAA5959DB4AAC672CC996296C9778D75889699A1B1ACB97680A1A09B | https://pim-kvc.soneparsea.com:3443/PictureServer/default.aspx/schneider-zb2by2906.pdf?81788B76AEAA939CBEAABDA9B7A95DAEB277B6BE8470606A7EB5B8AB | LEGEND LEFT OR LOWER SLOWFAST 30X40MM BLACK | For Use With: Pendant Control Stations | Imprint ISO symbols | Other
| 142 | Automation and Control | Industrial Switch | Industrial Switch Accessories | LEGEND 30X40MM BLACK LEFT OR LOWER SLOW-FAST | 2027208 | ZB2BY2906 | SCHNEIDER ELECTRIC | 110 | https://pim-kvc.soneparsea.com:3443/PictureServer/default.aspx/schneider-zb2by2906_image1.jpg?A3889C9397807479A2A1C7A8BAA5959DB4AAC672CC996296C9778D75889699A1B1ACB97680A1A09B | https://pim-kvc.soneparsea.com:3443/PictureServer/default.aspx/schneider-zb2by2906.pdf?81788B76AEAA939CBEAABDA9B7A95DAEB277B6BE8470606A7EB5B8AB | LEGEND LEFT OR LOWER SLOWFAST 30X40MM BLACK | For Use With: Pendant Control Stations | Colour | Black
| 142 | Automation and Control | Industrial Switch | Industrial Switch Accessories | LEGEND 30X40MM BLACK LEFT OR LOWER SLOW-FAST | 2027208 | ZB2BY2906 | SCHNEIDER ELECTRIC | 110 | https://pim-kvc.soneparsea.com:3443/PictureServer/default.aspx/schneider-zb2by2906_image1.jpg?A3889C9397807479A2A1C7A8BAA5959DB4AAC672CC996296C9778D75889699A1B1ACB97680A1A09B | https://pim-kvc.soneparsea.com:3443/PictureServer/default.aspx/schneider-zb2by2906.pdf?81788B76AEAA939CBEAABDA9B7A95DAEB277B6BE8470606A7EB5B8AB | LEGEND LEFT OR LOWER SLOWFAST 30X40MM BLACK | For Use With: Pendant Control Stations | Shape | Rectangular
| 142 | Automation and Control | Industrial Switch | Industrial Switch Accessories | LEGEND 30X40MM BLACK LEFT OR LOWER SLOW-FAST | 2027208 | ZB2BY2906 | SCHNEIDER ELECTRIC | 110 | https://pim-kvc.soneparsea.com:3443/PictureServer/default.aspx/schneider-zb2by2906_image1.jpg?A3889C9397807479A2A1C7A8BAA5959DB4AAC672CC996296C9778D75889699A1B1ACB97680A1A09B | https://pim-kvc.soneparsea.com:3443/PictureServer/default.aspx/schneider-zb2by2906.pdf?81788B76AEAA939CBEAABDA9B7A95DAEB277B6BE8470606A7EB5B8AB | LEGEND LEFT OR LOWER SLOWFAST 30X40MM BLACK | For Use With: Pendant Control Stations | Width | 30mm
| 142 | Automation and Control | Industrial Switch | Industrial Switch Accessories | LEGEND 30X40MM BLACK LEFT OR LOWER SLOW-FAST | 2027208 | ZB2BY2906 | SCHNEIDER ELECTRIC | 110 | https://pim-kvc.soneparsea.com:3443/PictureServer/default.aspx/schneider-zb2by2906_image1.jpg?A3889C9397807479A2A1C7A8BAA5959DB4AAC672CC996296C9778D75889699A1B1ACB97680A1A09B | https://pim-kvc.soneparsea.com:3443/PictureServer/default.aspx/schneider-zb2by2906.pdf?81788B76AEAA939CBEAABDA9B7A95DAEB277B6BE8470606A7EB5B8AB | LEGEND LEFT OR LOWER SLOWFAST 30X40MM BLACK | For Use With: Pendant Control Stations | Height | 40mm
| 142 | Automation and Control | Industrial Switch | Industrial Switch Accessories | LEGEND 30X40MM BLACK LEFT OR LOWER SLOW-FAST | 2027208 | ZB2BY2906 | SCHNEIDER ELECTRIC | 110 | https://pim-kvc.soneparsea.com:3443/PictureServer/default.aspx/schneider-zb2by2906_image1.jpg?A3889C9397807479A2A1C7A8BAA5959DB4AAC672CC996296C9778D75889699A1B1ACB97680A1A09B | https://pim-kvc.soneparsea.com:3443/PictureServer/default.aspx/schneider-zb2by2906.pdf?81788B76AEAA939CBEAABDA9B7A95DAEB277B6BE8470606A7EB5B8AB | LEGEND LEFT OR LOWER SLOWFAST 30X40MM BLACK | For Use With: Pendant Control Stations | Outer diameter | 0mm
| 143 | Automation and Control | Industrial Switch | Industrial Switch Accessories | LEGEND 30X40MM WHITE RIGHT SLOW-FAST | 2027209 | ZB2BY4909 | SCHNEIDER ELECTRIC | 110 | https://pim-kvc.soneparsea.com:3443/PictureServer/default.aspx/schneider-zb2by4909_image1.jpg?A3889C9397807479A2A1C7A8BAA5959DB4AAC672CC996296C9798D758B9699A1B1ACB97680A1A09B | https://pim-kvc.soneparsea.com:3443/PictureServer/default.aspx/schneider-zb2by4909.pdf?81788B76AEAA939CBEAABDA9B7A95DAEB277B6BE8670606D7EB5B8AB | LEGEND RIGHT SLOW-FAST 30X40MM WHITE | 30 x 40 mm labels with symbols according to NF E 52-124 standard for XAC A series pendant control stations. | Imprint ISO symbols | Other
| 143 | Automation and Control | Industrial Switch | Industrial Switch Accessories | LEGEND 30X40MM WHITE RIGHT SLOW-FAST | 2027209 | ZB2BY4909 | SCHNEIDER ELECTRIC | 110 | https://pim-kvc.soneparsea.com:3443/PictureServer/default.aspx/schneider-zb2by4909_image1.jpg?A3889C9397807479A2A1C7A8BAA5959DB4AAC672CC996296C9798D758B9699A1B1ACB97680A1A09B | https://pim-kvc.soneparsea.com:3443/PictureServer/default.aspx/schneider-zb2by4909.pdf?81788B76AEAA939CBEAABDA9B7A95DAEB277B6BE8670606D7EB5B8AB | LEGEND RIGHT SLOW-FAST 30X40MM WHITE | 30 x 40 mm labels with symbols according to NF E 52-124 standard for XAC A series pendant control stations. | Colour | White
| 143 | Automation and Control | Industrial Switch | Industrial Switch Accessories | LEGEND 30X40MM WHITE RIGHT SLOW-FAST | 2027209 | ZB2BY4909 | SCHNEIDER ELECTRIC | 110 | https://pim-kvc.soneparsea.com:3443/PictureServer/default.aspx/schneider-zb2by4909_image1.jpg?A3889C9397807479A2A1C7A8BAA5959DB4AAC672CC996296C9798D758B9699A1B1ACB97680A1A09B | https://pim-kvc.soneparsea.com:3443/PictureServer/default.aspx/schneider-zb2by4909.pdf?81788B76AEAA939CBEAABDA9B7A95DAEB277B6BE8670606D7EB5B8AB | LEGEND RIGHT SLOW-FAST 30X40MM WHITE | 30 x 40 mm labels with symbols according to NF E 52-124 standard for XAC A series pendant control stations. | Shape | Rectangular
| 143 | Automation and Control | Industrial Switch | Industrial Switch Accessories | LEGEND 30X40MM WHITE RIGHT SLOW-FAST | 2027209 | ZB2BY4909 | SCHNEIDER ELECTRIC | 110 | https://pim-kvc.soneparsea.com:3443/PictureServer/default.aspx/schneider-zb2by4909_image1.jpg?A3889C9397807479A2A1C7A8BAA5959DB4AAC672CC996296C9798D758B9699A1B1ACB97680A1A09B | https://pim-kvc.soneparsea.com:3443/PictureServer/default.aspx/schneider-zb2by4909.pdf?81788B76AEAA939CBEAABDA9B7A95DAEB277B6BE8670606D7EB5B8AB | LEGEND RIGHT SLOW-FAST 30X40MM WHITE | 30 x 40 mm labels with symbols according to NF E 52-124 standard for XAC A series pendant control stations. | Width | 40mm
| 143 | Automation and Control | Industrial Switch | Industrial Switch Accessories | LEGEND 30X40MM WHITE RIGHT SLOW-FAST | 2027209 | ZB2BY4909 | SCHNEIDER ELECTRIC | 110 | https://pim-kvc.soneparsea.com:3443/PictureServer/default.aspx/schneider-zb2by4909_image1.jpg?A3889C9397807479A2A1C7A8BAA5959DB4AAC672CC996296C9798D758B9699A1B1ACB97680A1A09B | https://pim-kvc.soneparsea.com:3443/PictureServer/default.aspx/schneider-zb2by4909.pdf?81788B76AEAA939CBEAABDA9B7A95DAEB277B6BE8670606D7EB5B8AB | LEGEND RIGHT SLOW-FAST 30X40MM WHITE | 30 x 40 mm labels with symbols according to NF E 52-124 standard for XAC A series pendant control stations. | Height | 30mm
| 143 | Automation and Control | Industrial Switch | Industrial Switch Accessories | LEGEND 30X40MM WHITE RIGHT SLOW-FAST | 2027209 | ZB2BY4909 | SCHNEIDER ELECTRIC | 110 | https://pim-kvc.soneparsea.com:3443/PictureServer/default.aspx/schneider-zb2by4909_image1.jpg?A3889C9397807479A2A1C7A8BAA5959DB4AAC672CC996296C9798D758B9699A1B1ACB97680A1A09B | https://pim-kvc.soneparsea.com:3443/PictureServer/default.aspx/schneider-zb2by4909.pdf?81788B76AEAA939CBEAABDA9B7A95DAEB277B6BE8670606D7EB5B8AB | LEGEND RIGHT SLOW-FAST 30X40MM WHITE | 30 x 40 mm labels with symbols according to NF E 52-124 standard for XAC A series pendant control stations. | Outer diameter | 0mm
| 144 | Automation and Control | Industrial Switch | Push Buttons | HARMONY XB4 ILLUM PB HEAD FOR INTEGRAL LED RED | 2027211 | ZB4BW343 | SCHNEIDER ELECTRIC | 500 | https://pim-kvc.soneparsea.com:3443/PictureServer/default.aspx/schneider-zb4bw343_image1.jpg?A3889C9397807479A2A1C7A8BAA5959DB4AAC672CC996496C7788878B1A09D95B7AA8573BCA797 | https://pim-kvc.soneparsea.com:3443/PictureServer/default.aspx/schneider-zb4bw343.pdf?81788B76AEAA939CBEAABDA9B7A95DAEB279B6BC856B6362C0A9BA | HARMONY XB4 FLUSH ILLUMINATED PUSHBUTTON HEAD Ø22 SPRING RETURN FOR INTEGRAL LED RED | Designed for industrial applications and to combine ease of installation and robustness. | Colour button | Red/white
| 144 | Automation and Control | Industrial Switch | Push Buttons | HARMONY XB4 ILLUM PB HEAD FOR INTEGRAL LED RED | 2027211 | ZB4BW343 | SCHNEIDER ELECTRIC | 500 | https://pim-kvc.soneparsea.com:3443/PictureServer/default.aspx/schneider-zb4bw343_image1.jpg?A3889C9397807479A2A1C7A8BAA5959DB4AAC672CC996496C7788878B1A09D95B7AA8573BCA797 | https://pim-kvc.soneparsea.com:3443/PictureServer/default.aspx/schneider-zb4bw343.pdf?81788B76AEAA939CBEAABDA9B7A95DAEB279B6BC856B6362C0A9BA | HARMONY XB4 FLUSH ILLUMINATED PUSHBUTTON HEAD Ø22 SPRING RETURN FOR INTEGRAL LED RED | Designed for industrial applications and to combine ease of installation and robustness. | Number of command positions | 1
| 144 | Automation and Control | Industrial Switch | Push Buttons | HARMONY XB4 ILLUM PB HEAD FOR INTEGRAL LED RED | 2027211 | ZB4BW343 | SCHNEIDER ELECTRIC | 500 | https://pim-kvc.soneparsea.com:3443/PictureServer/default.aspx/schneider-zb4bw343_image1.jpg?A3889C9397807479A2A1C7A8BAA5959DB4AAC672CC996496C7788878B1A09D95B7AA8573BCA797 | https://pim-kvc.soneparsea.com:3443/PictureServer/default.aspx/schneider-zb4bw343.pdf?81788B76AEAA939CBEAABDA9B7A95DAEB279B6BC856B6362C0A9BA | HARMONY XB4 FLUSH ILLUMINATED PUSHBUTTON HEAD Ø22 SPRING RETURN FOR INTEGRAL LED RED | Designed for industrial applications and to combine ease of installation and robustness. | Construction type lens | Round
| 144 | Automation and Control | Industrial Switch | Push Buttons | HARMONY XB4 ILLUM PB HEAD FOR INTEGRAL LED RED | 2027211 | ZB4BW343 | SCHNEIDER ELECTRIC | 500 | https://pim-kvc.soneparsea.com:3443/PictureServer/default.aspx/schneider-zb4bw343_image1.jpg?A3889C9397807479A2A1C7A8BAA5959DB4AAC672CC996496C7788878B1A09D95B7AA8573BCA797 | https://pim-kvc.soneparsea.com:3443/PictureServer/default.aspx/schneider-zb4bw343.pdf?81788B76AEAA939CBEAABDA9B7A95DAEB279B6BC856B6362C0A9BA | HARMONY XB4 FLUSH ILLUMINATED PUSHBUTTON HEAD Ø22 SPRING RETURN FOR INTEGRAL LED RED | Designed for industrial applications and to combine ease of installation and robustness. | Hole diameter | 22.5mm
| 144 | Automation and Control | Industrial Switch | Push Buttons | HARMONY XB4 ILLUM PB HEAD FOR INTEGRAL LED RED | 2027211 | ZB4BW343 | SCHNEIDER ELECTRIC | 500 | https://pim-kvc.soneparsea.com:3443/PictureServer/default.aspx/schneider-zb4bw343_image1.jpg?A3889C9397807479A2A1C7A8BAA5959DB4AAC672CC996496C7788878B1A09D95B7AA8573BCA797 | https://pim-kvc.soneparsea.com:3443/PictureServer/default.aspx/schneider-zb4bw343.pdf?81788B76AEAA939CBEAABDA9B7A95DAEB279B6BC856B6362C0A9BA | HARMONY XB4 FLUSH ILLUMINATED PUSHBUTTON HEAD Ø22 SPRING RETURN FOR INTEGRAL LED RED | Designed for industrial applications and to combine ease of installation and robustness. | Width opening | 0mm
| 144 | Automation and Control | Industrial Switch | Push Buttons | HARMONY XB4 ILLUM PB HEAD FOR INTEGRAL LED RED | 2027211 | ZB4BW343 | SCHNEIDER ELECTRIC | 500 | https://pim-kvc.soneparsea.com:3443/PictureServer/default.aspx/schneider-zb4bw343_image1.jpg?A3889C9397807479A2A1C7A8BAA5959DB4AAC672CC996496C7788878B1A09D95B7AA8573BCA797 | https://pim-kvc.soneparsea.com:3443/PictureServer/default.aspx/schneider-zb4bw343.pdf?81788B76AEAA939CBEAABDA9B7A95DAEB279B6BC856B6362C0A9BA | HARMONY XB4 FLUSH ILLUMINATED PUSHBUTTON HEAD Ø22 SPRING RETURN FOR INTEGRAL LED RED | Designed for industrial applications and to combine ease of installation and robustness. | Height opening | 0mm
| 144 | Automation and Control | Industrial Switch | Push Buttons | HARMONY XB4 ILLUM PB HEAD FOR INTEGRAL LED RED | 2027211 | ZB4BW343 | SCHNEIDER ELECTRIC | 500 | https://pim-kvc.soneparsea.com:3443/PictureServer/default.aspx/schneider-zb4bw343_image1.jpg?A3889C9397807479A2A1C7A8BAA5959DB4AAC672CC996496C7788878B1A09D95B7AA8573BCA797 | https://pim-kvc.soneparsea.com:3443/PictureServer/default.aspx/schneider-zb4bw343.pdf?81788B76AEAA939CBEAABDA9B7A95DAEB279B6BC856B6362C0A9BA | HARMONY XB4 FLUSH ILLUMINATED PUSHBUTTON HEAD Ø22 SPRING RETURN FOR INTEGRAL LED RED | Designed for industrial applications and to combine ease of installation and robustness. | Type of button | Flat
| 144 | Automation and Control | Industrial Switch | Push Buttons | HARMONY XB4 ILLUM PB HEAD FOR INTEGRAL LED RED | 2027211 | ZB4BW343 | SCHNEIDER ELECTRIC | 500 | https://pim-kvc.soneparsea.com:3443/PictureServer/default.aspx/schneider-zb4bw343_image1.jpg?A3889C9397807479A2A1C7A8BAA5959DB4AAC672CC996496C7788878B1A09D95B7AA8573BCA797 | https://pim-kvc.soneparsea.com:3443/PictureServer/default.aspx/schneider-zb4bw343.pdf?81788B76AEAA939CBEAABDA9B7A95DAEB279B6BC856B6362C0A9BA | HARMONY XB4 FLUSH ILLUMINATED PUSHBUTTON HEAD Ø22 SPRING RETURN FOR INTEGRAL LED RED | Designed for industrial applications and to combine ease of installation and robustness. | Suitable for illumination | yes
| 144 | Automation and Control | Industrial Switch | Push Buttons | HARMONY XB4 ILLUM PB HEAD FOR INTEGRAL LED RED | 2027211 | ZB4BW343 | SCHNEIDER ELECTRIC | 500 | https://pim-kvc.soneparsea.com:3443/PictureServer/default.aspx/schneider-zb4bw343_image1.jpg?A3889C9397807479A2A1C7A8BAA5959DB4AAC672CC996496C7788878B1A09D95B7AA8573BCA797 | https://pim-kvc.soneparsea.com:3443/PictureServer/default.aspx/schneider-zb4bw343.pdf?81788B76AEAA939CBEAABDA9B7A95DAEB279B6BC856B6362C0A9BA | HARMONY XB4 FLUSH ILLUMINATED PUSHBUTTON HEAD Ø22 SPRING RETURN FOR INTEGRAL LED RED | Designed for industrial applications and to combine ease of installation and robustness. | With protective cover | no
| 144 | Automation and Control | Industrial Switch | Push Buttons | HARMONY XB4 ILLUM PB HEAD FOR INTEGRAL LED RED | 2027211 | ZB4BW343 | SCHNEIDER ELECTRIC | 500 | https://pim-kvc.soneparsea.com:3443/PictureServer/default.aspx/schneider-zb4bw343_image1.jpg?A3889C9397807479A2A1C7A8BAA5959DB4AAC672CC996496C7788878B1A09D95B7AA8573BCA797 | https://pim-kvc.soneparsea.com:3443/PictureServer/default.aspx/schneider-zb4bw343.pdf?81788B76AEAA939CBEAABDA9B7A95DAEB279B6BC856B6362C0A9BA | HARMONY XB4 FLUSH ILLUMINATED PUSHBUTTON HEAD Ø22 SPRING RETURN FOR INTEGRAL LED RED | Designed for industrial applications and to combine ease of installation and robustness. | Labelled | no
| 144 | Automation and Control | Industrial Switch | Push Buttons | HARMONY XB4 ILLUM PB HEAD FOR INTEGRAL LED RED | 2027211 | ZB4BW343 | SCHNEIDER ELECTRIC | 500 | https://pim-kvc.soneparsea.com:3443/PictureServer/default.aspx/schneider-zb4bw343_image1.jpg?A3889C9397807479A2A1C7A8BAA5959DB4AAC672CC996496C7788878B1A09D95B7AA8573BCA797 | https://pim-kvc.soneparsea.com:3443/PictureServer/default.aspx/schneider-zb4bw343.pdf?81788B76AEAA939CBEAABDA9B7A95DAEB279B6BC856B6362C0A9BA | HARMONY XB4 FLUSH ILLUMINATED PUSHBUTTON HEAD Ø22 SPRING RETURN FOR INTEGRAL LED RED | Designed for industrial applications and to combine ease of installation and robustness. | Switching function latching | no
| 144 | Automation and Control | Industrial Switch | Push Buttons | HARMONY XB4 ILLUM PB HEAD FOR INTEGRAL LED RED | 2027211 | ZB4BW343 | SCHNEIDER ELECTRIC | 500 | https://pim-kvc.soneparsea.com:3443/PictureServer/default.aspx/schneider-zb4bw343_image1.jpg?A3889C9397807479A2A1C7A8BAA5959DB4AAC672CC996496C7788878B1A09D95B7AA8573BCA797 | https://pim-kvc.soneparsea.com:3443/PictureServer/default.aspx/schneider-zb4bw343.pdf?81788B76AEAA939CBEAABDA9B7A95DAEB279B6BC856B6362C0A9BA | HARMONY XB4 FLUSH ILLUMINATED PUSHBUTTON HEAD Ø22 SPRING RETURN FOR INTEGRAL LED RED | Designed for industrial applications and to combine ease of installation and robustness. | Spring-return | yes
| 144 | Automation and Control | Industrial Switch | Push Buttons | HARMONY XB4 ILLUM PB HEAD FOR INTEGRAL LED RED | 2027211 | ZB4BW343 | SCHNEIDER ELECTRIC | 500 | https://pim-kvc.soneparsea.com:3443/PictureServer/default.aspx/schneider-zb4bw343_image1.jpg?A3889C9397807479A2A1C7A8BAA5959DB4AAC672CC996496C7788878B1A09D95B7AA8573BCA797 | https://pim-kvc.soneparsea.com:3443/PictureServer/default.aspx/schneider-zb4bw343.pdf?81788B76AEAA939CBEAABDA9B7A95DAEB279B6BC856B6362C0A9BA | HARMONY XB4 FLUSH ILLUMINATED PUSHBUTTON HEAD Ø22 SPRING RETURN FOR INTEGRAL LED RED | Designed for industrial applications and to combine ease of installation and robustness. | With front ring | yes
| 144 | Automation and Control | Industrial Switch | Push Buttons | HARMONY XB4 ILLUM PB HEAD FOR INTEGRAL LED RED | 2027211 | ZB4BW343 | SCHNEIDER ELECTRIC | 500 | https://pim-kvc.soneparsea.com:3443/PictureServer/default.aspx/schneider-zb4bw343_image1.jpg?A3889C9397807479A2A1C7A8BAA5959DB4AAC672CC996496C7788878B1A09D95B7AA8573BCA797 | https://pim-kvc.soneparsea.com:3443/PictureServer/default.aspx/schneider-zb4bw343.pdf?81788B76AEAA939CBEAABDA9B7A95DAEB279B6BC856B6362C0A9BA | HARMONY XB4 FLUSH ILLUMINATED PUSHBUTTON HEAD Ø22 SPRING RETURN FOR INTEGRAL LED RED | Designed for industrial applications and to combine ease of installation and robustness. | Material front ring | Metal
| 144 | Automation and Control | Industrial Switch | Push Buttons | HARMONY XB4 ILLUM PB HEAD FOR INTEGRAL LED RED | 2027211 | ZB4BW343 | SCHNEIDER ELECTRIC | 500 | https://pim-kvc.soneparsea.com:3443/PictureServer/default.aspx/schneider-zb4bw343_image1.jpg?A3889C9397807479A2A1C7A8BAA5959DB4AAC672CC996496C7788878B1A09D95B7AA8573BCA797 | https://pim-kvc.soneparsea.com:3443/PictureServer/default.aspx/schneider-zb4bw343.pdf?81788B76AEAA939CBEAABDA9B7A95DAEB279B6BC856B6362C0A9BA | HARMONY XB4 FLUSH ILLUMINATED PUSHBUTTON HEAD Ø22 SPRING RETURN FOR INTEGRAL LED RED | Designed for industrial applications and to combine ease of installation and robustness. | Colour front ring | Chrome
| 144 | Automation and Control | Industrial Switch | Push Buttons | HARMONY XB4 ILLUM PB HEAD FOR INTEGRAL LED RED | 2027211 | ZB4BW343 | SCHNEIDER ELECTRIC | 500 | https://pim-kvc.soneparsea.com:3443/PictureServer/default.aspx/schneider-zb4bw343_image1.jpg?A3889C9397807479A2A1C7A8BAA5959DB4AAC672CC996496C7788878B1A09D95B7AA8573BCA797 | https://pim-kvc.soneparsea.com:3443/PictureServer/default.aspx/schneider-zb4bw343.pdf?81788B76AEAA939CBEAABDA9B7A95DAEB279B6BC856B6362C0A9BA | HARMONY XB4 FLUSH ILLUMINATED PUSHBUTTON HEAD Ø22 SPRING RETURN FOR INTEGRAL LED RED | Designed for industrial applications and to combine ease of installation and robustness. | Degree of protection (IP), front side | IP66
| 144 | Automation and Control | Industrial Switch | Push Buttons | HARMONY XB4 ILLUM PB HEAD FOR INTEGRAL LED RED | 2027211 | ZB4BW343 | SCHNEIDER ELECTRIC | 500 | https://pim-kvc.soneparsea.com:3443/PictureServer/default.aspx/schneider-zb4bw343_image1.jpg?A3889C9397807479A2A1C7A8BAA5959DB4AAC672CC996496C7788878B1A09D95B7AA8573BCA797 | https://pim-kvc.soneparsea.com:3443/PictureServer/default.aspx/schneider-zb4bw343.pdf?81788B76AEAA939CBEAABDA9B7A95DAEB279B6BC856B6362C0A9BA | HARMONY XB4 FLUSH ILLUMINATED PUSHBUTTON HEAD Ø22 SPRING RETURN FOR INTEGRAL LED RED | Designed for industrial applications and to combine ease of installation and robustness. | Degree of protection (NEMA), front side | Other
| 145 | Automation and Control | Industrial Switch | Industrial Switch Accessories | LIGHT BLOCK Ø22 INTEGRAL LED 24V SCREW CLAMP RED | 2047255 | ZBVB4 | SCHNEIDER ELECTRIC | 460 | https://pim-kvc.soneparsea.com:3443/PictureServer/default.aspx/schneider-zbvb4_image1.jpg?A3889C9397807479A2A1C7A8BAA5959DB4AAC672CC99A69684A4BDB2B39E95657EAFC4AC | https://pim-kvc.soneparsea.com:3443/PictureServer/default.aspx/schneider-ZBVB4.pdf?81788B76AEAA939CBEAABDA9B7A95D8E929B967980A7949A | LIGHT BLOCK FOR HEAD Ø22 INTEGRAL LED 24V SCREW CLAMP TERMINAL RED | This Schneider Electric Harmony XB4 XB5 Light block is Red operates with an integral LED. It is supplied with 24Vac/dc and uses screw clamp terminals. It has a plastic body. This light block allows fast and easy replacement and configuration of your signaling units. It is easily installed and replaced on compatible illuminated push-button or selector switch units via clip together assembly and connected with simple screw-clamp connections. It enables visual distinction of signaling units via illumination by integral LED. It protects operators from unexpected contact with live circuits thanks to its IP20 protection index. | Transformer integrated | no
| 145 | Automation and Control | Industrial Switch | Industrial Switch Accessories | LIGHT BLOCK Ø22 INTEGRAL LED 24V SCREW CLAMP RED | 2047255 | ZBVB4 | SCHNEIDER ELECTRIC | 460 | https://pim-kvc.soneparsea.com:3443/PictureServer/default.aspx/schneider-zbvb4_image1.jpg?A3889C9397807479A2A1C7A8BAA5959DB4AAC672CC99A69684A4BDB2B39E95657EAFC4AC | https://pim-kvc.soneparsea.com:3443/PictureServer/default.aspx/schneider-ZBVB4.pdf?81788B76AEAA939CBEAABDA9B7A95D8E929B967980A7949A | LIGHT BLOCK FOR HEAD Ø22 INTEGRAL LED 24V SCREW CLAMP TERMINAL RED | This Schneider Electric Harmony XB4 XB5 Light block is Red operates with an integral LED. It is supplied with 24Vac/dc and uses screw clamp terminals. It has a plastic body. This light block allows fast and easy replacement and configuration of your signaling units. It is easily installed and replaced on compatible illuminated push-button or selector switch units via clip together assembly and connected with simple screw-clamp connections. It enables visual distinction of signaling units via illumination by integral LED. It protects operators from unexpected contact with live circuits thanks to its IP20 protection index. | With integrated voltage decreasing resistor | no
| 145 | Automation and Control | Industrial Switch | Industrial Switch Accessories | LIGHT BLOCK Ø22 INTEGRAL LED 24V SCREW CLAMP RED | 2047255 | ZBVB4 | SCHNEIDER ELECTRIC | 460 | https://pim-kvc.soneparsea.com:3443/PictureServer/default.aspx/schneider-zbvb4_image1.jpg?A3889C9397807479A2A1C7A8BAA5959DB4AAC672CC99A69684A4BDB2B39E95657EAFC4AC | https://pim-kvc.soneparsea.com:3443/PictureServer/default.aspx/schneider-ZBVB4.pdf?81788B76AEAA939CBEAABDA9B7A95D8E929B967980A7949A | LIGHT BLOCK FOR HEAD Ø22 INTEGRAL LED 24V SCREW CLAMP TERMINAL RED | This Schneider Electric Harmony XB4 XB5 Light block is Red operates with an integral LED. It is supplied with 24Vac/dc and uses screw clamp terminals. It has a plastic body. This light block allows fast and easy replacement and configuration of your signaling units. It is easily installed and replaced on compatible illuminated push-button or selector switch units via clip together assembly and connected with simple screw-clamp connections. It enables visual distinction of signaling units via illumination by integral LED. It protects operators from unexpected contact with live circuits thanks to its IP20 protection index. | With light source | yes
| 145 | Automation and Control | Industrial Switch | Industrial Switch Accessories | LIGHT BLOCK Ø22 INTEGRAL LED 24V SCREW CLAMP RED | 2047255 | ZBVB4 | SCHNEIDER ELECTRIC | 460 | https://pim-kvc.soneparsea.com:3443/PictureServer/default.aspx/schneider-zbvb4_image1.jpg?A3889C9397807479A2A1C7A8BAA5959DB4AAC672CC99A69684A4BDB2B39E95657EAFC4AC | https://pim-kvc.soneparsea.com:3443/PictureServer/default.aspx/schneider-ZBVB4.pdf?81788B76AEAA939CBEAABDA9B7A95D8E929B967980A7949A | LIGHT BLOCK FOR HEAD Ø22 INTEGRAL LED 24V SCREW CLAMP TERMINAL RED | This Schneider Electric Harmony XB4 XB5 Light block is Red operates with an integral LED. It is supplied with 24Vac/dc and uses screw clamp terminals. It has a plastic body. This light block allows fast and easy replacement and configuration of your signaling units. It is easily installed and replaced on compatible illuminated push-button or selector switch units via clip together assembly and connected with simple screw-clamp connections. It enables visual distinction of signaling units via illumination by integral LED. It protects operators from unexpected contact with live circuits thanks to its IP20 protection index. | With integrated diode | yes
| 145 | Automation and Control | Industrial Switch | Industrial Switch Accessories | LIGHT BLOCK Ø22 INTEGRAL LED 24V SCREW CLAMP RED | 2047255 | ZBVB4 | SCHNEIDER ELECTRIC | 460 | https://pim-kvc.soneparsea.com:3443/PictureServer/default.aspx/schneider-zbvb4_image1.jpg?A3889C9397807479A2A1C7A8BAA5959DB4AAC672CC99A69684A4BDB2B39E95657EAFC4AC | https://pim-kvc.soneparsea.com:3443/PictureServer/default.aspx/schneider-ZBVB4.pdf?81788B76AEAA939CBEAABDA9B7A95D8E929B967980A7949A | LIGHT BLOCK FOR HEAD Ø22 INTEGRAL LED 24V SCREW CLAMP TERMINAL RED | This Schneider Electric Harmony XB4 XB5 Light block is Red operates with an integral LED. It is supplied with 24Vac/dc and uses screw clamp terminals. It has a plastic body. This light block allows fast and easy replacement and configuration of your signaling units. It is easily installed and replaced on compatible illuminated push-button or selector switch units via clip together assembly and connected with simple screw-clamp connections. It enables visual distinction of signaling units via illumination by integral LED. It protects operators from unexpected contact with live circuits thanks to its IP20 protection index. | Lamp holder | Other
| 145 | Automation and Control | Industrial Switch | Industrial Switch Accessories | LIGHT BLOCK Ø22 INTEGRAL LED 24V SCREW CLAMP RED | 2047255 | ZBVB4 | SCHNEIDER ELECTRIC | 460 | https://pim-kvc.soneparsea.com:3443/PictureServer/default.aspx/schneider-zbvb4_image1.jpg?A3889C9397807479A2A1C7A8BAA5959DB4AAC672CC99A69684A4BDB2B39E95657EAFC4AC | https://pim-kvc.soneparsea.com:3443/PictureServer/default.aspx/schneider-ZBVB4.pdf?81788B76AEAA939CBEAABDA9B7A95D8E929B967980A7949A | LIGHT BLOCK FOR HEAD Ø22 INTEGRAL LED 24V SCREW CLAMP TERMINAL RED | This Schneider Electric Harmony XB4 XB5 Light block is Red operates with an integral LED. It is supplied with 24Vac/dc and uses screw clamp terminals. It has a plastic body. This light block allows fast and easy replacement and configuration of your signaling units. It is easily installed and replaced on compatible illuminated push-button or selector switch units via clip together assembly and connected with simple screw-clamp connections. It enables visual distinction of signaling units via illumination by integral LED. It protects operators from unexpected contact with live circuits thanks to its IP20 protection index. | Rated voltage Ue at AC 50 Hz | 24...24V
| 145 | Automation and Control | Industrial Switch | Industrial Switch Accessories | LIGHT BLOCK Ø22 INTEGRAL LED 24V SCREW CLAMP RED | 2047255 | ZBVB4 | SCHNEIDER ELECTRIC | 460 | https://pim-kvc.soneparsea.com:3443/PictureServer/default.aspx/schneider-zbvb4_image1.jpg?A3889C9397807479A2A1C7A8BAA5959DB4AAC672CC99A69684A4BDB2B39E95657EAFC4AC | https://pim-kvc.soneparsea.com:3443/PictureServer/default.aspx/schneider-ZBVB4.pdf?81788B76AEAA939CBEAABDA9B7A95D8E929B967980A7949A | LIGHT BLOCK FOR HEAD Ø22 INTEGRAL LED 24V SCREW CLAMP TERMINAL RED | This Schneider Electric Harmony XB4 XB5 Light block is Red operates with an integral LED. It is supplied with 24Vac/dc and uses screw clamp terminals. It has a plastic body. This light block allows fast and easy replacement and configuration of your signaling units. It is easily installed and replaced on compatible illuminated push-button or selector switch units via clip together assembly and connected with simple screw-clamp connections. It enables visual distinction of signaling units via illumination by integral LED. It protects operators from unexpected contact with live circuits thanks to its IP20 protection index. | Rated voltage Ue at AC 60 Hz | 24...24V
| 145 | Automation and Control | Industrial Switch | Industrial Switch Accessories | LIGHT BLOCK Ø22 INTEGRAL LED 24V SCREW CLAMP RED | 2047255 | ZBVB4 | SCHNEIDER ELECTRIC | 460 | https://pim-kvc.soneparsea.com:3443/PictureServer/default.aspx/schneider-zbvb4_image1.jpg?A3889C9397807479A2A1C7A8BAA5959DB4AAC672CC99A69684A4BDB2B39E95657EAFC4AC | https://pim-kvc.soneparsea.com:3443/PictureServer/default.aspx/schneider-ZBVB4.pdf?81788B76AEAA939CBEAABDA9B7A95D8E929B967980A7949A | LIGHT BLOCK FOR HEAD Ø22 INTEGRAL LED 24V SCREW CLAMP TERMINAL RED | This Schneider Electric Harmony XB4 XB5 Light block is Red operates with an integral LED. It is supplied with 24Vac/dc and uses screw clamp terminals. It has a plastic body. This light block allows fast and easy replacement and configuration of your signaling units. It is easily installed and replaced on compatible illuminated push-button or selector switch units via clip together assembly and connected with simple screw-clamp connections. It enables visual distinction of signaling units via illumination by integral LED. It protects operators from unexpected contact with live circuits thanks to its IP20 protection index. | Rated voltage Ue at DC | 24...24V
| 145 | Automation and Control | Industrial Switch | Industrial Switch Accessories | LIGHT BLOCK Ø22 INTEGRAL LED 24V SCREW CLAMP RED | 2047255 | ZBVB4 | SCHNEIDER ELECTRIC | 460 | https://pim-kvc.soneparsea.com:3443/PictureServer/default.aspx/schneider-zbvb4_image1.jpg?A3889C9397807479A2A1C7A8BAA5959DB4AAC672CC99A69684A4BDB2B39E95657EAFC4AC | https://pim-kvc.soneparsea.com:3443/PictureServer/default.aspx/schneider-ZBVB4.pdf?81788B76AEAA939CBEAABDA9B7A95D8E929B967980A7949A | LIGHT BLOCK FOR HEAD Ø22 INTEGRAL LED 24V SCREW CLAMP TERMINAL RED | This Schneider Electric Harmony XB4 XB5 Light block is Red operates with an integral LED. It is supplied with 24Vac/dc and uses screw clamp terminals. It has a plastic body. This light block allows fast and easy replacement and configuration of your signaling units. It is easily installed and replaced on compatible illuminated push-button or selector switch units via clip together assembly and connected with simple screw-clamp connections. It enables visual distinction of signaling units via illumination by integral LED. It protects operators from unexpected contact with live circuits thanks to its IP20 protection index. | Voltage type for actuating | AC/DC
| 145 | Automation and Control | Industrial Switch | Industrial Switch Accessories | LIGHT BLOCK Ø22 INTEGRAL LED 24V SCREW CLAMP RED | 2047255 | ZBVB4 | SCHNEIDER ELECTRIC | 460 | https://pim-kvc.soneparsea.com:3443/PictureServer/default.aspx/schneider-zbvb4_image1.jpg?A3889C9397807479A2A1C7A8BAA5959DB4AAC672CC99A69684A4BDB2B39E95657EAFC4AC | https://pim-kvc.soneparsea.com:3443/PictureServer/default.aspx/schneider-ZBVB4.pdf?81788B76AEAA939CBEAABDA9B7A95D8E929B967980A7949A | LIGHT BLOCK FOR HEAD Ø22 INTEGRAL LED 24V SCREW CLAMP TERMINAL RED | This Schneider Electric Harmony XB4 XB5 Light block is Red operates with an integral LED. It is supplied with 24Vac/dc and uses screw clamp terminals. It has a plastic body. This light block allows fast and easy replacement and configuration of your signaling units. It is easily installed and replaced on compatible illuminated push-button or selector switch units via clip together assembly and connected with simple screw-clamp connections. It enables visual distinction of signaling units via illumination by integral LED. It protects operators from unexpected contact with live circuits thanks to its IP20 protection index. | Lamp type | LED
| 145 | Automation and Control | Industrial Switch | Industrial Switch Accessories | LIGHT BLOCK Ø22 INTEGRAL LED 24V SCREW CLAMP RED | 2047255 | ZBVB4 | SCHNEIDER ELECTRIC | 460 | https://pim-kvc.soneparsea.com:3443/PictureServer/default.aspx/schneider-zbvb4_image1.jpg?A3889C9397807479A2A1C7A8BAA5959DB4AAC672CC99A69684A4BDB2B39E95657EAFC4AC | https://pim-kvc.soneparsea.com:3443/PictureServer/default.aspx/schneider-ZBVB4.pdf?81788B76AEAA939CBEAABDA9B7A95D8E929B967980A7949A | LIGHT BLOCK FOR HEAD Ø22 INTEGRAL LED 24V SCREW CLAMP TERMINAL RED | This Schneider Electric Harmony XB4 XB5 Light block is Red operates with an integral LED. It is supplied with 24Vac/dc and uses screw clamp terminals. It has a plastic body. This light block allows fast and easy replacement and configuration of your signaling units. It is easily installed and replaced on compatible illuminated push-button or selector switch units via clip together assembly and connected with simple screw-clamp connections. It enables visual distinction of signaling units via illumination by integral LED. It protects operators from unexpected contact with live circuits thanks to its IP20 protection index. | Connection type auxiliary circuit | Screw connection
| 145 | Automation and Control | Industrial Switch | Industrial Switch Accessories | LIGHT BLOCK Ø22 INTEGRAL LED 24V SCREW CLAMP RED | 2047255 | ZBVB4 | SCHNEIDER ELECTRIC | 460 | https://pim-kvc.soneparsea.com:3443/PictureServer/default.aspx/schneider-zbvb4_image1.jpg?A3889C9397807479A2A1C7A8BAA5959DB4AAC672CC99A69684A4BDB2B39E95657EAFC4AC | https://pim-kvc.soneparsea.com:3443/PictureServer/default.aspx/schneider-ZBVB4.pdf?81788B76AEAA939CBEAABDA9B7A95D8E929B967980A7949A | LIGHT BLOCK FOR HEAD Ø22 INTEGRAL LED 24V SCREW CLAMP TERMINAL RED | This Schneider Electric Harmony XB4 XB5 Light block is Red operates with an integral LED. It is supplied with 24Vac/dc and uses screw clamp terminals. It has a plastic body. This light block allows fast and easy replacement and configuration of your signaling units. It is easily installed and replaced on compatible illuminated push-button or selector switch units via clip together assembly and connected with simple screw-clamp connections. It enables visual distinction of signaling units via illumination by integral LED. It protects operators from unexpected contact with live circuits thanks to its IP20 protection index. | Colour lamp | Red
| 145 | Automation and Control | Industrial Switch | Industrial Switch Accessories | LIGHT BLOCK Ø22 INTEGRAL LED 24V SCREW CLAMP RED | 2047255 | ZBVB4 | SCHNEIDER ELECTRIC | 460 | https://pim-kvc.soneparsea.com:3443/PictureServer/default.aspx/schneider-zbvb4_image1.jpg?A3889C9397807479A2A1C7A8BAA5959DB4AAC672CC99A69684A4BDB2B39E95657EAFC4AC | https://pim-kvc.soneparsea.com:3443/PictureServer/default.aspx/schneider-ZBVB4.pdf?81788B76AEAA939CBEAABDA9B7A95D8E929B967980A7949A | LIGHT BLOCK FOR HEAD Ø22 INTEGRAL LED 24V SCREW CLAMP TERMINAL RED | This Schneider Electric Harmony XB4 XB5 Light block is Red operates with an integral LED. It is supplied with 24Vac/dc and uses screw clamp terminals. It has a plastic body. This light block allows fast and easy replacement and configuration of your signaling units. It is easily installed and replaced on compatible illuminated push-button or selector switch units via clip together assembly and connected with simple screw-clamp connections. It enables visual distinction of signaling units via illumination by integral LED. It protects operators from unexpected contact with live circuits thanks to its IP20 protection index. | Type of fastening | Front fastening
| 146 | Automation and Control | Industrial Switch | Push Buttons | HARMONY XB5 E-STOP PB TURN RELEASE Ø40 RED | 2047413 | ZB5AS844 | SCHNEIDER ELECTRIC | 680 | https://pim-kvc.soneparsea.com:3443/PictureServer/default.aspx/schneider-zb5as844_image1.jpg?A3889C9397807479A2A1C7A8BAA5959DB4AAC672CC996595C37D8879B1A09D95B7AA8573BCA797 | https://pim-kvc.soneparsea.com:3443/PictureServer/default.aspx/schneider-zb5as844.pdf?81788B76AEAA939CBEAABDA9B7A95DAEB27AB5B88A6B6462C0A9BA | HARMONY XB5 EMERGENCY STOP PUSHBUTTON HEAD Ø22 TRIGGER AND LATCHING TURN RELEASE Ø40 RED | This Schneider Electric Harmony XB5 Emergency stop 40mm mushroom red button head operates with a turn to release mechanism. It has a double insulated plastic bezel. This emergency stop / shutdown button head, is easily combined with contact blocks and installed into standard 22 mm diameter cut-outs and connected with simple screw-clamp connections. It is clearly distinguishable visually at a distance thanks to a clear color and a prominent 40mm mushroom shape. It is impact resistant, dust proof, waterproof and vibration resistant thanks to its IP66 / IP67 / IP69 / IP69K, making it ideal for operation in harsh environments. | Colour button | Red
| 146 | Automation and Control | Industrial Switch | Push Buttons | HARMONY XB5 E-STOP PB TURN RELEASE Ø40 RED | 2047413 | ZB5AS844 | SCHNEIDER ELECTRIC | 680 | https://pim-kvc.soneparsea.com:3443/PictureServer/default.aspx/schneider-zb5as844_image1.jpg?A3889C9397807479A2A1C7A8BAA5959DB4AAC672CC996595C37D8879B1A09D95B7AA8573BCA797 | https://pim-kvc.soneparsea.com:3443/PictureServer/default.aspx/schneider-zb5as844.pdf?81788B76AEAA939CBEAABDA9B7A95DAEB27AB5B88A6B6462C0A9BA | HARMONY XB5 EMERGENCY STOP PUSHBUTTON HEAD Ø22 TRIGGER AND LATCHING TURN RELEASE Ø40 RED | This Schneider Electric Harmony XB5 Emergency stop 40mm mushroom red button head operates with a turn to release mechanism. It has a double insulated plastic bezel. This emergency stop / shutdown button head, is easily combined with contact blocks and installed into standard 22 mm diameter cut-outs and connected with simple screw-clamp connections. It is clearly distinguishable visually at a distance thanks to a clear color and a prominent 40mm mushroom shape. It is impact resistant, dust proof, waterproof and vibration resistant thanks to its IP66 / IP67 / IP69 / IP69K, making it ideal for operation in harsh environments. | Construction type lens | Round
| 146 | Automation and Control | Industrial Switch | Push Buttons | HARMONY XB5 E-STOP PB TURN RELEASE Ø40 RED | 2047413 | ZB5AS844 | SCHNEIDER ELECTRIC | 680 | https://pim-kvc.soneparsea.com:3443/PictureServer/default.aspx/schneider-zb5as844_image1.jpg?A3889C9397807479A2A1C7A8BAA5959DB4AAC672CC996595C37D8879B1A09D95B7AA8573BCA797 | https://pim-kvc.soneparsea.com:3443/PictureServer/default.aspx/schneider-zb5as844.pdf?81788B76AEAA939CBEAABDA9B7A95DAEB27AB5B88A6B6462C0A9BA | HARMONY XB5 EMERGENCY STOP PUSHBUTTON HEAD Ø22 TRIGGER AND LATCHING TURN RELEASE Ø40 RED | This Schneider Electric Harmony XB5 Emergency stop 40mm mushroom red button head operates with a turn to release mechanism. It has a double insulated plastic bezel. This emergency stop / shutdown button head, is easily combined with contact blocks and installed into standard 22 mm diameter cut-outs and connected with simple screw-clamp connections. It is clearly distinguishable visually at a distance thanks to a clear color and a prominent 40mm mushroom shape. It is impact resistant, dust proof, waterproof and vibration resistant thanks to its IP66 / IP67 / IP69 / IP69K, making it ideal for operation in harsh environments. | Diameter cap | 40mm
| 146 | Automation and Control | Industrial Switch | Push Buttons | HARMONY XB5 E-STOP PB TURN RELEASE Ø40 RED | 2047413 | ZB5AS844 | SCHNEIDER ELECTRIC | 680 | https://pim-kvc.soneparsea.com:3443/PictureServer/default.aspx/schneider-zb5as844_image1.jpg?A3889C9397807479A2A1C7A8BAA5959DB4AAC672CC996595C37D8879B1A09D95B7AA8573BCA797 | https://pim-kvc.soneparsea.com:3443/PictureServer/default.aspx/schneider-zb5as844.pdf?81788B76AEAA939CBEAABDA9B7A95DAEB27AB5B88A6B6462C0A9BA | HARMONY XB5 EMERGENCY STOP PUSHBUTTON HEAD Ø22 TRIGGER AND LATCHING TURN RELEASE Ø40 RED | This Schneider Electric Harmony XB5 Emergency stop 40mm mushroom red button head operates with a turn to release mechanism. It has a double insulated plastic bezel. This emergency stop / shutdown button head, is easily combined with contact blocks and installed into standard 22 mm diameter cut-outs and connected with simple screw-clamp connections. It is clearly distinguishable visually at a distance thanks to a clear color and a prominent 40mm mushroom shape. It is impact resistant, dust proof, waterproof and vibration resistant thanks to its IP66 / IP67 / IP69 / IP69K, making it ideal for operation in harsh environments. | Hole diameter | 22.5mm
| 146 | Automation and Control | Industrial Switch | Push Buttons | HARMONY XB5 E-STOP PB TURN RELEASE Ø40 RED | 2047413 | ZB5AS844 | SCHNEIDER ELECTRIC | 680 | https://pim-kvc.soneparsea.com:3443/PictureServer/default.aspx/schneider-zb5as844_image1.jpg?A3889C9397807479A2A1C7A8BAA5959DB4AAC672CC996595C37D8879B1A09D95B7AA8573BCA797 | https://pim-kvc.soneparsea.com:3443/PictureServer/default.aspx/schneider-zb5as844.pdf?81788B76AEAA939CBEAABDA9B7A95DAEB27AB5B88A6B6462C0A9BA | HARMONY XB5 EMERGENCY STOP PUSHBUTTON HEAD Ø22 TRIGGER AND LATCHING TURN RELEASE Ø40 RED | This Schneider Electric Harmony XB5 Emergency stop 40mm mushroom red button head operates with a turn to release mechanism. It has a double insulated plastic bezel. This emergency stop / shutdown button head, is easily combined with contact blocks and installed into standard 22 mm diameter cut-outs and connected with simple screw-clamp connections. It is clearly distinguishable visually at a distance thanks to a clear color and a prominent 40mm mushroom shape. It is impact resistant, dust proof, waterproof and vibration resistant thanks to its IP66 / IP67 / IP69 / IP69K, making it ideal for operation in harsh environments. | Width opening | 0mm
| 146 | Automation and Control | Industrial Switch | Push Buttons | HARMONY XB5 E-STOP PB TURN RELEASE Ø40 RED | 2047413 | ZB5AS844 | SCHNEIDER ELECTRIC | 680 | https://pim-kvc.soneparsea.com:3443/PictureServer/default.aspx/schneider-zb5as844_image1.jpg?A3889C9397807479A2A1C7A8BAA5959DB4AAC672CC996595C37D8879B1A09D95B7AA8573BCA797 | https://pim-kvc.soneparsea.com:3443/PictureServer/default.aspx/schneider-zb5as844.pdf?81788B76AEAA939CBEAABDA9B7A95DAEB27AB5B88A6B6462C0A9BA | HARMONY XB5 EMERGENCY STOP PUSHBUTTON HEAD Ø22 TRIGGER AND LATCHING TURN RELEASE Ø40 RED | This Schneider Electric Harmony XB5 Emergency stop 40mm mushroom red button head operates with a turn to release mechanism. It has a double insulated plastic bezel. This emergency stop / shutdown button head, is easily combined with contact blocks and installed into standard 22 mm diameter cut-outs and connected with simple screw-clamp connections. It is clearly distinguishable visually at a distance thanks to a clear color and a prominent 40mm mushroom shape. It is impact resistant, dust proof, waterproof and vibration resistant thanks to its IP66 / IP67 / IP69 / IP69K, making it ideal for operation in harsh environments. | Height opening | 0mm
| 146 | Automation and Control | Industrial Switch | Push Buttons | HARMONY XB5 E-STOP PB TURN RELEASE Ø40 RED | 2047413 | ZB5AS844 | SCHNEIDER ELECTRIC | 680 | https://pim-kvc.soneparsea.com:3443/PictureServer/default.aspx/schneider-zb5as844_image1.jpg?A3889C9397807479A2A1C7A8BAA5959DB4AAC672CC996595C37D8879B1A09D95B7AA8573BCA797 | https://pim-kvc.soneparsea.com:3443/PictureServer/default.aspx/schneider-zb5as844.pdf?81788B76AEAA939CBEAABDA9B7A95DAEB27AB5B88A6B6462C0A9BA | HARMONY XB5 EMERGENCY STOP PUSHBUTTON HEAD Ø22 TRIGGER AND LATCHING TURN RELEASE Ø40 RED | This Schneider Electric Harmony XB5 Emergency stop 40mm mushroom red button head operates with a turn to release mechanism. It has a double insulated plastic bezel. This emergency stop / shutdown button head, is easily combined with contact blocks and installed into standard 22 mm diameter cut-outs and connected with simple screw-clamp connections. It is clearly distinguishable visually at a distance thanks to a clear color and a prominent 40mm mushroom shape. It is impact resistant, dust proof, waterproof and vibration resistant thanks to its IP66 / IP67 / IP69 / IP69K, making it ideal for operation in harsh environments. | Degree of protection (IP) | IP66
| 146 | Automation and Control | Industrial Switch | Push Buttons | HARMONY XB5 E-STOP PB TURN RELEASE Ø40 RED | 2047413 | ZB5AS844 | SCHNEIDER ELECTRIC | 680 | https://pim-kvc.soneparsea.com:3443/PictureServer/default.aspx/schneider-zb5as844_image1.jpg?A3889C9397807479A2A1C7A8BAA5959DB4AAC672CC996595C37D8879B1A09D95B7AA8573BCA797 | https://pim-kvc.soneparsea.com:3443/PictureServer/default.aspx/schneider-zb5as844.pdf?81788B76AEAA939CBEAABDA9B7A95DAEB27AB5B88A6B6462C0A9BA | HARMONY XB5 EMERGENCY STOP PUSHBUTTON HEAD Ø22 TRIGGER AND LATCHING TURN RELEASE Ø40 RED | This Schneider Electric Harmony XB5 Emergency stop 40mm mushroom red button head operates with a turn to release mechanism. It has a double insulated plastic bezel. This emergency stop / shutdown button head, is easily combined with contact blocks and installed into standard 22 mm diameter cut-outs and connected with simple screw-clamp connections. It is clearly distinguishable visually at a distance thanks to a clear color and a prominent 40mm mushroom shape. It is impact resistant, dust proof, waterproof and vibration resistant thanks to its IP66 / IP67 / IP69 / IP69K, making it ideal for operation in harsh environments. | Degree of protection (NEMA) | Other
| 146 | Automation and Control | Industrial Switch | Push Buttons | HARMONY XB5 E-STOP PB TURN RELEASE Ø40 RED | 2047413 | ZB5AS844 | SCHNEIDER ELECTRIC | 680 | https://pim-kvc.soneparsea.com:3443/PictureServer/default.aspx/schneider-zb5as844_image1.jpg?A3889C9397807479A2A1C7A8BAA5959DB4AAC672CC996595C37D8879B1A09D95B7AA8573BCA797 | https://pim-kvc.soneparsea.com:3443/PictureServer/default.aspx/schneider-zb5as844.pdf?81788B76AEAA939CBEAABDA9B7A95DAEB27AB5B88A6B6462C0A9BA | HARMONY XB5 EMERGENCY STOP PUSHBUTTON HEAD Ø22 TRIGGER AND LATCHING TURN RELEASE Ø40 RED | This Schneider Electric Harmony XB5 Emergency stop 40mm mushroom red button head operates with a turn to release mechanism. It has a double insulated plastic bezel. This emergency stop / shutdown button head, is easily combined with contact blocks and installed into standard 22 mm diameter cut-outs and connected with simple screw-clamp connections. It is clearly distinguishable visually at a distance thanks to a clear color and a prominent 40mm mushroom shape. It is impact resistant, dust proof, waterproof and vibration resistant thanks to its IP66 / IP67 / IP69 / IP69K, making it ideal for operation in harsh environments. | Type of button | High
| 146 | Automation and Control | Industrial Switch | Push Buttons | HARMONY XB5 E-STOP PB TURN RELEASE Ø40 RED | 2047413 | ZB5AS844 | SCHNEIDER ELECTRIC | 680 | https://pim-kvc.soneparsea.com:3443/PictureServer/default.aspx/schneider-zb5as844_image1.jpg?A3889C9397807479A2A1C7A8BAA5959DB4AAC672CC996595C37D8879B1A09D95B7AA8573BCA797 | https://pim-kvc.soneparsea.com:3443/PictureServer/default.aspx/schneider-zb5as844.pdf?81788B76AEAA939CBEAABDA9B7A95DAEB27AB5B88A6B6462C0A9BA | HARMONY XB5 EMERGENCY STOP PUSHBUTTON HEAD Ø22 TRIGGER AND LATCHING TURN RELEASE Ø40 RED | This Schneider Electric Harmony XB5 Emergency stop 40mm mushroom red button head operates with a turn to release mechanism. It has a double insulated plastic bezel. This emergency stop / shutdown button head, is easily combined with contact blocks and installed into standard 22 mm diameter cut-outs and connected with simple screw-clamp connections. It is clearly distinguishable visually at a distance thanks to a clear color and a prominent 40mm mushroom shape. It is impact resistant, dust proof, waterproof and vibration resistant thanks to its IP66 / IP67 / IP69 / IP69K, making it ideal for operation in harsh environments. | Suitable for illumination | no
| 146 | Automation and Control | Industrial Switch | Push Buttons | HARMONY XB5 E-STOP PB TURN RELEASE Ø40 RED | 2047413 | ZB5AS844 | SCHNEIDER ELECTRIC | 680 | https://pim-kvc.soneparsea.com:3443/PictureServer/default.aspx/schneider-zb5as844_image1.jpg?A3889C9397807479A2A1C7A8BAA5959DB4AAC672CC996595C37D8879B1A09D95B7AA8573BCA797 | https://pim-kvc.soneparsea.com:3443/PictureServer/default.aspx/schneider-zb5as844.pdf?81788B76AEAA939CBEAABDA9B7A95DAEB27AB5B88A6B6462C0A9BA | HARMONY XB5 EMERGENCY STOP PUSHBUTTON HEAD Ø22 TRIGGER AND LATCHING TURN RELEASE Ø40 RED | This Schneider Electric Harmony XB5 Emergency stop 40mm mushroom red button head operates with a turn to release mechanism. It has a double insulated plastic bezel. This emergency stop / shutdown button head, is easily combined with contact blocks and installed into standard 22 mm diameter cut-outs and connected with simple screw-clamp connections. It is clearly distinguishable visually at a distance thanks to a clear color and a prominent 40mm mushroom shape. It is impact resistant, dust proof, waterproof and vibration resistant thanks to its IP66 / IP67 / IP69 / IP69K, making it ideal for operation in harsh environments. | With lighting | no
| 146 | Automation and Control | Industrial Switch | Push Buttons | HARMONY XB5 E-STOP PB TURN RELEASE Ø40 RED | 2047413 | ZB5AS844 | SCHNEIDER ELECTRIC | 680 | https://pim-kvc.soneparsea.com:3443/PictureServer/default.aspx/schneider-zb5as844_image1.jpg?A3889C9397807479A2A1C7A8BAA5959DB4AAC672CC996595C37D8879B1A09D95B7AA8573BCA797 | https://pim-kvc.soneparsea.com:3443/PictureServer/default.aspx/schneider-zb5as844.pdf?81788B76AEAA939CBEAABDA9B7A95DAEB27AB5B88A6B6462C0A9BA | HARMONY XB5 EMERGENCY STOP PUSHBUTTON HEAD Ø22 TRIGGER AND LATCHING TURN RELEASE Ø40 RED | This Schneider Electric Harmony XB5 Emergency stop 40mm mushroom red button head operates with a turn to release mechanism. It has a double insulated plastic bezel. This emergency stop / shutdown button head, is easily combined with contact blocks and installed into standard 22 mm diameter cut-outs and connected with simple screw-clamp connections. It is clearly distinguishable visually at a distance thanks to a clear color and a prominent 40mm mushroom shape. It is impact resistant, dust proof, waterproof and vibration resistant thanks to its IP66 / IP67 / IP69 / IP69K, making it ideal for operation in harsh environments. | Switching function latching | yes
| 146 | Automation and Control | Industrial Switch | Push Buttons | HARMONY XB5 E-STOP PB TURN RELEASE Ø40 RED | 2047413 | ZB5AS844 | SCHNEIDER ELECTRIC | 680 | https://pim-kvc.soneparsea.com:3443/PictureServer/default.aspx/schneider-zb5as844_image1.jpg?A3889C9397807479A2A1C7A8BAA5959DB4AAC672CC996595C37D8879B1A09D95B7AA8573BCA797 | https://pim-kvc.soneparsea.com:3443/PictureServer/default.aspx/schneider-zb5as844.pdf?81788B76AEAA939CBEAABDA9B7A95DAEB27AB5B88A6B6462C0A9BA | HARMONY XB5 EMERGENCY STOP PUSHBUTTON HEAD Ø22 TRIGGER AND LATCHING TURN RELEASE Ø40 RED | This Schneider Electric Harmony XB5 Emergency stop 40mm mushroom red button head operates with a turn to release mechanism. It has a double insulated plastic bezel. This emergency stop / shutdown button head, is easily combined with contact blocks and installed into standard 22 mm diameter cut-outs and connected with simple screw-clamp connections. It is clearly distinguishable visually at a distance thanks to a clear color and a prominent 40mm mushroom shape. It is impact resistant, dust proof, waterproof and vibration resistant thanks to its IP66 / IP67 / IP69 / IP69K, making it ideal for operation in harsh environments. | Spring-return | no
| 146 | Automation and Control | Industrial Switch | Push Buttons | HARMONY XB5 E-STOP PB TURN RELEASE Ø40 RED | 2047413 | ZB5AS844 | SCHNEIDER ELECTRIC | 680 | https://pim-kvc.soneparsea.com:3443/PictureServer/default.aspx/schneider-zb5as844_image1.jpg?A3889C9397807479A2A1C7A8BAA5959DB4AAC672CC996595C37D8879B1A09D95B7AA8573BCA797 | https://pim-kvc.soneparsea.com:3443/PictureServer/default.aspx/schneider-zb5as844.pdf?81788B76AEAA939CBEAABDA9B7A95DAEB27AB5B88A6B6462C0A9BA | HARMONY XB5 EMERGENCY STOP PUSHBUTTON HEAD Ø22 TRIGGER AND LATCHING TURN RELEASE Ø40 RED | This Schneider Electric Harmony XB5 Emergency stop 40mm mushroom red button head operates with a turn to release mechanism. It has a double insulated plastic bezel. This emergency stop / shutdown button head, is easily combined with contact blocks and installed into standard 22 mm diameter cut-outs and connected with simple screw-clamp connections. It is clearly distinguishable visually at a distance thanks to a clear color and a prominent 40mm mushroom shape. It is impact resistant, dust proof, waterproof and vibration resistant thanks to its IP66 / IP67 / IP69 / IP69K, making it ideal for operation in harsh environments. | With front ring | yes
| 146 | Automation and Control | Industrial Switch | Push Buttons | HARMONY XB5 E-STOP PB TURN RELEASE Ø40 RED | 2047413 | ZB5AS844 | SCHNEIDER ELECTRIC | 680 | https://pim-kvc.soneparsea.com:3443/PictureServer/default.aspx/schneider-zb5as844_image1.jpg?A3889C9397807479A2A1C7A8BAA5959DB4AAC672CC996595C37D8879B1A09D95B7AA8573BCA797 | https://pim-kvc.soneparsea.com:3443/PictureServer/default.aspx/schneider-zb5as844.pdf?81788B76AEAA939CBEAABDA9B7A95DAEB27AB5B88A6B6462C0A9BA | HARMONY XB5 EMERGENCY STOP PUSHBUTTON HEAD Ø22 TRIGGER AND LATCHING TURN RELEASE Ø40 RED | This Schneider Electric Harmony XB5 Emergency stop 40mm mushroom red button head operates with a turn to release mechanism. It has a double insulated plastic bezel. This emergency stop / shutdown button head, is easily combined with contact blocks and installed into standard 22 mm diameter cut-outs and connected with simple screw-clamp connections. It is clearly distinguishable visually at a distance thanks to a clear color and a prominent 40mm mushroom shape. It is impact resistant, dust proof, waterproof and vibration resistant thanks to its IP66 / IP67 / IP69 / IP69K, making it ideal for operation in harsh environments. | Material front ring | Plastic
| 146 | Automation and Control | Industrial Switch | Push Buttons | HARMONY XB5 E-STOP PB TURN RELEASE Ø40 RED | 2047413 | ZB5AS844 | SCHNEIDER ELECTRIC | 680 | https://pim-kvc.soneparsea.com:3443/PictureServer/default.aspx/schneider-zb5as844_image1.jpg?A3889C9397807479A2A1C7A8BAA5959DB4AAC672CC996595C37D8879B1A09D95B7AA8573BCA797 | https://pim-kvc.soneparsea.com:3443/PictureServer/default.aspx/schneider-zb5as844.pdf?81788B76AEAA939CBEAABDA9B7A95DAEB27AB5B88A6B6462C0A9BA | HARMONY XB5 EMERGENCY STOP PUSHBUTTON HEAD Ø22 TRIGGER AND LATCHING TURN RELEASE Ø40 RED | This Schneider Electric Harmony XB5 Emergency stop 40mm mushroom red button head operates with a turn to release mechanism. It has a double insulated plastic bezel. This emergency stop / shutdown button head, is easily combined with contact blocks and installed into standard 22 mm diameter cut-outs and connected with simple screw-clamp connections. It is clearly distinguishable visually at a distance thanks to a clear color and a prominent 40mm mushroom shape. It is impact resistant, dust proof, waterproof and vibration resistant thanks to its IP66 / IP67 / IP69 / IP69K, making it ideal for operation in harsh environments. | Colour front ring | Black
| 146 | Automation and Control | Industrial Switch | Push Buttons | HARMONY XB5 E-STOP PB TURN RELEASE Ø40 RED | 2047413 | ZB5AS844 | SCHNEIDER ELECTRIC | 680 | https://pim-kvc.soneparsea.com:3443/PictureServer/default.aspx/schneider-zb5as844_image1.jpg?A3889C9397807479A2A1C7A8BAA5959DB4AAC672CC996595C37D8879B1A09D95B7AA8573BCA797 | https://pim-kvc.soneparsea.com:3443/PictureServer/default.aspx/schneider-zb5as844.pdf?81788B76AEAA939CBEAABDA9B7A95DAEB27AB5B88A6B6462C0A9BA | HARMONY XB5 EMERGENCY STOP PUSHBUTTON HEAD Ø22 TRIGGER AND LATCHING TURN RELEASE Ø40 RED | This Schneider Electric Harmony XB5 Emergency stop 40mm mushroom red button head operates with a turn to release mechanism. It has a double insulated plastic bezel. This emergency stop / shutdown button head, is easily combined with contact blocks and installed into standard 22 mm diameter cut-outs and connected with simple screw-clamp connections. It is clearly distinguishable visually at a distance thanks to a clear color and a prominent 40mm mushroom shape. It is impact resistant, dust proof, waterproof and vibration resistant thanks to its IP66 / IP67 / IP69 / IP69K, making it ideal for operation in harsh environments. | Suitable for emergency stop | yes
| 146 | Automation and Control | Industrial Switch | Push Buttons | HARMONY XB5 E-STOP PB TURN RELEASE Ø40 RED | 2047413 | ZB5AS844 | SCHNEIDER ELECTRIC | 680 | https://pim-kvc.soneparsea.com:3443/PictureServer/default.aspx/schneider-zb5as844_image1.jpg?A3889C9397807479A2A1C7A8BAA5959DB4AAC672CC996595C37D8879B1A09D95B7AA8573BCA797 | https://pim-kvc.soneparsea.com:3443/PictureServer/default.aspx/schneider-zb5as844.pdf?81788B76AEAA939CBEAABDA9B7A95DAEB27AB5B88A6B6462C0A9BA | HARMONY XB5 EMERGENCY STOP PUSHBUTTON HEAD Ø22 TRIGGER AND LATCHING TURN RELEASE Ø40 RED | This Schneider Electric Harmony XB5 Emergency stop 40mm mushroom red button head operates with a turn to release mechanism. It has a double insulated plastic bezel. This emergency stop / shutdown button head, is easily combined with contact blocks and installed into standard 22 mm diameter cut-outs and connected with simple screw-clamp connections. It is clearly distinguishable visually at a distance thanks to a clear color and a prominent 40mm mushroom shape. It is impact resistant, dust proof, waterproof and vibration resistant thanks to its IP66 / IP67 / IP69 / IP69K, making it ideal for operation in harsh environments. | Unlocking method | Turn-release
| 147 | Automation and Control | Industrial Switch | Industrial Switch Accessories | HARMONY XB5 BLACK ROUND BLANKING PLUG FOR Ø22 HOLE | 2047459 | ZB5SZ3 | SCHNEIDER ELECTRIC | 165 | https://pim-kvc.soneparsea.com:3443/PictureServer/default.aspx/schneider-zb5sz3_image1.jpg?A3889C9397807479A2A1C7A8BAA5959DB4AAC672CC9965A7CA78B3AEBF9897998173BEB5B9 | https://pim-kvc.soneparsea.com:3443/PictureServer/default.aspx/schneider-ZB5-SZ3.pdf?81788B76AEAA939CBEAABDA9B7A95D8E927A8198AC6A5EA4B4AB | HARMONY XB5 BLACK ROUND BLANKING PLUG FOR Ø22 HOLE | Plastic blanking plug, round-shape (must order mounting nut ZB5AZ901) for use with XALDxx enclosures. | Material | Plastic
| 147 | Automation and Control | Industrial Switch | Industrial Switch Accessories | HARMONY XB5 BLACK ROUND BLANKING PLUG FOR Ø22 HOLE | 2047459 | ZB5SZ3 | SCHNEIDER ELECTRIC | 165 | https://pim-kvc.soneparsea.com:3443/PictureServer/default.aspx/schneider-zb5sz3_image1.jpg?A3889C9397807479A2A1C7A8BAA5959DB4AAC672CC9965A7CA78B3AEBF9897998173BEB5B9 | https://pim-kvc.soneparsea.com:3443/PictureServer/default.aspx/schneider-ZB5-SZ3.pdf?81788B76AEAA939CBEAABDA9B7A95D8E927A8198AC6A5EA4B4AB | HARMONY XB5 BLACK ROUND BLANKING PLUG FOR Ø22 HOLE | Plastic blanking plug, round-shape (must order mounting nut ZB5AZ901) for use with XALDxx enclosures. | Construction type lens | Round
| 147 | Automation and Control | Industrial Switch | Industrial Switch Accessories | HARMONY XB5 BLACK ROUND BLANKING PLUG FOR Ø22 HOLE | 2047459 | ZB5SZ3 | SCHNEIDER ELECTRIC | 165 | https://pim-kvc.soneparsea.com:3443/PictureServer/default.aspx/schneider-zb5sz3_image1.jpg?A3889C9397807479A2A1C7A8BAA5959DB4AAC672CC9965A7CA78B3AEBF9897998173BEB5B9 | https://pim-kvc.soneparsea.com:3443/PictureServer/default.aspx/schneider-ZB5-SZ3.pdf?81788B76AEAA939CBEAABDA9B7A95D8E927A8198AC6A5EA4B4AB | HARMONY XB5 BLACK ROUND BLANKING PLUG FOR Ø22 HOLE | Plastic blanking plug, round-shape (must order mounting nut ZB5AZ901) for use with XALDxx enclosures. | Hole diameter | 22.5mm
| 147 | Automation and Control | Industrial Switch | Industrial Switch Accessories | HARMONY XB5 BLACK ROUND BLANKING PLUG FOR Ø22 HOLE | 2047459 | ZB5SZ3 | SCHNEIDER ELECTRIC | 165 | https://pim-kvc.soneparsea.com:3443/PictureServer/default.aspx/schneider-zb5sz3_image1.jpg?A3889C9397807479A2A1C7A8BAA5959DB4AAC672CC9965A7CA78B3AEBF9897998173BEB5B9 | https://pim-kvc.soneparsea.com:3443/PictureServer/default.aspx/schneider-ZB5-SZ3.pdf?81788B76AEAA939CBEAABDA9B7A95D8E927A8198AC6A5EA4B4AB | HARMONY XB5 BLACK ROUND BLANKING PLUG FOR Ø22 HOLE | Plastic blanking plug, round-shape (must order mounting nut ZB5AZ901) for use with XALDxx enclosures. | Width opening | 0mm
| 147 | Automation and Control | Industrial Switch | Industrial Switch Accessories | HARMONY XB5 BLACK ROUND BLANKING PLUG FOR Ø22 HOLE | 2047459 | ZB5SZ3 | SCHNEIDER ELECTRIC | 165 | https://pim-kvc.soneparsea.com:3443/PictureServer/default.aspx/schneider-zb5sz3_image1.jpg?A3889C9397807479A2A1C7A8BAA5959DB4AAC672CC9965A7CA78B3AEBF9897998173BEB5B9 | https://pim-kvc.soneparsea.com:3443/PictureServer/default.aspx/schneider-ZB5-SZ3.pdf?81788B76AEAA939CBEAABDA9B7A95D8E927A8198AC6A5EA4B4AB | HARMONY XB5 BLACK ROUND BLANKING PLUG FOR Ø22 HOLE | Plastic blanking plug, round-shape (must order mounting nut ZB5AZ901) for use with XALDxx enclosures. | Height opening | 0mm
| 147 | Automation and Control | Industrial Switch | Industrial Switch Accessories | HARMONY XB5 BLACK ROUND BLANKING PLUG FOR Ø22 HOLE | 2047459 | ZB5SZ3 | SCHNEIDER ELECTRIC | 165 | https://pim-kvc.soneparsea.com:3443/PictureServer/default.aspx/schneider-zb5sz3_image1.jpg?A3889C9397807479A2A1C7A8BAA5959DB4AAC672CC9965A7CA78B3AEBF9897998173BEB5B9 | https://pim-kvc.soneparsea.com:3443/PictureServer/default.aspx/schneider-ZB5-SZ3.pdf?81788B76AEAA939CBEAABDA9B7A95D8E927A8198AC6A5EA4B4AB | HARMONY XB5 BLACK ROUND BLANKING PLUG FOR Ø22 HOLE | Plastic blanking plug, round-shape (must order mounting nut ZB5AZ901) for use with XALDxx enclosures. | Colour | Black
| 148 | Automation and Control | Industrial Switch | Tower Lights | CONTROL TOWER STACK LIGHT MOUNTING BASE 10CM | 2050990 | 855E-BPM10 | ROCKWELL AUTOMATION | #N/A | https://pim-kvc.soneparsea.com:3443/PictureServer/default.aspx/ALLEN-BRADLEY-855E-BPM10_Image1.jpg?A2949790A97C7C80919AB0869E8375827D87A6869683758D7D7D897A976472849D7684A49BA4919BB57682AFC29E | https://pim-kvc.soneparsea.com:3443/PictureServer/default.aspx/allen-bradley-855E-BPM10.pdf?87A1B5B1BE9C9E61B2B7B5A9BE9CA961887A898A7F798081817582B5B69D | CONTROL TOWER STACK LIGHT MOUNTING BASE 10CM POLE MOUNT BLACK HOUSING NO CAP | Bulletin 855 Control Tower Stack Lights provide multi-status indication of your application. They are available in three sizes with UL Type 4/4X/13, IP65 ratings, to meet the most challenging panel and on-machine applications. We have a wide variety of light and sound functions, colors, voltages, and mounting options. We offer stack lights as separate light and sound modules or pre-assembled for greater flexibility. | Colour | Black
| 148 | Automation and Control | Industrial Switch | Tower Lights | CONTROL TOWER STACK LIGHT MOUNTING BASE 10CM | 2050990 | 855E-BPM10 | ROCKWELL AUTOMATION | #N/A | https://pim-kvc.soneparsea.com:3443/PictureServer/default.aspx/ALLEN-BRADLEY-855E-BPM10_Image1.jpg?A2949790A97C7C80919AB0869E8375827D87A6869683758D7D7D897A976472849D7684A49BA4919BB57682AFC29E | https://pim-kvc.soneparsea.com:3443/PictureServer/default.aspx/allen-bradley-855E-BPM10.pdf?87A1B5B1BE9C9E61B2B7B5A9BE9CA961887A898A7F798081817582B5B69D | CONTROL TOWER STACK LIGHT MOUNTING BASE 10CM POLE MOUNT BLACK HOUSING NO CAP | Bulletin 855 Control Tower Stack Lights provide multi-status indication of your application. They are available in three sizes with UL Type 4/4X/13, IP65 ratings, to meet the most challenging panel and on-machine applications. We have a wide variety of light and sound functions, colors, voltages, and mounting options. We offer stack lights as separate light and sound modules or pre-assembled for greater flexibility. | Tube length | 100mm
| 148 | Automation and Control | Industrial Switch | Tower Lights | CONTROL TOWER STACK LIGHT MOUNTING BASE 10CM | 2050990 | 855E-BPM10 | ROCKWELL AUTOMATION | #N/A | https://pim-kvc.soneparsea.com:3443/PictureServer/default.aspx/ALLEN-BRADLEY-855E-BPM10_Image1.jpg?A2949790A97C7C80919AB0869E8375827D87A6869683758D7D7D897A976472849D7684A49BA4919BB57682AFC29E | https://pim-kvc.soneparsea.com:3443/PictureServer/default.aspx/allen-bradley-855E-BPM10.pdf?87A1B5B1BE9C9E61B2B7B5A9BE9CA961887A898A7F798081817582B5B69D | CONTROL TOWER STACK LIGHT MOUNTING BASE 10CM POLE MOUNT BLACK HOUSING NO CAP | Bulletin 855 Control Tower Stack Lights provide multi-status indication of your application. They are available in three sizes with UL Type 4/4X/13, IP65 ratings, to meet the most challenging panel and on-machine applications. We have a wide variety of light and sound functions, colors, voltages, and mounting options. We offer stack lights as separate light and sound modules or pre-assembled for greater flexibility. | Material | Other
| 149 | Automation and Control | Industrial Switch | Control Switch | KAVACHA WEATHER PROOF ISOLATOR SWITCH IP66 3P 35A | 2051709 | WHT35 GY | SCHNEIDER ELECTRIC | 990 | https://pim-kvc.soneparsea.com:3443/PictureServer/default.aspx/schneiderelectric-wht35%20gy_Image1.jpg?A3889C9397807479A2A1C7A8BAA5959DB4AAC6AABE9C93A8C2AEB772C99FA4678565BBBEB1809D95B7AA8573BCA797 | https://pim-kvc.soneparsea.com:3443/PictureServer/default.aspx/schneider-WHT35.pdf?81788B76AEAA939CBEAABDA9B7A95D8B9899877A80A7949A | KAVACHA WEATHER PROOF ISOLATOR SWITCH IP66 3P 35A | The series of weatherprotected isolating switches is a robust range of switches suitable for virtually any external application. The impact resistant base and cover will survive the hardest knocks in almost any installation. The two sections are sealed with a co-injection gasket. The range provides ample conduit entries and is suitable for side entry from a vertical duct. Its compact size means it is aesthetically pleasing and suits installations where space is limited such as with residential air conditioning applications | Max. rated operation voltage Ue AC | 440V
| 149 | Automation and Control | Industrial Switch | Control Switch | KAVACHA WEATHER PROOF ISOLATOR SWITCH IP66 3P 35A | 2051709 | WHT35 GY | SCHNEIDER ELECTRIC | 990 | https://pim-kvc.soneparsea.com:3443/PictureServer/default.aspx/schneiderelectric-wht35%20gy_Image1.jpg?A3889C9397807479A2A1C7A8BAA5959DB4AAC6AABE9C93A8C2AEB772C99FA4678565BBBEB1809D95B7AA8573BCA797 | https://pim-kvc.soneparsea.com:3443/PictureServer/default.aspx/schneider-WHT35.pdf?81788B76AEAA939CBEAABDA9B7A95D8B9899877A80A7949A | KAVACHA WEATHER PROOF ISOLATOR SWITCH IP66 3P 35A | The series of weatherprotected isolating switches is a robust range of switches suitable for virtually any external application. The impact resistant base and cover will survive the hardest knocks in almost any installation. The two sections are sealed with a co-injection gasket. The range provides ample conduit entries and is suitable for side entry from a vertical duct. Its compact size means it is aesthetically pleasing and suits installations where space is limited such as with residential air conditioning applications | Rated operating voltage | 440...440V
| 149 | Automation and Control | Industrial Switch | Control Switch | KAVACHA WEATHER PROOF ISOLATOR SWITCH IP66 3P 35A | 2051709 | WHT35 GY | SCHNEIDER ELECTRIC | 990 | https://pim-kvc.soneparsea.com:3443/PictureServer/default.aspx/schneiderelectric-wht35%20gy_Image1.jpg?A3889C9397807479A2A1C7A8BAA5959DB4AAC6AABE9C93A8C2AEB772C99FA4678565BBBEB1809D95B7AA8573BCA797 | https://pim-kvc.soneparsea.com:3443/PictureServer/default.aspx/schneider-WHT35.pdf?81788B76AEAA939CBEAABDA9B7A95D8B9899877A80A7949A | KAVACHA WEATHER PROOF ISOLATOR SWITCH IP66 3P 35A | The series of weatherprotected isolating switches is a robust range of switches suitable for virtually any external application. The impact resistant base and cover will survive the hardest knocks in almost any installation. The two sections are sealed with a co-injection gasket. The range provides ample conduit entries and is suitable for side entry from a vertical duct. Its compact size means it is aesthetically pleasing and suits installations where space is limited such as with residential air conditioning applications | Rated permanent current Iu | 35A
| 149 | Automation and Control | Industrial Switch | Control Switch | KAVACHA WEATHER PROOF ISOLATOR SWITCH IP66 3P 35A | 2051709 | WHT35 GY | SCHNEIDER ELECTRIC | 990 | https://pim-kvc.soneparsea.com:3443/PictureServer/default.aspx/schneiderelectric-wht35%20gy_Image1.jpg?A3889C9397807479A2A1C7A8BAA5959DB4AAC6AABE9C93A8C2AEB772C99FA4678565BBBEB1809D95B7AA8573BCA797 | https://pim-kvc.soneparsea.com:3443/PictureServer/default.aspx/schneider-WHT35.pdf?81788B76AEAA939CBEAABDA9B7A95D8B9899877A80A7949A | KAVACHA WEATHER PROOF ISOLATOR SWITCH IP66 3P 35A | The series of weatherprotected isolating switches is a robust range of switches suitable for virtually any external application. The impact resistant base and cover will survive the hardest knocks in almost any installation. The two sections are sealed with a co-injection gasket. The range provides ample conduit entries and is suitable for side entry from a vertical duct. Its compact size means it is aesthetically pleasing and suits installations where space is limited such as with residential air conditioning applications | Number of poles | 3
| 149 | Automation and Control | Industrial Switch | Control Switch | KAVACHA WEATHER PROOF ISOLATOR SWITCH IP66 3P 35A | 2051709 | WHT35 GY | SCHNEIDER ELECTRIC | 990 | https://pim-kvc.soneparsea.com:3443/PictureServer/default.aspx/schneiderelectric-wht35%20gy_Image1.jpg?A3889C9397807479A2A1C7A8BAA5959DB4AAC6AABE9C93A8C2AEB772C99FA4678565BBBEB1809D95B7AA8573BCA797 | https://pim-kvc.soneparsea.com:3443/PictureServer/default.aspx/schneider-WHT35.pdf?81788B76AEAA939CBEAABDA9B7A95D8B9899877A80A7949A | KAVACHA WEATHER PROOF ISOLATOR SWITCH IP66 3P 35A | The series of weatherprotected isolating switches is a robust range of switches suitable for virtually any external application. The impact resistant base and cover will survive the hardest knocks in almost any installation. The two sections are sealed with a co-injection gasket. The range provides ample conduit entries and is suitable for side entry from a vertical duct. Its compact size means it is aesthetically pleasing and suits installations where space is limited such as with residential air conditioning applications | Suitable for floor mounting | no
| 149 | Automation and Control | Industrial Switch | Control Switch | KAVACHA WEATHER PROOF ISOLATOR SWITCH IP66 3P 35A | 2051709 | WHT35 GY | SCHNEIDER ELECTRIC | 990 | https://pim-kvc.soneparsea.com:3443/PictureServer/default.aspx/schneiderelectric-wht35%20gy_Image1.jpg?A3889C9397807479A2A1C7A8BAA5959DB4AAC6AABE9C93A8C2AEB772C99FA4678565BBBEB1809D95B7AA8573BCA797 | https://pim-kvc.soneparsea.com:3443/PictureServer/default.aspx/schneider-WHT35.pdf?81788B76AEAA939CBEAABDA9B7A95D8B9899877A80A7949A | KAVACHA WEATHER PROOF ISOLATOR SWITCH IP66 3P 35A | The series of weatherprotected isolating switches is a robust range of switches suitable for virtually any external application. The impact resistant base and cover will survive the hardest knocks in almost any installation. The two sections are sealed with a co-injection gasket. The range provides ample conduit entries and is suitable for side entry from a vertical duct. Its compact size means it is aesthetically pleasing and suits installations where space is limited such as with residential air conditioning applications | Type of electrical connection of main circuit | Clamp bracket
| 149 | Automation and Control | Industrial Switch | Control Switch | KAVACHA WEATHER PROOF ISOLATOR SWITCH IP66 3P 35A | 2051709 | WHT35 GY | SCHNEIDER ELECTRIC | 990 | https://pim-kvc.soneparsea.com:3443/PictureServer/default.aspx/schneiderelectric-wht35%20gy_Image1.jpg?A3889C9397807479A2A1C7A8BAA5959DB4AAC6AABE9C93A8C2AEB772C99FA4678565BBBEB1809D95B7AA8573BCA797 | https://pim-kvc.soneparsea.com:3443/PictureServer/default.aspx/schneider-WHT35.pdf?81788B76AEAA939CBEAABDA9B7A95D8B9899877A80A7949A | KAVACHA WEATHER PROOF ISOLATOR SWITCH IP66 3P 35A | The series of weatherprotected isolating switches is a robust range of switches suitable for virtually any external application. The impact resistant base and cover will survive the hardest knocks in almost any installation. The two sections are sealed with a co-injection gasket. The range provides ample conduit entries and is suitable for side entry from a vertical duct. Its compact size means it is aesthetically pleasing and suits installations where space is limited such as with residential air conditioning applications | Degree of protection (IP), front side | IP66
| 150 | Automation and Control | Industrial Switch | Control Switch | TESYS VARIO EMER STOP SWT DISCONN 20A ON DOOR BY 4 SCREW HDL | 2051842 | VCF01 | SCHNEIDER ELECTRIC | 1985 | https://pim-kvc.soneparsea.com:3443/PictureServer/default.aspx/schneider-vcf01_image1.jpg?A3889C9397807479A2A1C7A8BAA5959DB4AAC672C89A966481A4BDB2B39E95657EAFC4AC | https://pim-kvc.soneparsea.com:3443/PictureServer/default.aspx/schneider-VCF01.pdf?81788B76AEAA939CBEAABDA9B7A95D8A938B847680A7949A | TESYS VARIO EMERGENCY STOP SWITCH DISCONNECTOR 20 A ON DOOR | More foresight for better prevention. A range of safety control products which are simple to use and set up, with compact ergonomic products to meet requirements for starting or stopping motors. Applications: All machines requiring. DOL starting or stopping of motors load breaking of the machine control circuit | Version as main switch | yes
| 150 | Automation and Control | Industrial Switch | Control Switch | TESYS VARIO EMER STOP SWT DISCONN 20A ON DOOR BY 4 SCREW HDL | 2051842 | VCF01 | SCHNEIDER ELECTRIC | 1985 | https://pim-kvc.soneparsea.com:3443/PictureServer/default.aspx/schneider-vcf01_image1.jpg?A3889C9397807479A2A1C7A8BAA5959DB4AAC672C89A966481A4BDB2B39E95657EAFC4AC | https://pim-kvc.soneparsea.com:3443/PictureServer/default.aspx/schneider-VCF01.pdf?81788B76AEAA939CBEAABDA9B7A95D8A938B847680A7949A | TESYS VARIO EMERGENCY STOP SWITCH DISCONNECTOR 20 A ON DOOR | More foresight for better prevention. A range of safety control products which are simple to use and set up, with compact ergonomic products to meet requirements for starting or stopping motors. Applications: All machines requiring. DOL starting or stopping of motors load breaking of the machine control circuit | Version as maintenance-/service switch | no
| 150 | Automation and Control | Industrial Switch | Control Switch | TESYS VARIO EMER STOP SWT DISCONN 20A ON DOOR BY 4 SCREW HDL | 2051842 | VCF01 | SCHNEIDER ELECTRIC | 1985 | https://pim-kvc.soneparsea.com:3443/PictureServer/default.aspx/schneider-vcf01_image1.jpg?A3889C9397807479A2A1C7A8BAA5959DB4AAC672C89A966481A4BDB2B39E95657EAFC4AC | https://pim-kvc.soneparsea.com:3443/PictureServer/default.aspx/schneider-VCF01.pdf?81788B76AEAA939CBEAABDA9B7A95D8A938B847680A7949A | TESYS VARIO EMERGENCY STOP SWITCH DISCONNECTOR 20 A ON DOOR | More foresight for better prevention. A range of safety control products which are simple to use and set up, with compact ergonomic products to meet requirements for starting or stopping motors. Applications: All machines requiring. DOL starting or stopping of motors load breaking of the machine control circuit | Version as safety switch | no
| 150 | Automation and Control | Industrial Switch | Control Switch | TESYS VARIO EMER STOP SWT DISCONN 20A ON DOOR BY 4 SCREW HDL | 2051842 | VCF01 | SCHNEIDER ELECTRIC | 1985 | https://pim-kvc.soneparsea.com:3443/PictureServer/default.aspx/schneider-vcf01_image1.jpg?A3889C9397807479A2A1C7A8BAA5959DB4AAC672C89A966481A4BDB2B39E95657EAFC4AC | https://pim-kvc.soneparsea.com:3443/PictureServer/default.aspx/schneider-VCF01.pdf?81788B76AEAA939CBEAABDA9B7A95D8A938B847680A7949A | TESYS VARIO EMERGENCY STOP SWITCH DISCONNECTOR 20 A ON DOOR | More foresight for better prevention. A range of safety control products which are simple to use and set up, with compact ergonomic products to meet requirements for starting or stopping motors. Applications: All machines requiring. DOL starting or stopping of motors load breaking of the machine control circuit | Version as emergency stop installation | yes
| 150 | Automation and Control | Industrial Switch | Control Switch | TESYS VARIO EMER STOP SWT DISCONN 20A ON DOOR BY 4 SCREW HDL | 2051842 | VCF01 | SCHNEIDER ELECTRIC | 1985 | https://pim-kvc.soneparsea.com:3443/PictureServer/default.aspx/schneider-vcf01_image1.jpg?A3889C9397807479A2A1C7A8BAA5959DB4AAC672C89A966481A4BDB2B39E95657EAFC4AC | https://pim-kvc.soneparsea.com:3443/PictureServer/default.aspx/schneider-VCF01.pdf?81788B76AEAA939CBEAABDA9B7A95D8A938B847680A7949A | TESYS VARIO EMERGENCY STOP SWITCH DISCONNECTOR 20 A ON DOOR | More foresight for better prevention. A range of safety control products which are simple to use and set up, with compact ergonomic products to meet requirements for starting or stopping motors. Applications: All machines requiring. DOL starting or stopping of motors load breaking of the machine control circuit | Version as reversing switch | no
| 150 | Automation and Control | Industrial Switch | Control Switch | TESYS VARIO EMER STOP SWT DISCONN 20A ON DOOR BY 4 SCREW HDL | 2051842 | VCF01 | SCHNEIDER ELECTRIC | 1985 | https://pim-kvc.soneparsea.com:3443/PictureServer/default.aspx/schneider-vcf01_image1.jpg?A3889C9397807479A2A1C7A8BAA5959DB4AAC672C89A966481A4BDB2B39E95657EAFC4AC | https://pim-kvc.soneparsea.com:3443/PictureServer/default.aspx/schneider-VCF01.pdf?81788B76AEAA939CBEAABDA9B7A95D8A938B847680A7949A | TESYS VARIO EMERGENCY STOP SWITCH DISCONNECTOR 20 A ON DOOR | More foresight for better prevention. A range of safety control products which are simple to use and set up, with compact ergonomic products to meet requirements for starting or stopping motors. Applications: All machines requiring. DOL starting or stopping of motors load breaking of the machine control circuit | Number of switches | 1
| 150 | Automation and Control | Industrial Switch | Control Switch | TESYS VARIO EMER STOP SWT DISCONN 20A ON DOOR BY 4 SCREW HDL | 2051842 | VCF01 | SCHNEIDER ELECTRIC | 1985 | https://pim-kvc.soneparsea.com:3443/PictureServer/default.aspx/schneider-vcf01_image1.jpg?A3889C9397807479A2A1C7A8BAA5959DB4AAC672C89A966481A4BDB2B39E95657EAFC4AC | https://pim-kvc.soneparsea.com:3443/PictureServer/default.aspx/schneider-VCF01.pdf?81788B76AEAA939CBEAABDA9B7A95D8A938B847680A7949A | TESYS VARIO EMERGENCY STOP SWITCH DISCONNECTOR 20 A ON DOOR | More foresight for better prevention. A range of safety control products which are simple to use and set up, with compact ergonomic products to meet requirements for starting or stopping motors. Applications: All machines requiring. DOL starting or stopping of motors load breaking of the machine control circuit | Max. rated operation voltage Ue AC | 690V
| 150 | Automation and Control | Industrial Switch | Control Switch | TESYS VARIO EMER STOP SWT DISCONN 20A ON DOOR BY 4 SCREW HDL | 2051842 | VCF01 | SCHNEIDER ELECTRIC | 1985 | https://pim-kvc.soneparsea.com:3443/PictureServer/default.aspx/schneider-vcf01_image1.jpg?A3889C9397807479A2A1C7A8BAA5959DB4AAC672C89A966481A4BDB2B39E95657EAFC4AC | https://pim-kvc.soneparsea.com:3443/PictureServer/default.aspx/schneider-VCF01.pdf?81788B76AEAA939CBEAABDA9B7A95D8A938B847680A7949A | TESYS VARIO EMERGENCY STOP SWITCH DISCONNECTOR 20 A ON DOOR | More foresight for better prevention. A range of safety control products which are simple to use and set up, with compact ergonomic products to meet requirements for starting or stopping motors. Applications: All machines requiring. DOL starting or stopping of motors load breaking of the machine control circuit | Rated operating voltage | 690...690V
| 150 | Automation and Control | Industrial Switch | Control Switch | TESYS VARIO EMER STOP SWT DISCONN 20A ON DOOR BY 4 SCREW HDL | 2051842 | VCF01 | SCHNEIDER ELECTRIC | 1985 | https://pim-kvc.soneparsea.com:3443/PictureServer/default.aspx/schneider-vcf01_image1.jpg?A3889C9397807479A2A1C7A8BAA5959DB4AAC672C89A966481A4BDB2B39E95657EAFC4AC | https://pim-kvc.soneparsea.com:3443/PictureServer/default.aspx/schneider-VCF01.pdf?81788B76AEAA939CBEAABDA9B7A95D8A938B847680A7949A | TESYS VARIO EMERGENCY STOP SWITCH DISCONNECTOR 20 A ON DOOR | More foresight for better prevention. A range of safety control products which are simple to use and set up, with compact ergonomic products to meet requirements for starting or stopping motors. Applications: All machines requiring. DOL starting or stopping of motors load breaking of the machine control circuit | Rated permanent current Iu | 20A
| 150 | Automation and Control | Industrial Switch | Control Switch | TESYS VARIO EMER STOP SWT DISCONN 20A ON DOOR BY 4 SCREW HDL | 2051842 | VCF01 | SCHNEIDER ELECTRIC | 1985 | https://pim-kvc.soneparsea.com:3443/PictureServer/default.aspx/schneider-vcf01_image1.jpg?A3889C9397807479A2A1C7A8BAA5959DB4AAC672C89A966481A4BDB2B39E95657EAFC4AC | https://pim-kvc.soneparsea.com:3443/PictureServer/default.aspx/schneider-VCF01.pdf?81788B76AEAA939CBEAABDA9B7A95D8A938B847680A7949A | TESYS VARIO EMERGENCY STOP SWITCH DISCONNECTOR 20 A ON DOOR | More foresight for better prevention. A range of safety control products which are simple to use and set up, with compact ergonomic products to meet requirements for starting or stopping motors. Applications: All machines requiring. DOL starting or stopping of motors load breaking of the machine control circuit | Rated permanent current at AC-23, 400 V | 11A
| 150 | Automation and Control | Industrial Switch | Control Switch | TESYS VARIO EMER STOP SWT DISCONN 20A ON DOOR BY 4 SCREW HDL | 2051842 | VCF01 | SCHNEIDER ELECTRIC | 1985 | https://pim-kvc.soneparsea.com:3443/PictureServer/default.aspx/schneider-vcf01_image1.jpg?A3889C9397807479A2A1C7A8BAA5959DB4AAC672C89A966481A4BDB2B39E95657EAFC4AC | https://pim-kvc.soneparsea.com:3443/PictureServer/default.aspx/schneider-VCF01.pdf?81788B76AEAA939CBEAABDA9B7A95D8A938B847680A7949A | TESYS VARIO EMERGENCY STOP SWITCH DISCONNECTOR 20 A ON DOOR | More foresight for better prevention. A range of safety control products which are simple to use and set up, with compact ergonomic products to meet requirements for starting or stopping motors. Applications: All machines requiring. DOL starting or stopping of motors load breaking of the machine control circuit | Rated permanent current at AC-21, 400 V | 20A
| 150 | Automation and Control | Industrial Switch | Control Switch | TESYS VARIO EMER STOP SWT DISCONN 20A ON DOOR BY 4 SCREW HDL | 2051842 | VCF01 | SCHNEIDER ELECTRIC | 1985 | https://pim-kvc.soneparsea.com:3443/PictureServer/default.aspx/schneider-vcf01_image1.jpg?A3889C9397807479A2A1C7A8BAA5959DB4AAC672C89A966481A4BDB2B39E95657EAFC4AC | https://pim-kvc.soneparsea.com:3443/PictureServer/default.aspx/schneider-VCF01.pdf?81788B76AEAA939CBEAABDA9B7A95D8A938B847680A7949A | TESYS VARIO EMERGENCY STOP SWITCH DISCONNECTOR 20 A ON DOOR | More foresight for better prevention. A range of safety control products which are simple to use and set up, with compact ergonomic products to meet requirements for starting or stopping motors. Applications: All machines requiring. DOL starting or stopping of motors load breaking of the machine control circuit | Rated operation power at AC-3, 400 V | 4kW
| 150 | Automation and Control | Industrial Switch | Control Switch | TESYS VARIO EMER STOP SWT DISCONN 20A ON DOOR BY 4 SCREW HDL | 2051842 | VCF01 | SCHNEIDER ELECTRIC | 1985 | https://pim-kvc.soneparsea.com:3443/PictureServer/default.aspx/schneider-vcf01_image1.jpg?A3889C9397807479A2A1C7A8BAA5959DB4AAC672C89A966481A4BDB2B39E95657EAFC4AC | https://pim-kvc.soneparsea.com:3443/PictureServer/default.aspx/schneider-VCF01.pdf?81788B76AEAA939CBEAABDA9B7A95D8A938B847680A7949A | TESYS VARIO EMERGENCY STOP SWITCH DISCONNECTOR 20 A ON DOOR | More foresight for better prevention. A range of safety control products which are simple to use and set up, with compact ergonomic products to meet requirements for starting or stopping motors. Applications: All machines requiring. DOL starting or stopping of motors load breaking of the machine control circuit | Rated short-time withstand current lcw | 0.3kA
| 150 | Automation and Control | Industrial Switch | Control Switch | TESYS VARIO EMER STOP SWT DISCONN 20A ON DOOR BY 4 SCREW HDL | 2051842 | VCF01 | SCHNEIDER ELECTRIC | 1985 | https://pim-kvc.soneparsea.com:3443/PictureServer/default.aspx/schneider-vcf01_image1.jpg?A3889C9397807479A2A1C7A8BAA5959DB4AAC672C89A966481A4BDB2B39E95657EAFC4AC | https://pim-kvc.soneparsea.com:3443/PictureServer/default.aspx/schneider-VCF01.pdf?81788B76AEAA939CBEAABDA9B7A95D8A938B847680A7949A | TESYS VARIO EMERGENCY STOP SWITCH DISCONNECTOR 20 A ON DOOR | More foresight for better prevention. A range of safety control products which are simple to use and set up, with compact ergonomic products to meet requirements for starting or stopping motors. Applications: All machines requiring. DOL starting or stopping of motors load breaking of the machine control circuit | Rated operation power at AC-23, 400 V | 5.5kW
| 150 | Automation and Control | Industrial Switch | Control Switch | TESYS VARIO EMER STOP SWT DISCONN 20A ON DOOR BY 4 SCREW HDL | 2051842 | VCF01 | SCHNEIDER ELECTRIC | 1985 | https://pim-kvc.soneparsea.com:3443/PictureServer/default.aspx/schneider-vcf01_image1.jpg?A3889C9397807479A2A1C7A8BAA5959DB4AAC672C89A966481A4BDB2B39E95657EAFC4AC | https://pim-kvc.soneparsea.com:3443/PictureServer/default.aspx/schneider-VCF01.pdf?81788B76AEAA939CBEAABDA9B7A95D8A938B847680A7949A | TESYS VARIO EMERGENCY STOP SWITCH DISCONNECTOR 20 A ON DOOR | More foresight for better prevention. A range of safety control products which are simple to use and set up, with compact ergonomic products to meet requirements for starting or stopping motors. Applications: All machines requiring. DOL starting or stopping of motors load breaking of the machine control circuit | Switching power at 400 V | 11kW
| 150 | Automation and Control | Industrial Switch | Control Switch | TESYS VARIO EMER STOP SWT DISCONN 20A ON DOOR BY 4 SCREW HDL | 2051842 | VCF01 | SCHNEIDER ELECTRIC | 1985 | https://pim-kvc.soneparsea.com:3443/PictureServer/default.aspx/schneider-vcf01_image1.jpg?A3889C9397807479A2A1C7A8BAA5959DB4AAC672C89A966481A4BDB2B39E95657EAFC4AC | https://pim-kvc.soneparsea.com:3443/PictureServer/default.aspx/schneider-VCF01.pdf?81788B76AEAA939CBEAABDA9B7A95D8A938B847680A7949A | TESYS VARIO EMERGENCY STOP SWITCH DISCONNECTOR 20 A ON DOOR | More foresight for better prevention. A range of safety control products which are simple to use and set up, with compact ergonomic products to meet requirements for starting or stopping motors. Applications: All machines requiring. DOL starting or stopping of motors load breaking of the machine control circuit | Conditioned rated short-circuit current Iq | 10kA
| 150 | Automation and Control | Industrial Switch | Control Switch | TESYS VARIO EMER STOP SWT DISCONN 20A ON DOOR BY 4 SCREW HDL | 2051842 | VCF01 | SCHNEIDER ELECTRIC | 1985 | https://pim-kvc.soneparsea.com:3443/PictureServer/default.aspx/schneider-vcf01_image1.jpg?A3889C9397807479A2A1C7A8BAA5959DB4AAC672C89A966481A4BDB2B39E95657EAFC4AC | https://pim-kvc.soneparsea.com:3443/PictureServer/default.aspx/schneider-VCF01.pdf?81788B76AEAA939CBEAABDA9B7A95D8A938B847680A7949A | TESYS VARIO EMERGENCY STOP SWITCH DISCONNECTOR 20 A ON DOOR | More foresight for better prevention. A range of safety control products which are simple to use and set up, with compact ergonomic products to meet requirements for starting or stopping motors. Applications: All machines requiring. DOL starting or stopping of motors load breaking of the machine control circuit | Number of poles | 3
| 150 | Automation and Control | Industrial Switch | Control Switch | TESYS VARIO EMER STOP SWT DISCONN 20A ON DOOR BY 4 SCREW HDL | 2051842 | VCF01 | SCHNEIDER ELECTRIC | 1985 | https://pim-kvc.soneparsea.com:3443/PictureServer/default.aspx/schneider-vcf01_image1.jpg?A3889C9397807479A2A1C7A8BAA5959DB4AAC672C89A966481A4BDB2B39E95657EAFC4AC | https://pim-kvc.soneparsea.com:3443/PictureServer/default.aspx/schneider-VCF01.pdf?81788B76AEAA939CBEAABDA9B7A95D8A938B847680A7949A | TESYS VARIO EMERGENCY STOP SWITCH DISCONNECTOR 20 A ON DOOR | More foresight for better prevention. A range of safety control products which are simple to use and set up, with compact ergonomic products to meet requirements for starting or stopping motors. Applications: All machines requiring. DOL starting or stopping of motors load breaking of the machine control circuit | Number of auxiliary contacts as normally closed contact | 0
| 150 | Automation and Control | Industrial Switch | Control Switch | TESYS VARIO EMER STOP SWT DISCONN 20A ON DOOR BY 4 SCREW HDL | 2051842 | VCF01 | SCHNEIDER ELECTRIC | 1985 | https://pim-kvc.soneparsea.com:3443/PictureServer/default.aspx/schneider-vcf01_image1.jpg?A3889C9397807479A2A1C7A8BAA5959DB4AAC672C89A966481A4BDB2B39E95657EAFC4AC | https://pim-kvc.soneparsea.com:3443/PictureServer/default.aspx/schneider-VCF01.pdf?81788B76AEAA939CBEAABDA9B7A95D8A938B847680A7949A | TESYS VARIO EMERGENCY STOP SWITCH DISCONNECTOR 20 A ON DOOR | More foresight for better prevention. A range of safety control products which are simple to use and set up, with compact ergonomic products to meet requirements for starting or stopping motors. Applications: All machines requiring. DOL starting or stopping of motors load breaking of the machine control circuit | Number of auxiliary contacts as normally open contact | 0
| 150 | Automation and Control | Industrial Switch | Control Switch | TESYS VARIO EMER STOP SWT DISCONN 20A ON DOOR BY 4 SCREW HDL | 2051842 | VCF01 | SCHNEIDER ELECTRIC | 1985 | https://pim-kvc.soneparsea.com:3443/PictureServer/default.aspx/schneider-vcf01_image1.jpg?A3889C9397807479A2A1C7A8BAA5959DB4AAC672C89A966481A4BDB2B39E95657EAFC4AC | https://pim-kvc.soneparsea.com:3443/PictureServer/default.aspx/schneider-VCF01.pdf?81788B76AEAA939CBEAABDA9B7A95D8A938B847680A7949A | TESYS VARIO EMERGENCY STOP SWITCH DISCONNECTOR 20 A ON DOOR | More foresight for better prevention. A range of safety control products which are simple to use and set up, with compact ergonomic products to meet requirements for starting or stopping motors. Applications: All machines requiring. DOL starting or stopping of motors load breaking of the machine control circuit | Number of auxiliary contacts as change-over contact | 0
| 151 | Automation and Control | Industrial Switch | Pilot Lamps | HARMONY XB7 ROUND PILOT LIGHT INTEGRAL LED 120V CLEAR | 2051937 | XB7EV07GP | SCHNEIDER ELECTRIC | 210 | https://pim-kvc.soneparsea.com:3443/PictureServer/default.aspx/schneider-XB7EV07GP_Image1.jpg?A3889C9397807479A2A1C7A8BAA5959DB4AAC672AA796779A6758B8CA29679A1B1ACB97680A1A09B | https://pim-kvc.soneparsea.com:3443/PictureServer/default.aspx/schneider-XB7-EV07GP.pdf?80A1C7A8BAA5959DB4AAC672AA796761959B847C99875EA4B4AB | HARMONY XB7 HARMONY LED ROUND Ø22 COLORLESS INTEGRATED LED 120V | This Schneider Electric Harmony XB7 plain lens monolithic clear pilot light is supplied with 120Vac, uses an integral LED and screw clamp terminals. This single component pilot light provides clear visual feedback on the status of your machines. It is easily installed into standard 22 mm diameter cut-outs and connected with simple screw-clamp connections. It is clearly distinguishable visually at a distance due to clear colors and illumination via integral LED, enabling complex machine statuses to be read at a glance. It is impact resistant, dust proof, waterproof and vibration resistant thanks to its IP65, making it ideal for operation in harsh environments. | Number of indicator lights | 1
| 151 | Automation and Control | Industrial Switch | Pilot Lamps | HARMONY XB7 ROUND PILOT LIGHT INTEGRAL LED 120V CLEAR | 2051937 | XB7EV07GP | SCHNEIDER ELECTRIC | 210 | https://pim-kvc.soneparsea.com:3443/PictureServer/default.aspx/schneider-XB7EV07GP_Image1.jpg?A3889C9397807479A2A1C7A8BAA5959DB4AAC672AA796779A6758B8CA29679A1B1ACB97680A1A09B | https://pim-kvc.soneparsea.com:3443/PictureServer/default.aspx/schneider-XB7-EV07GP.pdf?80A1C7A8BAA5959DB4AAC672AA796761959B847C99875EA4B4AB | HARMONY XB7 HARMONY LED ROUND Ø22 COLORLESS INTEGRATED LED 120V | This Schneider Electric Harmony XB7 plain lens monolithic clear pilot light is supplied with 120Vac, uses an integral LED and screw clamp terminals. This single component pilot light provides clear visual feedback on the status of your machines. It is easily installed into standard 22 mm diameter cut-outs and connected with simple screw-clamp connections. It is clearly distinguishable visually at a distance due to clear colors and illumination via integral LED, enabling complex machine statuses to be read at a glance. It is impact resistant, dust proof, waterproof and vibration resistant thanks to its IP65, making it ideal for operation in harsh environments. | Colour lens | Colourless
| 151 | Automation and Control | Industrial Switch | Pilot Lamps | HARMONY XB7 ROUND PILOT LIGHT INTEGRAL LED 120V CLEAR | 2051937 | XB7EV07GP | SCHNEIDER ELECTRIC | 210 | https://pim-kvc.soneparsea.com:3443/PictureServer/default.aspx/schneider-XB7EV07GP_Image1.jpg?A3889C9397807479A2A1C7A8BAA5959DB4AAC672AA796779A6758B8CA29679A1B1ACB97680A1A09B | https://pim-kvc.soneparsea.com:3443/PictureServer/default.aspx/schneider-XB7-EV07GP.pdf?80A1C7A8BAA5959DB4AAC672AA796761959B847C99875EA4B4AB | HARMONY XB7 HARMONY LED ROUND Ø22 COLORLESS INTEGRATED LED 120V | This Schneider Electric Harmony XB7 plain lens monolithic clear pilot light is supplied with 120Vac, uses an integral LED and screw clamp terminals. This single component pilot light provides clear visual feedback on the status of your machines. It is easily installed into standard 22 mm diameter cut-outs and connected with simple screw-clamp connections. It is clearly distinguishable visually at a distance due to clear colors and illumination via integral LED, enabling complex machine statuses to be read at a glance. It is impact resistant, dust proof, waterproof and vibration resistant thanks to its IP65, making it ideal for operation in harsh environments. | Type of lamp socket | LED
| 151 | Automation and Control | Industrial Switch | Pilot Lamps | HARMONY XB7 ROUND PILOT LIGHT INTEGRAL LED 120V CLEAR | 2051937 | XB7EV07GP | SCHNEIDER ELECTRIC | 210 | https://pim-kvc.soneparsea.com:3443/PictureServer/default.aspx/schneider-XB7EV07GP_Image1.jpg?A3889C9397807479A2A1C7A8BAA5959DB4AAC672AA796779A6758B8CA29679A1B1ACB97680A1A09B | https://pim-kvc.soneparsea.com:3443/PictureServer/default.aspx/schneider-XB7-EV07GP.pdf?80A1C7A8BAA5959DB4AAC672AA796761959B847C99875EA4B4AB | HARMONY XB7 HARMONY LED ROUND Ø22 COLORLESS INTEGRATED LED 120V | This Schneider Electric Harmony XB7 plain lens monolithic clear pilot light is supplied with 120Vac, uses an integral LED and screw clamp terminals. This single component pilot light provides clear visual feedback on the status of your machines. It is easily installed into standard 22 mm diameter cut-outs and connected with simple screw-clamp connections. It is clearly distinguishable visually at a distance due to clear colors and illumination via integral LED, enabling complex machine statuses to be read at a glance. It is impact resistant, dust proof, waterproof and vibration resistant thanks to its IP65, making it ideal for operation in harsh environments. | With light source | yes
| 151 | Automation and Control | Industrial Switch | Pilot Lamps | HARMONY XB7 ROUND PILOT LIGHT INTEGRAL LED 120V CLEAR | 2051937 | XB7EV07GP | SCHNEIDER ELECTRIC | 210 | https://pim-kvc.soneparsea.com:3443/PictureServer/default.aspx/schneider-XB7EV07GP_Image1.jpg?A3889C9397807479A2A1C7A8BAA5959DB4AAC672AA796779A6758B8CA29679A1B1ACB97680A1A09B | https://pim-kvc.soneparsea.com:3443/PictureServer/default.aspx/schneider-XB7-EV07GP.pdf?80A1C7A8BAA5959DB4AAC672AA796761959B847C99875EA4B4AB | HARMONY XB7 HARMONY LED ROUND Ø22 COLORLESS INTEGRATED LED 120V | This Schneider Electric Harmony XB7 plain lens monolithic clear pilot light is supplied with 120Vac, uses an integral LED and screw clamp terminals. This single component pilot light provides clear visual feedback on the status of your machines. It is easily installed into standard 22 mm diameter cut-outs and connected with simple screw-clamp connections. It is clearly distinguishable visually at a distance due to clear colors and illumination via integral LED, enabling complex machine statuses to be read at a glance. It is impact resistant, dust proof, waterproof and vibration resistant thanks to its IP65, making it ideal for operation in harsh environments. | Rated operating voltage Ue | 120...120V
| 151 | Automation and Control | Industrial Switch | Pilot Lamps | HARMONY XB7 ROUND PILOT LIGHT INTEGRAL LED 120V CLEAR | 2051937 | XB7EV07GP | SCHNEIDER ELECTRIC | 210 | https://pim-kvc.soneparsea.com:3443/PictureServer/default.aspx/schneider-XB7EV07GP_Image1.jpg?A3889C9397807479A2A1C7A8BAA5959DB4AAC672AA796779A6758B8CA29679A1B1ACB97680A1A09B | https://pim-kvc.soneparsea.com:3443/PictureServer/default.aspx/schneider-XB7-EV07GP.pdf?80A1C7A8BAA5959DB4AAC672AA796761959B847C99875EA4B4AB | HARMONY XB7 HARMONY LED ROUND Ø22 COLORLESS INTEGRATED LED 120V | This Schneider Electric Harmony XB7 plain lens monolithic clear pilot light is supplied with 120Vac, uses an integral LED and screw clamp terminals. This single component pilot light provides clear visual feedback on the status of your machines. It is easily installed into standard 22 mm diameter cut-outs and connected with simple screw-clamp connections. It is clearly distinguishable visually at a distance due to clear colors and illumination via integral LED, enabling complex machine statuses to be read at a glance. It is impact resistant, dust proof, waterproof and vibration resistant thanks to its IP65, making it ideal for operation in harsh environments. | Voltage type | AC
| 151 | Automation and Control | Industrial Switch | Pilot Lamps | HARMONY XB7 ROUND PILOT LIGHT INTEGRAL LED 120V CLEAR | 2051937 | XB7EV07GP | SCHNEIDER ELECTRIC | 210 | https://pim-kvc.soneparsea.com:3443/PictureServer/default.aspx/schneider-XB7EV07GP_Image1.jpg?A3889C9397807479A2A1C7A8BAA5959DB4AAC672AA796779A6758B8CA29679A1B1ACB97680A1A09B | https://pim-kvc.soneparsea.com:3443/PictureServer/default.aspx/schneider-XB7-EV07GP.pdf?80A1C7A8BAA5959DB4AAC672AA796761959B847C99875EA4B4AB | HARMONY XB7 HARMONY LED ROUND Ø22 COLORLESS INTEGRATED LED 120V | This Schneider Electric Harmony XB7 plain lens monolithic clear pilot light is supplied with 120Vac, uses an integral LED and screw clamp terminals. This single component pilot light provides clear visual feedback on the status of your machines. It is easily installed into standard 22 mm diameter cut-outs and connected with simple screw-clamp connections. It is clearly distinguishable visually at a distance due to clear colors and illumination via integral LED, enabling complex machine statuses to be read at a glance. It is impact resistant, dust proof, waterproof and vibration resistant thanks to its IP65, making it ideal for operation in harsh environments. | Type of electric connection | Screw connection
| 151 | Automation and Control | Industrial Switch | Pilot Lamps | HARMONY XB7 ROUND PILOT LIGHT INTEGRAL LED 120V CLEAR | 2051937 | XB7EV07GP | SCHNEIDER ELECTRIC | 210 | https://pim-kvc.soneparsea.com:3443/PictureServer/default.aspx/schneider-XB7EV07GP_Image1.jpg?A3889C9397807479A2A1C7A8BAA5959DB4AAC672AA796779A6758B8CA29679A1B1ACB97680A1A09B | https://pim-kvc.soneparsea.com:3443/PictureServer/default.aspx/schneider-XB7-EV07GP.pdf?80A1C7A8BAA5959DB4AAC672AA796761959B847C99875EA4B4AB | HARMONY XB7 HARMONY LED ROUND Ø22 COLORLESS INTEGRATED LED 120V | This Schneider Electric Harmony XB7 plain lens monolithic clear pilot light is supplied with 120Vac, uses an integral LED and screw clamp terminals. This single component pilot light provides clear visual feedback on the status of your machines. It is easily installed into standard 22 mm diameter cut-outs and connected with simple screw-clamp connections. It is clearly distinguishable visually at a distance due to clear colors and illumination via integral LED, enabling complex machine statuses to be read at a glance. It is impact resistant, dust proof, waterproof and vibration resistant thanks to its IP65, making it ideal for operation in harsh environments. | Construction type lens | Round
| 151 | Automation and Control | Industrial Switch | Pilot Lamps | HARMONY XB7 ROUND PILOT LIGHT INTEGRAL LED 120V CLEAR | 2051937 | XB7EV07GP | SCHNEIDER ELECTRIC | 210 | https://pim-kvc.soneparsea.com:3443/PictureServer/default.aspx/schneider-XB7EV07GP_Image1.jpg?A3889C9397807479A2A1C7A8BAA5959DB4AAC672AA796779A6758B8CA29679A1B1ACB97680A1A09B | https://pim-kvc.soneparsea.com:3443/PictureServer/default.aspx/schneider-XB7-EV07GP.pdf?80A1C7A8BAA5959DB4AAC672AA796761959B847C99875EA4B4AB | HARMONY XB7 HARMONY LED ROUND Ø22 COLORLESS INTEGRATED LED 120V | This Schneider Electric Harmony XB7 plain lens monolithic clear pilot light is supplied with 120Vac, uses an integral LED and screw clamp terminals. This single component pilot light provides clear visual feedback on the status of your machines. It is easily installed into standard 22 mm diameter cut-outs and connected with simple screw-clamp connections. It is clearly distinguishable visually at a distance due to clear colors and illumination via integral LED, enabling complex machine statuses to be read at a glance. It is impact resistant, dust proof, waterproof and vibration resistant thanks to its IP65, making it ideal for operation in harsh environments. | Type of lens | High
| 151 | Automation and Control | Industrial Switch | Pilot Lamps | HARMONY XB7 ROUND PILOT LIGHT INTEGRAL LED 120V CLEAR | 2051937 | XB7EV07GP | SCHNEIDER ELECTRIC | 210 | https://pim-kvc.soneparsea.com:3443/PictureServer/default.aspx/schneider-XB7EV07GP_Image1.jpg?A3889C9397807479A2A1C7A8BAA5959DB4AAC672AA796779A6758B8CA29679A1B1ACB97680A1A09B | https://pim-kvc.soneparsea.com:3443/PictureServer/default.aspx/schneider-XB7-EV07GP.pdf?80A1C7A8BAA5959DB4AAC672AA796761959B847C99875EA4B4AB | HARMONY XB7 HARMONY LED ROUND Ø22 COLORLESS INTEGRATED LED 120V | This Schneider Electric Harmony XB7 plain lens monolithic clear pilot light is supplied with 120Vac, uses an integral LED and screw clamp terminals. This single component pilot light provides clear visual feedback on the status of your machines. It is easily installed into standard 22 mm diameter cut-outs and connected with simple screw-clamp connections. It is clearly distinguishable visually at a distance due to clear colors and illumination via integral LED, enabling complex machine statuses to be read at a glance. It is impact resistant, dust proof, waterproof and vibration resistant thanks to its IP65, making it ideal for operation in harsh environments. | Hole diameter | 22mm
| 151 | Automation and Control | Industrial Switch | Pilot Lamps | HARMONY XB7 ROUND PILOT LIGHT INTEGRAL LED 120V CLEAR | 2051937 | XB7EV07GP | SCHNEIDER ELECTRIC | 210 | https://pim-kvc.soneparsea.com:3443/PictureServer/default.aspx/schneider-XB7EV07GP_Image1.jpg?A3889C9397807479A2A1C7A8BAA5959DB4AAC672AA796779A6758B8CA29679A1B1ACB97680A1A09B | https://pim-kvc.soneparsea.com:3443/PictureServer/default.aspx/schneider-XB7-EV07GP.pdf?80A1C7A8BAA5959DB4AAC672AA796761959B847C99875EA4B4AB | HARMONY XB7 HARMONY LED ROUND Ø22 COLORLESS INTEGRATED LED 120V | This Schneider Electric Harmony XB7 plain lens monolithic clear pilot light is supplied with 120Vac, uses an integral LED and screw clamp terminals. This single component pilot light provides clear visual feedback on the status of your machines. It is easily installed into standard 22 mm diameter cut-outs and connected with simple screw-clamp connections. It is clearly distinguishable visually at a distance due to clear colors and illumination via integral LED, enabling complex machine statuses to be read at a glance. It is impact resistant, dust proof, waterproof and vibration resistant thanks to its IP65, making it ideal for operation in harsh environments. | Width opening | 0mm
| 151 | Automation and Control | Industrial Switch | Pilot Lamps | HARMONY XB7 ROUND PILOT LIGHT INTEGRAL LED 120V CLEAR | 2051937 | XB7EV07GP | SCHNEIDER ELECTRIC | 210 | https://pim-kvc.soneparsea.com:3443/PictureServer/default.aspx/schneider-XB7EV07GP_Image1.jpg?A3889C9397807479A2A1C7A8BAA5959DB4AAC672AA796779A6758B8CA29679A1B1ACB97680A1A09B | https://pim-kvc.soneparsea.com:3443/PictureServer/default.aspx/schneider-XB7-EV07GP.pdf?80A1C7A8BAA5959DB4AAC672AA796761959B847C99875EA4B4AB | HARMONY XB7 HARMONY LED ROUND Ø22 COLORLESS INTEGRATED LED 120V | This Schneider Electric Harmony XB7 plain lens monolithic clear pilot light is supplied with 120Vac, uses an integral LED and screw clamp terminals. This single component pilot light provides clear visual feedback on the status of your machines. It is easily installed into standard 22 mm diameter cut-outs and connected with simple screw-clamp connections. It is clearly distinguishable visually at a distance due to clear colors and illumination via integral LED, enabling complex machine statuses to be read at a glance. It is impact resistant, dust proof, waterproof and vibration resistant thanks to its IP65, making it ideal for operation in harsh environments. | Height opening | 0mm
| 151 | Automation and Control | Industrial Switch | Pilot Lamps | HARMONY XB7 ROUND PILOT LIGHT INTEGRAL LED 120V CLEAR | 2051937 | XB7EV07GP | SCHNEIDER ELECTRIC | 210 | https://pim-kvc.soneparsea.com:3443/PictureServer/default.aspx/schneider-XB7EV07GP_Image1.jpg?A3889C9397807479A2A1C7A8BAA5959DB4AAC672AA796779A6758B8CA29679A1B1ACB97680A1A09B | https://pim-kvc.soneparsea.com:3443/PictureServer/default.aspx/schneider-XB7-EV07GP.pdf?80A1C7A8BAA5959DB4AAC672AA796761959B847C99875EA4B4AB | HARMONY XB7 HARMONY LED ROUND Ø22 COLORLESS INTEGRATED LED 120V | This Schneider Electric Harmony XB7 plain lens monolithic clear pilot light is supplied with 120Vac, uses an integral LED and screw clamp terminals. This single component pilot light provides clear visual feedback on the status of your machines. It is easily installed into standard 22 mm diameter cut-outs and connected with simple screw-clamp connections. It is clearly distinguishable visually at a distance due to clear colors and illumination via integral LED, enabling complex machine statuses to be read at a glance. It is impact resistant, dust proof, waterproof and vibration resistant thanks to its IP65, making it ideal for operation in harsh environments. | With front ring | no
| 151 | Automation and Control | Industrial Switch | Pilot Lamps | HARMONY XB7 ROUND PILOT LIGHT INTEGRAL LED 120V CLEAR | 2051937 | XB7EV07GP | SCHNEIDER ELECTRIC | 210 | https://pim-kvc.soneparsea.com:3443/PictureServer/default.aspx/schneider-XB7EV07GP_Image1.jpg?A3889C9397807479A2A1C7A8BAA5959DB4AAC672AA796779A6758B8CA29679A1B1ACB97680A1A09B | https://pim-kvc.soneparsea.com:3443/PictureServer/default.aspx/schneider-XB7-EV07GP.pdf?80A1C7A8BAA5959DB4AAC672AA796761959B847C99875EA4B4AB | HARMONY XB7 HARMONY LED ROUND Ø22 COLORLESS INTEGRATED LED 120V | This Schneider Electric Harmony XB7 plain lens monolithic clear pilot light is supplied with 120Vac, uses an integral LED and screw clamp terminals. This single component pilot light provides clear visual feedback on the status of your machines. It is easily installed into standard 22 mm diameter cut-outs and connected with simple screw-clamp connections. It is clearly distinguishable visually at a distance due to clear colors and illumination via integral LED, enabling complex machine statuses to be read at a glance. It is impact resistant, dust proof, waterproof and vibration resistant thanks to its IP65, making it ideal for operation in harsh environments. | Material front ring | Other
| 151 | Automation and Control | Industrial Switch | Pilot Lamps | HARMONY XB7 ROUND PILOT LIGHT INTEGRAL LED 120V CLEAR | 2051937 | XB7EV07GP | SCHNEIDER ELECTRIC | 210 | https://pim-kvc.soneparsea.com:3443/PictureServer/default.aspx/schneider-XB7EV07GP_Image1.jpg?A3889C9397807479A2A1C7A8BAA5959DB4AAC672AA796779A6758B8CA29679A1B1ACB97680A1A09B | https://pim-kvc.soneparsea.com:3443/PictureServer/default.aspx/schneider-XB7-EV07GP.pdf?80A1C7A8BAA5959DB4AAC672AA796761959B847C99875EA4B4AB | HARMONY XB7 HARMONY LED ROUND Ø22 COLORLESS INTEGRATED LED 120V | This Schneider Electric Harmony XB7 plain lens monolithic clear pilot light is supplied with 120Vac, uses an integral LED and screw clamp terminals. This single component pilot light provides clear visual feedback on the status of your machines. It is easily installed into standard 22 mm diameter cut-outs and connected with simple screw-clamp connections. It is clearly distinguishable visually at a distance due to clear colors and illumination via integral LED, enabling complex machine statuses to be read at a glance. It is impact resistant, dust proof, waterproof and vibration resistant thanks to its IP65, making it ideal for operation in harsh environments. | Colour front ring | Other
| 151 | Automation and Control | Industrial Switch | Pilot Lamps | HARMONY XB7 ROUND PILOT LIGHT INTEGRAL LED 120V CLEAR | 2051937 | XB7EV07GP | SCHNEIDER ELECTRIC | 210 | https://pim-kvc.soneparsea.com:3443/PictureServer/default.aspx/schneider-XB7EV07GP_Image1.jpg?A3889C9397807479A2A1C7A8BAA5959DB4AAC672AA796779A6758B8CA29679A1B1ACB97680A1A09B | https://pim-kvc.soneparsea.com:3443/PictureServer/default.aspx/schneider-XB7-EV07GP.pdf?80A1C7A8BAA5959DB4AAC672AA796761959B847C99875EA4B4AB | HARMONY XB7 HARMONY LED ROUND Ø22 COLORLESS INTEGRATED LED 120V | This Schneider Electric Harmony XB7 plain lens monolithic clear pilot light is supplied with 120Vac, uses an integral LED and screw clamp terminals. This single component pilot light provides clear visual feedback on the status of your machines. It is easily installed into standard 22 mm diameter cut-outs and connected with simple screw-clamp connections. It is clearly distinguishable visually at a distance due to clear colors and illumination via integral LED, enabling complex machine statuses to be read at a glance. It is impact resistant, dust proof, waterproof and vibration resistant thanks to its IP65, making it ideal for operation in harsh environments. | Degree of protection (IP) | IP54
| 152 | Automation and Control | Industrial Switch | Push Buttons | HARMONY XB7 FLUSH PUSHBUTTON 1NO UNMARKED BLACK | 2051938 | XB7NA21 | SCHNEIDER ELECTRIC | 200 | https://pim-kvc.soneparsea.com:3443/PictureServer/default.aspx/schneider-XB7NA21_Image1.jpg?A3889C9397807479A2A1C7A8BAA5959DB4AAC672AA796782917785A49BA4919BB57682AFC29E | https://pim-kvc.soneparsea.com:3443/PictureServer/default.aspx/schneider-XB7-NA21.pdf?81788B76AEAA939CBEAABDA9B7A95D8C927C819393696162C0A9BA | HARMONY XB7 FLUSH PUSHBUTTON Ø22 1NO UNMARKED BLACK | This Schneider Electric Harmony XB7 monolithic black push-button operates with a spring return / impulse mechanism and screw clamp terminals. It has 1 x NO contact and a double insulated plastic bezel. This single component push-button provides an ergonomic interface for controlling your machines. It is easily installed into standard 22 mm diameter panel cut-outs and connected to control circuits with classic screw-clamp connections. Its schematic is clearly distinguishable thanks to clear colors and markings, minimizing errors during initial wiring and later maintenance operations. It is impact resistant, dust proof, waterproof and vibration resistant thanks to its IP65, making it ideal for operation in harsh environments. | Number of command positions | 1
| 152 | Automation and Control | Industrial Switch | Push Buttons | HARMONY XB7 FLUSH PUSHBUTTON 1NO UNMARKED BLACK | 2051938 | XB7NA21 | SCHNEIDER ELECTRIC | 200 | https://pim-kvc.soneparsea.com:3443/PictureServer/default.aspx/schneider-XB7NA21_Image1.jpg?A3889C9397807479A2A1C7A8BAA5959DB4AAC672AA796782917785A49BA4919BB57682AFC29E | https://pim-kvc.soneparsea.com:3443/PictureServer/default.aspx/schneider-XB7-NA21.pdf?81788B76AEAA939CBEAABDA9B7A95D8C927C819393696162C0A9BA | HARMONY XB7 FLUSH PUSHBUTTON Ø22 1NO UNMARKED BLACK | This Schneider Electric Harmony XB7 monolithic black push-button operates with a spring return / impulse mechanism and screw clamp terminals. It has 1 x NO contact and a double insulated plastic bezel. This single component push-button provides an ergonomic interface for controlling your machines. It is easily installed into standard 22 mm diameter panel cut-outs and connected to control circuits with classic screw-clamp connections. Its schematic is clearly distinguishable thanks to clear colors and markings, minimizing errors during initial wiring and later maintenance operations. It is impact resistant, dust proof, waterproof and vibration resistant thanks to its IP65, making it ideal for operation in harsh environments. | Type of button | Flat
| 152 | Automation and Control | Industrial Switch | Push Buttons | HARMONY XB7 FLUSH PUSHBUTTON 1NO UNMARKED BLACK | 2051938 | XB7NA21 | SCHNEIDER ELECTRIC | 200 | https://pim-kvc.soneparsea.com:3443/PictureServer/default.aspx/schneider-XB7NA21_Image1.jpg?A3889C9397807479A2A1C7A8BAA5959DB4AAC672AA796782917785A49BA4919BB57682AFC29E | https://pim-kvc.soneparsea.com:3443/PictureServer/default.aspx/schneider-XB7-NA21.pdf?81788B76AEAA939CBEAABDA9B7A95D8C927C819393696162C0A9BA | HARMONY XB7 FLUSH PUSHBUTTON Ø22 1NO UNMARKED BLACK | This Schneider Electric Harmony XB7 monolithic black push-button operates with a spring return / impulse mechanism and screw clamp terminals. It has 1 x NO contact and a double insulated plastic bezel. This single component push-button provides an ergonomic interface for controlling your machines. It is easily installed into standard 22 mm diameter panel cut-outs and connected to control circuits with classic screw-clamp connections. Its schematic is clearly distinguishable thanks to clear colors and markings, minimizing errors during initial wiring and later maintenance operations. It is impact resistant, dust proof, waterproof and vibration resistant thanks to its IP65, making it ideal for operation in harsh environments. | Colour button | Black
| 152 | Automation and Control | Industrial Switch | Push Buttons | HARMONY XB7 FLUSH PUSHBUTTON 1NO UNMARKED BLACK | 2051938 | XB7NA21 | SCHNEIDER ELECTRIC | 200 | https://pim-kvc.soneparsea.com:3443/PictureServer/default.aspx/schneider-XB7NA21_Image1.jpg?A3889C9397807479A2A1C7A8BAA5959DB4AAC672AA796782917785A49BA4919BB57682AFC29E | https://pim-kvc.soneparsea.com:3443/PictureServer/default.aspx/schneider-XB7-NA21.pdf?81788B76AEAA939CBEAABDA9B7A95D8C927C819393696162C0A9BA | HARMONY XB7 FLUSH PUSHBUTTON Ø22 1NO UNMARKED BLACK | This Schneider Electric Harmony XB7 monolithic black push-button operates with a spring return / impulse mechanism and screw clamp terminals. It has 1 x NO contact and a double insulated plastic bezel. This single component push-button provides an ergonomic interface for controlling your machines. It is easily installed into standard 22 mm diameter panel cut-outs and connected to control circuits with classic screw-clamp connections. Its schematic is clearly distinguishable thanks to clear colors and markings, minimizing errors during initial wiring and later maintenance operations. It is impact resistant, dust proof, waterproof and vibration resistant thanks to its IP65, making it ideal for operation in harsh environments. | Construction type lens | Round
| 152 | Automation and Control | Industrial Switch | Push Buttons | HARMONY XB7 FLUSH PUSHBUTTON 1NO UNMARKED BLACK | 2051938 | XB7NA21 | SCHNEIDER ELECTRIC | 200 | https://pim-kvc.soneparsea.com:3443/PictureServer/default.aspx/schneider-XB7NA21_Image1.jpg?A3889C9397807479A2A1C7A8BAA5959DB4AAC672AA796782917785A49BA4919BB57682AFC29E | https://pim-kvc.soneparsea.com:3443/PictureServer/default.aspx/schneider-XB7-NA21.pdf?81788B76AEAA939CBEAABDA9B7A95D8C927C819393696162C0A9BA | HARMONY XB7 FLUSH PUSHBUTTON Ø22 1NO UNMARKED BLACK | This Schneider Electric Harmony XB7 monolithic black push-button operates with a spring return / impulse mechanism and screw clamp terminals. It has 1 x NO contact and a double insulated plastic bezel. This single component push-button provides an ergonomic interface for controlling your machines. It is easily installed into standard 22 mm diameter panel cut-outs and connected to control circuits with classic screw-clamp connections. Its schematic is clearly distinguishable thanks to clear colors and markings, minimizing errors during initial wiring and later maintenance operations. It is impact resistant, dust proof, waterproof and vibration resistant thanks to its IP65, making it ideal for operation in harsh environments. | Hole diameter | 22.5mm
| 152 | Automation and Control | Industrial Switch | Push Buttons | HARMONY XB7 FLUSH PUSHBUTTON 1NO UNMARKED BLACK | 2051938 | XB7NA21 | SCHNEIDER ELECTRIC | 200 | https://pim-kvc.soneparsea.com:3443/PictureServer/default.aspx/schneider-XB7NA21_Image1.jpg?A3889C9397807479A2A1C7A8BAA5959DB4AAC672AA796782917785A49BA4919BB57682AFC29E | https://pim-kvc.soneparsea.com:3443/PictureServer/default.aspx/schneider-XB7-NA21.pdf?81788B76AEAA939CBEAABDA9B7A95D8C927C819393696162C0A9BA | HARMONY XB7 FLUSH PUSHBUTTON Ø22 1NO UNMARKED BLACK | This Schneider Electric Harmony XB7 monolithic black push-button operates with a spring return / impulse mechanism and screw clamp terminals. It has 1 x NO contact and a double insulated plastic bezel. This single component push-button provides an ergonomic interface for controlling your machines. It is easily installed into standard 22 mm diameter panel cut-outs and connected to control circuits with classic screw-clamp connections. Its schematic is clearly distinguishable thanks to clear colors and markings, minimizing errors during initial wiring and later maintenance operations. It is impact resistant, dust proof, waterproof and vibration resistant thanks to its IP65, making it ideal for operation in harsh environments. | Width opening | 0mm
| 152 | Automation and Control | Industrial Switch | Push Buttons | HARMONY XB7 FLUSH PUSHBUTTON 1NO UNMARKED BLACK | 2051938 | XB7NA21 | SCHNEIDER ELECTRIC | 200 | https://pim-kvc.soneparsea.com:3443/PictureServer/default.aspx/schneider-XB7NA21_Image1.jpg?A3889C9397807479A2A1C7A8BAA5959DB4AAC672AA796782917785A49BA4919BB57682AFC29E | https://pim-kvc.soneparsea.com:3443/PictureServer/default.aspx/schneider-XB7-NA21.pdf?81788B76AEAA939CBEAABDA9B7A95D8C927C819393696162C0A9BA | HARMONY XB7 FLUSH PUSHBUTTON Ø22 1NO UNMARKED BLACK | This Schneider Electric Harmony XB7 monolithic black push-button operates with a spring return / impulse mechanism and screw clamp terminals. It has 1 x NO contact and a double insulated plastic bezel. This single component push-button provides an ergonomic interface for controlling your machines. It is easily installed into standard 22 mm diameter panel cut-outs and connected to control circuits with classic screw-clamp connections. Its schematic is clearly distinguishable thanks to clear colors and markings, minimizing errors during initial wiring and later maintenance operations. It is impact resistant, dust proof, waterproof and vibration resistant thanks to its IP65, making it ideal for operation in harsh environments. | Height opening | 0mm
| 152 | Automation and Control | Industrial Switch | Push Buttons | HARMONY XB7 FLUSH PUSHBUTTON 1NO UNMARKED BLACK | 2051938 | XB7NA21 | SCHNEIDER ELECTRIC | 200 | https://pim-kvc.soneparsea.com:3443/PictureServer/default.aspx/schneider-XB7NA21_Image1.jpg?A3889C9397807479A2A1C7A8BAA5959DB4AAC672AA796782917785A49BA4919BB57682AFC29E | https://pim-kvc.soneparsea.com:3443/PictureServer/default.aspx/schneider-XB7-NA21.pdf?81788B76AEAA939CBEAABDA9B7A95D8C927C819393696162C0A9BA | HARMONY XB7 FLUSH PUSHBUTTON Ø22 1NO UNMARKED BLACK | This Schneider Electric Harmony XB7 monolithic black push-button operates with a spring return / impulse mechanism and screw clamp terminals. It has 1 x NO contact and a double insulated plastic bezel. This single component push-button provides an ergonomic interface for controlling your machines. It is easily installed into standard 22 mm diameter panel cut-outs and connected to control circuits with classic screw-clamp connections. Its schematic is clearly distinguishable thanks to clear colors and markings, minimizing errors during initial wiring and later maintenance operations. It is impact resistant, dust proof, waterproof and vibration resistant thanks to its IP65, making it ideal for operation in harsh environments. | Suitable for illumination | no
| 152 | Automation and Control | Industrial Switch | Push Buttons | HARMONY XB7 FLUSH PUSHBUTTON 1NO UNMARKED BLACK | 2051938 | XB7NA21 | SCHNEIDER ELECTRIC | 200 | https://pim-kvc.soneparsea.com:3443/PictureServer/default.aspx/schneider-XB7NA21_Image1.jpg?A3889C9397807479A2A1C7A8BAA5959DB4AAC672AA796782917785A49BA4919BB57682AFC29E | https://pim-kvc.soneparsea.com:3443/PictureServer/default.aspx/schneider-XB7-NA21.pdf?81788B76AEAA939CBEAABDA9B7A95D8C927C819393696162C0A9BA | HARMONY XB7 FLUSH PUSHBUTTON Ø22 1NO UNMARKED BLACK | This Schneider Electric Harmony XB7 monolithic black push-button operates with a spring return / impulse mechanism and screw clamp terminals. It has 1 x NO contact and a double insulated plastic bezel. This single component push-button provides an ergonomic interface for controlling your machines. It is easily installed into standard 22 mm diameter panel cut-outs and connected to control circuits with classic screw-clamp connections. Its schematic is clearly distinguishable thanks to clear colors and markings, minimizing errors during initial wiring and later maintenance operations. It is impact resistant, dust proof, waterproof and vibration resistant thanks to its IP65, making it ideal for operation in harsh environments. | Switching function latching | no
| 152 | Automation and Control | Industrial Switch | Push Buttons | HARMONY XB7 FLUSH PUSHBUTTON 1NO UNMARKED BLACK | 2051938 | XB7NA21 | SCHNEIDER ELECTRIC | 200 | https://pim-kvc.soneparsea.com:3443/PictureServer/default.aspx/schneider-XB7NA21_Image1.jpg?A3889C9397807479A2A1C7A8BAA5959DB4AAC672AA796782917785A49BA4919BB57682AFC29E | https://pim-kvc.soneparsea.com:3443/PictureServer/default.aspx/schneider-XB7-NA21.pdf?81788B76AEAA939CBEAABDA9B7A95D8C927C819393696162C0A9BA | HARMONY XB7 FLUSH PUSHBUTTON Ø22 1NO UNMARKED BLACK | This Schneider Electric Harmony XB7 monolithic black push-button operates with a spring return / impulse mechanism and screw clamp terminals. It has 1 x NO contact and a double insulated plastic bezel. This single component push-button provides an ergonomic interface for controlling your machines. It is easily installed into standard 22 mm diameter panel cut-outs and connected to control circuits with classic screw-clamp connections. Its schematic is clearly distinguishable thanks to clear colors and markings, minimizing errors during initial wiring and later maintenance operations. It is impact resistant, dust proof, waterproof and vibration resistant thanks to its IP65, making it ideal for operation in harsh environments. | Spring-return | yes
| 152 | Automation and Control | Industrial Switch | Push Buttons | HARMONY XB7 FLUSH PUSHBUTTON 1NO UNMARKED BLACK | 2051938 | XB7NA21 | SCHNEIDER ELECTRIC | 200 | https://pim-kvc.soneparsea.com:3443/PictureServer/default.aspx/schneider-XB7NA21_Image1.jpg?A3889C9397807479A2A1C7A8BAA5959DB4AAC672AA796782917785A49BA4919BB57682AFC29E | https://pim-kvc.soneparsea.com:3443/PictureServer/default.aspx/schneider-XB7-NA21.pdf?81788B76AEAA939CBEAABDA9B7A95D8C927C819393696162C0A9BA | HARMONY XB7 FLUSH PUSHBUTTON Ø22 1NO UNMARKED BLACK | This Schneider Electric Harmony XB7 monolithic black push-button operates with a spring return / impulse mechanism and screw clamp terminals. It has 1 x NO contact and a double insulated plastic bezel. This single component push-button provides an ergonomic interface for controlling your machines. It is easily installed into standard 22 mm diameter panel cut-outs and connected to control circuits with classic screw-clamp connections. Its schematic is clearly distinguishable thanks to clear colors and markings, minimizing errors during initial wiring and later maintenance operations. It is impact resistant, dust proof, waterproof and vibration resistant thanks to its IP65, making it ideal for operation in harsh environments. | Supply voltage lamp | 0V
| 152 | Automation and Control | Industrial Switch | Push Buttons | HARMONY XB7 FLUSH PUSHBUTTON 1NO UNMARKED BLACK | 2051938 | XB7NA21 | SCHNEIDER ELECTRIC | 200 | https://pim-kvc.soneparsea.com:3443/PictureServer/default.aspx/schneider-XB7NA21_Image1.jpg?A3889C9397807479A2A1C7A8BAA5959DB4AAC672AA796782917785A49BA4919BB57682AFC29E | https://pim-kvc.soneparsea.com:3443/PictureServer/default.aspx/schneider-XB7-NA21.pdf?81788B76AEAA939CBEAABDA9B7A95D8C927C819393696162C0A9BA | HARMONY XB7 FLUSH PUSHBUTTON Ø22 1NO UNMARKED BLACK | This Schneider Electric Harmony XB7 monolithic black push-button operates with a spring return / impulse mechanism and screw clamp terminals. It has 1 x NO contact and a double insulated plastic bezel. This single component push-button provides an ergonomic interface for controlling your machines. It is easily installed into standard 22 mm diameter panel cut-outs and connected to control circuits with classic screw-clamp connections. Its schematic is clearly distinguishable thanks to clear colors and markings, minimizing errors during initial wiring and later maintenance operations. It is impact resistant, dust proof, waterproof and vibration resistant thanks to its IP65, making it ideal for operation in harsh environments. | Number of contacts as normally open contact | 1
| 152 | Automation and Control | Industrial Switch | Push Buttons | HARMONY XB7 FLUSH PUSHBUTTON 1NO UNMARKED BLACK | 2051938 | XB7NA21 | SCHNEIDER ELECTRIC | 200 | https://pim-kvc.soneparsea.com:3443/PictureServer/default.aspx/schneider-XB7NA21_Image1.jpg?A3889C9397807479A2A1C7A8BAA5959DB4AAC672AA796782917785A49BA4919BB57682AFC29E | https://pim-kvc.soneparsea.com:3443/PictureServer/default.aspx/schneider-XB7-NA21.pdf?81788B76AEAA939CBEAABDA9B7A95D8C927C819393696162C0A9BA | HARMONY XB7 FLUSH PUSHBUTTON Ø22 1NO UNMARKED BLACK | This Schneider Electric Harmony XB7 monolithic black push-button operates with a spring return / impulse mechanism and screw clamp terminals. It has 1 x NO contact and a double insulated plastic bezel. This single component push-button provides an ergonomic interface for controlling your machines. It is easily installed into standard 22 mm diameter panel cut-outs and connected to control circuits with classic screw-clamp connections. Its schematic is clearly distinguishable thanks to clear colors and markings, minimizing errors during initial wiring and later maintenance operations. It is impact resistant, dust proof, waterproof and vibration resistant thanks to its IP65, making it ideal for operation in harsh environments. | Number of contacts as normally closed contact | 0
| 152 | Automation and Control | Industrial Switch | Push Buttons | HARMONY XB7 FLUSH PUSHBUTTON 1NO UNMARKED BLACK | 2051938 | XB7NA21 | SCHNEIDER ELECTRIC | 200 | https://pim-kvc.soneparsea.com:3443/PictureServer/default.aspx/schneider-XB7NA21_Image1.jpg?A3889C9397807479A2A1C7A8BAA5959DB4AAC672AA796782917785A49BA4919BB57682AFC29E | https://pim-kvc.soneparsea.com:3443/PictureServer/default.aspx/schneider-XB7-NA21.pdf?81788B76AEAA939CBEAABDA9B7A95D8C927C819393696162C0A9BA | HARMONY XB7 FLUSH PUSHBUTTON Ø22 1NO UNMARKED BLACK | This Schneider Electric Harmony XB7 monolithic black push-button operates with a spring return / impulse mechanism and screw clamp terminals. It has 1 x NO contact and a double insulated plastic bezel. This single component push-button provides an ergonomic interface for controlling your machines. It is easily installed into standard 22 mm diameter panel cut-outs and connected to control circuits with classic screw-clamp connections. Its schematic is clearly distinguishable thanks to clear colors and markings, minimizing errors during initial wiring and later maintenance operations. It is impact resistant, dust proof, waterproof and vibration resistant thanks to its IP65, making it ideal for operation in harsh environments. | Number of contacts as change-over contact | 0
| 152 | Automation and Control | Industrial Switch | Push Buttons | HARMONY XB7 FLUSH PUSHBUTTON 1NO UNMARKED BLACK | 2051938 | XB7NA21 | SCHNEIDER ELECTRIC | 200 | https://pim-kvc.soneparsea.com:3443/PictureServer/default.aspx/schneider-XB7NA21_Image1.jpg?A3889C9397807479A2A1C7A8BAA5959DB4AAC672AA796782917785A49BA4919BB57682AFC29E | https://pim-kvc.soneparsea.com:3443/PictureServer/default.aspx/schneider-XB7-NA21.pdf?81788B76AEAA939CBEAABDA9B7A95D8C927C819393696162C0A9BA | HARMONY XB7 FLUSH PUSHBUTTON Ø22 1NO UNMARKED BLACK | This Schneider Electric Harmony XB7 monolithic black push-button operates with a spring return / impulse mechanism and screw clamp terminals. It has 1 x NO contact and a double insulated plastic bezel. This single component push-button provides an ergonomic interface for controlling your machines. It is easily installed into standard 22 mm diameter panel cut-outs and connected to control circuits with classic screw-clamp connections. Its schematic is clearly distinguishable thanks to clear colors and markings, minimizing errors during initial wiring and later maintenance operations. It is impact resistant, dust proof, waterproof and vibration resistant thanks to its IP65, making it ideal for operation in harsh environments. | Type of electric connection | Screw connection
| 152 | Automation and Control | Industrial Switch | Push Buttons | HARMONY XB7 FLUSH PUSHBUTTON 1NO UNMARKED BLACK | 2051938 | XB7NA21 | SCHNEIDER ELECTRIC | 200 | https://pim-kvc.soneparsea.com:3443/PictureServer/default.aspx/schneider-XB7NA21_Image1.jpg?A3889C9397807479A2A1C7A8BAA5959DB4AAC672AA796782917785A49BA4919BB57682AFC29E | https://pim-kvc.soneparsea.com:3443/PictureServer/default.aspx/schneider-XB7-NA21.pdf?81788B76AEAA939CBEAABDA9B7A95D8C927C819393696162C0A9BA | HARMONY XB7 FLUSH PUSHBUTTON Ø22 1NO UNMARKED BLACK | This Schneider Electric Harmony XB7 monolithic black push-button operates with a spring return / impulse mechanism and screw clamp terminals. It has 1 x NO contact and a double insulated plastic bezel. This single component push-button provides an ergonomic interface for controlling your machines. It is easily installed into standard 22 mm diameter panel cut-outs and connected to control circuits with classic screw-clamp connections. Its schematic is clearly distinguishable thanks to clear colors and markings, minimizing errors during initial wiring and later maintenance operations. It is impact resistant, dust proof, waterproof and vibration resistant thanks to its IP65, making it ideal for operation in harsh environments. | With front ring | yes
| 152 | Automation and Control | Industrial Switch | Push Buttons | HARMONY XB7 FLUSH PUSHBUTTON 1NO UNMARKED BLACK | 2051938 | XB7NA21 | SCHNEIDER ELECTRIC | 200 | https://pim-kvc.soneparsea.com:3443/PictureServer/default.aspx/schneider-XB7NA21_Image1.jpg?A3889C9397807479A2A1C7A8BAA5959DB4AAC672AA796782917785A49BA4919BB57682AFC29E | https://pim-kvc.soneparsea.com:3443/PictureServer/default.aspx/schneider-XB7-NA21.pdf?81788B76AEAA939CBEAABDA9B7A95D8C927C819393696162C0A9BA | HARMONY XB7 FLUSH PUSHBUTTON Ø22 1NO UNMARKED BLACK | This Schneider Electric Harmony XB7 monolithic black push-button operates with a spring return / impulse mechanism and screw clamp terminals. It has 1 x NO contact and a double insulated plastic bezel. This single component push-button provides an ergonomic interface for controlling your machines. It is easily installed into standard 22 mm diameter panel cut-outs and connected to control circuits with classic screw-clamp connections. Its schematic is clearly distinguishable thanks to clear colors and markings, minimizing errors during initial wiring and later maintenance operations. It is impact resistant, dust proof, waterproof and vibration resistant thanks to its IP65, making it ideal for operation in harsh environments. | Material front ring | Plastic
| 152 | Automation and Control | Industrial Switch | Push Buttons | HARMONY XB7 FLUSH PUSHBUTTON 1NO UNMARKED BLACK | 2051938 | XB7NA21 | SCHNEIDER ELECTRIC | 200 | https://pim-kvc.soneparsea.com:3443/PictureServer/default.aspx/schneider-XB7NA21_Image1.jpg?A3889C9397807479A2A1C7A8BAA5959DB4AAC672AA796782917785A49BA4919BB57682AFC29E | https://pim-kvc.soneparsea.com:3443/PictureServer/default.aspx/schneider-XB7-NA21.pdf?81788B76AEAA939CBEAABDA9B7A95D8C927C819393696162C0A9BA | HARMONY XB7 FLUSH PUSHBUTTON Ø22 1NO UNMARKED BLACK | This Schneider Electric Harmony XB7 monolithic black push-button operates with a spring return / impulse mechanism and screw clamp terminals. It has 1 x NO contact and a double insulated plastic bezel. This single component push-button provides an ergonomic interface for controlling your machines. It is easily installed into standard 22 mm diameter panel cut-outs and connected to control circuits with classic screw-clamp connections. Its schematic is clearly distinguishable thanks to clear colors and markings, minimizing errors during initial wiring and later maintenance operations. It is impact resistant, dust proof, waterproof and vibration resistant thanks to its IP65, making it ideal for operation in harsh environments. | Colour front ring | Black
| 152 | Automation and Control | Industrial Switch | Push Buttons | HARMONY XB7 FLUSH PUSHBUTTON 1NO UNMARKED BLACK | 2051938 | XB7NA21 | SCHNEIDER ELECTRIC | 200 | https://pim-kvc.soneparsea.com:3443/PictureServer/default.aspx/schneider-XB7NA21_Image1.jpg?A3889C9397807479A2A1C7A8BAA5959DB4AAC672AA796782917785A49BA4919BB57682AFC29E | https://pim-kvc.soneparsea.com:3443/PictureServer/default.aspx/schneider-XB7-NA21.pdf?81788B76AEAA939CBEAABDA9B7A95D8C927C819393696162C0A9BA | HARMONY XB7 FLUSH PUSHBUTTON Ø22 1NO UNMARKED BLACK | This Schneider Electric Harmony XB7 monolithic black push-button operates with a spring return / impulse mechanism and screw clamp terminals. It has 1 x NO contact and a double insulated plastic bezel. This single component push-button provides an ergonomic interface for controlling your machines. It is easily installed into standard 22 mm diameter panel cut-outs and connected to control circuits with classic screw-clamp connections. Its schematic is clearly distinguishable thanks to clear colors and markings, minimizing errors during initial wiring and later maintenance operations. It is impact resistant, dust proof, waterproof and vibration resistant thanks to its IP65, making it ideal for operation in harsh environments. | Degree of protection (IP) | IP54
| 153 | Automation and Control | Industrial Switch | Pilot Lamps | HARMONY XB7 ROUND PILOT LIGHT INTEGRAL LED 24V GREEN | 2053576 | XB7EV03BP | SCHNEIDER ELECTRIC | 210 | https://pim-kvc.soneparsea.com:3443/PictureServer/default.aspx/schneider-xb7ev03bp_image1.jpg?A3889C9397807479A2A1C7A8BAA5959DB4AAC672CA996799C67587A7C29699A1B1ACB97680A1A09B | https://pim-kvc.soneparsea.com:3443/PictureServer/default.aspx/schneider-XB7-EV03BP.pdf?81788B76AEAA939CBEAABDA9B7A95D8C927C818AA8676376A073C4A9B8 | HARMONY XB7 ROUND PILOT LIGHT INTEGRAL LED Ø22 24V GREEN | This Schneider Electric Harmony XB7 plain lens monolithic green pilot light is supplied with 24Vac/dc, uses an integral LED and screw clamp terminals. This single component pilot light provides clear visual feedback on the status of your machines. It is easily installed into standard 22 mm diameter cut-outs and connected with simple screw-clamp connections. It is clearly distinguishable visually at a distance due to clear colors and illumination via integral LED, enabling complex machine statuses to be read at a glance. It is impact resistant, dust proof, waterproof and vibration resistant thanks to its IP65, making it ideal for operation in harsh environments. | Number of indicator lights | 1
| 153 | Automation and Control | Industrial Switch | Pilot Lamps | HARMONY XB7 ROUND PILOT LIGHT INTEGRAL LED 24V GREEN | 2053576 | XB7EV03BP | SCHNEIDER ELECTRIC | 210 | https://pim-kvc.soneparsea.com:3443/PictureServer/default.aspx/schneider-xb7ev03bp_image1.jpg?A3889C9397807479A2A1C7A8BAA5959DB4AAC672CA996799C67587A7C29699A1B1ACB97680A1A09B | https://pim-kvc.soneparsea.com:3443/PictureServer/default.aspx/schneider-XB7-EV03BP.pdf?81788B76AEAA939CBEAABDA9B7A95D8C927C818AA8676376A073C4A9B8 | HARMONY XB7 ROUND PILOT LIGHT INTEGRAL LED Ø22 24V GREEN | This Schneider Electric Harmony XB7 plain lens monolithic green pilot light is supplied with 24Vac/dc, uses an integral LED and screw clamp terminals. This single component pilot light provides clear visual feedback on the status of your machines. It is easily installed into standard 22 mm diameter cut-outs and connected with simple screw-clamp connections. It is clearly distinguishable visually at a distance due to clear colors and illumination via integral LED, enabling complex machine statuses to be read at a glance. It is impact resistant, dust proof, waterproof and vibration resistant thanks to its IP65, making it ideal for operation in harsh environments. | Colour lens | Green
| 153 | Automation and Control | Industrial Switch | Pilot Lamps | HARMONY XB7 ROUND PILOT LIGHT INTEGRAL LED 24V GREEN | 2053576 | XB7EV03BP | SCHNEIDER ELECTRIC | 210 | https://pim-kvc.soneparsea.com:3443/PictureServer/default.aspx/schneider-xb7ev03bp_image1.jpg?A3889C9397807479A2A1C7A8BAA5959DB4AAC672CA996799C67587A7C29699A1B1ACB97680A1A09B | https://pim-kvc.soneparsea.com:3443/PictureServer/default.aspx/schneider-XB7-EV03BP.pdf?81788B76AEAA939CBEAABDA9B7A95D8C927C818AA8676376A073C4A9B8 | HARMONY XB7 ROUND PILOT LIGHT INTEGRAL LED Ø22 24V GREEN | This Schneider Electric Harmony XB7 plain lens monolithic green pilot light is supplied with 24Vac/dc, uses an integral LED and screw clamp terminals. This single component pilot light provides clear visual feedback on the status of your machines. It is easily installed into standard 22 mm diameter cut-outs and connected with simple screw-clamp connections. It is clearly distinguishable visually at a distance due to clear colors and illumination via integral LED, enabling complex machine statuses to be read at a glance. It is impact resistant, dust proof, waterproof and vibration resistant thanks to its IP65, making it ideal for operation in harsh environments. | Type of lamp socket | LED
| 153 | Automation and Control | Industrial Switch | Pilot Lamps | HARMONY XB7 ROUND PILOT LIGHT INTEGRAL LED 24V GREEN | 2053576 | XB7EV03BP | SCHNEIDER ELECTRIC | 210 | https://pim-kvc.soneparsea.com:3443/PictureServer/default.aspx/schneider-xb7ev03bp_image1.jpg?A3889C9397807479A2A1C7A8BAA5959DB4AAC672CA996799C67587A7C29699A1B1ACB97680A1A09B | https://pim-kvc.soneparsea.com:3443/PictureServer/default.aspx/schneider-XB7-EV03BP.pdf?81788B76AEAA939CBEAABDA9B7A95D8C927C818AA8676376A073C4A9B8 | HARMONY XB7 ROUND PILOT LIGHT INTEGRAL LED Ø22 24V GREEN | This Schneider Electric Harmony XB7 plain lens monolithic green pilot light is supplied with 24Vac/dc, uses an integral LED and screw clamp terminals. This single component pilot light provides clear visual feedback on the status of your machines. It is easily installed into standard 22 mm diameter cut-outs and connected with simple screw-clamp connections. It is clearly distinguishable visually at a distance due to clear colors and illumination via integral LED, enabling complex machine statuses to be read at a glance. It is impact resistant, dust proof, waterproof and vibration resistant thanks to its IP65, making it ideal for operation in harsh environments. | With light source | yes
| 153 | Automation and Control | Industrial Switch | Pilot Lamps | HARMONY XB7 ROUND PILOT LIGHT INTEGRAL LED 24V GREEN | 2053576 | XB7EV03BP | SCHNEIDER ELECTRIC | 210 | https://pim-kvc.soneparsea.com:3443/PictureServer/default.aspx/schneider-xb7ev03bp_image1.jpg?A3889C9397807479A2A1C7A8BAA5959DB4AAC672CA996799C67587A7C29699A1B1ACB97680A1A09B | https://pim-kvc.soneparsea.com:3443/PictureServer/default.aspx/schneider-XB7-EV03BP.pdf?81788B76AEAA939CBEAABDA9B7A95D8C927C818AA8676376A073C4A9B8 | HARMONY XB7 ROUND PILOT LIGHT INTEGRAL LED Ø22 24V GREEN | This Schneider Electric Harmony XB7 plain lens monolithic green pilot light is supplied with 24Vac/dc, uses an integral LED and screw clamp terminals. This single component pilot light provides clear visual feedback on the status of your machines. It is easily installed into standard 22 mm diameter cut-outs and connected with simple screw-clamp connections. It is clearly distinguishable visually at a distance due to clear colors and illumination via integral LED, enabling complex machine statuses to be read at a glance. It is impact resistant, dust proof, waterproof and vibration resistant thanks to its IP65, making it ideal for operation in harsh environments. | Rated operating voltage Ue | 24...24V
| 153 | Automation and Control | Industrial Switch | Pilot Lamps | HARMONY XB7 ROUND PILOT LIGHT INTEGRAL LED 24V GREEN | 2053576 | XB7EV03BP | SCHNEIDER ELECTRIC | 210 | https://pim-kvc.soneparsea.com:3443/PictureServer/default.aspx/schneider-xb7ev03bp_image1.jpg?A3889C9397807479A2A1C7A8BAA5959DB4AAC672CA996799C67587A7C29699A1B1ACB97680A1A09B | https://pim-kvc.soneparsea.com:3443/PictureServer/default.aspx/schneider-XB7-EV03BP.pdf?81788B76AEAA939CBEAABDA9B7A95D8C927C818AA8676376A073C4A9B8 | HARMONY XB7 ROUND PILOT LIGHT INTEGRAL LED Ø22 24V GREEN | This Schneider Electric Harmony XB7 plain lens monolithic green pilot light is supplied with 24Vac/dc, uses an integral LED and screw clamp terminals. This single component pilot light provides clear visual feedback on the status of your machines. It is easily installed into standard 22 mm diameter cut-outs and connected with simple screw-clamp connections. It is clearly distinguishable visually at a distance due to clear colors and illumination via integral LED, enabling complex machine statuses to be read at a glance. It is impact resistant, dust proof, waterproof and vibration resistant thanks to its IP65, making it ideal for operation in harsh environments. | Voltage type | AC/DC
| 153 | Automation and Control | Industrial Switch | Pilot Lamps | HARMONY XB7 ROUND PILOT LIGHT INTEGRAL LED 24V GREEN | 2053576 | XB7EV03BP | SCHNEIDER ELECTRIC | 210 | https://pim-kvc.soneparsea.com:3443/PictureServer/default.aspx/schneider-xb7ev03bp_image1.jpg?A3889C9397807479A2A1C7A8BAA5959DB4AAC672CA996799C67587A7C29699A1B1ACB97680A1A09B | https://pim-kvc.soneparsea.com:3443/PictureServer/default.aspx/schneider-XB7-EV03BP.pdf?81788B76AEAA939CBEAABDA9B7A95D8C927C818AA8676376A073C4A9B8 | HARMONY XB7 ROUND PILOT LIGHT INTEGRAL LED Ø22 24V GREEN | This Schneider Electric Harmony XB7 plain lens monolithic green pilot light is supplied with 24Vac/dc, uses an integral LED and screw clamp terminals. This single component pilot light provides clear visual feedback on the status of your machines. It is easily installed into standard 22 mm diameter cut-outs and connected with simple screw-clamp connections. It is clearly distinguishable visually at a distance due to clear colors and illumination via integral LED, enabling complex machine statuses to be read at a glance. It is impact resistant, dust proof, waterproof and vibration resistant thanks to its IP65, making it ideal for operation in harsh environments. | Type of electric connection | Screw connection
| 153 | Automation and Control | Industrial Switch | Pilot Lamps | HARMONY XB7 ROUND PILOT LIGHT INTEGRAL LED 24V GREEN | 2053576 | XB7EV03BP | SCHNEIDER ELECTRIC | 210 | https://pim-kvc.soneparsea.com:3443/PictureServer/default.aspx/schneider-xb7ev03bp_image1.jpg?A3889C9397807479A2A1C7A8BAA5959DB4AAC672CA996799C67587A7C29699A1B1ACB97680A1A09B | https://pim-kvc.soneparsea.com:3443/PictureServer/default.aspx/schneider-XB7-EV03BP.pdf?81788B76AEAA939CBEAABDA9B7A95D8C927C818AA8676376A073C4A9B8 | HARMONY XB7 ROUND PILOT LIGHT INTEGRAL LED Ø22 24V GREEN | This Schneider Electric Harmony XB7 plain lens monolithic green pilot light is supplied with 24Vac/dc, uses an integral LED and screw clamp terminals. This single component pilot light provides clear visual feedback on the status of your machines. It is easily installed into standard 22 mm diameter cut-outs and connected with simple screw-clamp connections. It is clearly distinguishable visually at a distance due to clear colors and illumination via integral LED, enabling complex machine statuses to be read at a glance. It is impact resistant, dust proof, waterproof and vibration resistant thanks to its IP65, making it ideal for operation in harsh environments. | Construction type lens | Round
| 153 | Automation and Control | Industrial Switch | Pilot Lamps | HARMONY XB7 ROUND PILOT LIGHT INTEGRAL LED 24V GREEN | 2053576 | XB7EV03BP | SCHNEIDER ELECTRIC | 210 | https://pim-kvc.soneparsea.com:3443/PictureServer/default.aspx/schneider-xb7ev03bp_image1.jpg?A3889C9397807479A2A1C7A8BAA5959DB4AAC672CA996799C67587A7C29699A1B1ACB97680A1A09B | https://pim-kvc.soneparsea.com:3443/PictureServer/default.aspx/schneider-XB7-EV03BP.pdf?81788B76AEAA939CBEAABDA9B7A95D8C927C818AA8676376A073C4A9B8 | HARMONY XB7 ROUND PILOT LIGHT INTEGRAL LED Ø22 24V GREEN | This Schneider Electric Harmony XB7 plain lens monolithic green pilot light is supplied with 24Vac/dc, uses an integral LED and screw clamp terminals. This single component pilot light provides clear visual feedback on the status of your machines. It is easily installed into standard 22 mm diameter cut-outs and connected with simple screw-clamp connections. It is clearly distinguishable visually at a distance due to clear colors and illumination via integral LED, enabling complex machine statuses to be read at a glance. It is impact resistant, dust proof, waterproof and vibration resistant thanks to its IP65, making it ideal for operation in harsh environments. | Type of lens | Flat
| 153 | Automation and Control | Industrial Switch | Pilot Lamps | HARMONY XB7 ROUND PILOT LIGHT INTEGRAL LED 24V GREEN | 2053576 | XB7EV03BP | SCHNEIDER ELECTRIC | 210 | https://pim-kvc.soneparsea.com:3443/PictureServer/default.aspx/schneider-xb7ev03bp_image1.jpg?A3889C9397807479A2A1C7A8BAA5959DB4AAC672CA996799C67587A7C29699A1B1ACB97680A1A09B | https://pim-kvc.soneparsea.com:3443/PictureServer/default.aspx/schneider-XB7-EV03BP.pdf?81788B76AEAA939CBEAABDA9B7A95D8C927C818AA8676376A073C4A9B8 | HARMONY XB7 ROUND PILOT LIGHT INTEGRAL LED Ø22 24V GREEN | This Schneider Electric Harmony XB7 plain lens monolithic green pilot light is supplied with 24Vac/dc, uses an integral LED and screw clamp terminals. This single component pilot light provides clear visual feedback on the status of your machines. It is easily installed into standard 22 mm diameter cut-outs and connected with simple screw-clamp connections. It is clearly distinguishable visually at a distance due to clear colors and illumination via integral LED, enabling complex machine statuses to be read at a glance. It is impact resistant, dust proof, waterproof and vibration resistant thanks to its IP65, making it ideal for operation in harsh environments. | Hole diameter | 22.5mm
| 153 | Automation and Control | Industrial Switch | Pilot Lamps | HARMONY XB7 ROUND PILOT LIGHT INTEGRAL LED 24V GREEN | 2053576 | XB7EV03BP | SCHNEIDER ELECTRIC | 210 | https://pim-kvc.soneparsea.com:3443/PictureServer/default.aspx/schneider-xb7ev03bp_image1.jpg?A3889C9397807479A2A1C7A8BAA5959DB4AAC672CA996799C67587A7C29699A1B1ACB97680A1A09B | https://pim-kvc.soneparsea.com:3443/PictureServer/default.aspx/schneider-XB7-EV03BP.pdf?81788B76AEAA939CBEAABDA9B7A95D8C927C818AA8676376A073C4A9B8 | HARMONY XB7 ROUND PILOT LIGHT INTEGRAL LED Ø22 24V GREEN | This Schneider Electric Harmony XB7 plain lens monolithic green pilot light is supplied with 24Vac/dc, uses an integral LED and screw clamp terminals. This single component pilot light provides clear visual feedback on the status of your machines. It is easily installed into standard 22 mm diameter cut-outs and connected with simple screw-clamp connections. It is clearly distinguishable visually at a distance due to clear colors and illumination via integral LED, enabling complex machine statuses to be read at a glance. It is impact resistant, dust proof, waterproof and vibration resistant thanks to its IP65, making it ideal for operation in harsh environments. | Width opening | 0mm
| 153 | Automation and Control | Industrial Switch | Pilot Lamps | HARMONY XB7 ROUND PILOT LIGHT INTEGRAL LED 24V GREEN | 2053576 | XB7EV03BP | SCHNEIDER ELECTRIC | 210 | https://pim-kvc.soneparsea.com:3443/PictureServer/default.aspx/schneider-xb7ev03bp_image1.jpg?A3889C9397807479A2A1C7A8BAA5959DB4AAC672CA996799C67587A7C29699A1B1ACB97680A1A09B | https://pim-kvc.soneparsea.com:3443/PictureServer/default.aspx/schneider-XB7-EV03BP.pdf?81788B76AEAA939CBEAABDA9B7A95D8C927C818AA8676376A073C4A9B8 | HARMONY XB7 ROUND PILOT LIGHT INTEGRAL LED Ø22 24V GREEN | This Schneider Electric Harmony XB7 plain lens monolithic green pilot light is supplied with 24Vac/dc, uses an integral LED and screw clamp terminals. This single component pilot light provides clear visual feedback on the status of your machines. It is easily installed into standard 22 mm diameter cut-outs and connected with simple screw-clamp connections. It is clearly distinguishable visually at a distance due to clear colors and illumination via integral LED, enabling complex machine statuses to be read at a glance. It is impact resistant, dust proof, waterproof and vibration resistant thanks to its IP65, making it ideal for operation in harsh environments. | Height opening | 0mm
| 153 | Automation and Control | Industrial Switch | Pilot Lamps | HARMONY XB7 ROUND PILOT LIGHT INTEGRAL LED 24V GREEN | 2053576 | XB7EV03BP | SCHNEIDER ELECTRIC | 210 | https://pim-kvc.soneparsea.com:3443/PictureServer/default.aspx/schneider-xb7ev03bp_image1.jpg?A3889C9397807479A2A1C7A8BAA5959DB4AAC672CA996799C67587A7C29699A1B1ACB97680A1A09B | https://pim-kvc.soneparsea.com:3443/PictureServer/default.aspx/schneider-XB7-EV03BP.pdf?81788B76AEAA939CBEAABDA9B7A95D8C927C818AA8676376A073C4A9B8 | HARMONY XB7 ROUND PILOT LIGHT INTEGRAL LED Ø22 24V GREEN | This Schneider Electric Harmony XB7 plain lens monolithic green pilot light is supplied with 24Vac/dc, uses an integral LED and screw clamp terminals. This single component pilot light provides clear visual feedback on the status of your machines. It is easily installed into standard 22 mm diameter cut-outs and connected with simple screw-clamp connections. It is clearly distinguishable visually at a distance due to clear colors and illumination via integral LED, enabling complex machine statuses to be read at a glance. It is impact resistant, dust proof, waterproof and vibration resistant thanks to its IP65, making it ideal for operation in harsh environments. | With front ring | no
| 153 | Automation and Control | Industrial Switch | Pilot Lamps | HARMONY XB7 ROUND PILOT LIGHT INTEGRAL LED 24V GREEN | 2053576 | XB7EV03BP | SCHNEIDER ELECTRIC | 210 | https://pim-kvc.soneparsea.com:3443/PictureServer/default.aspx/schneider-xb7ev03bp_image1.jpg?A3889C9397807479A2A1C7A8BAA5959DB4AAC672CA996799C67587A7C29699A1B1ACB97680A1A09B | https://pim-kvc.soneparsea.com:3443/PictureServer/default.aspx/schneider-XB7-EV03BP.pdf?81788B76AEAA939CBEAABDA9B7A95D8C927C818AA8676376A073C4A9B8 | HARMONY XB7 ROUND PILOT LIGHT INTEGRAL LED Ø22 24V GREEN | This Schneider Electric Harmony XB7 plain lens monolithic green pilot light is supplied with 24Vac/dc, uses an integral LED and screw clamp terminals. This single component pilot light provides clear visual feedback on the status of your machines. It is easily installed into standard 22 mm diameter cut-outs and connected with simple screw-clamp connections. It is clearly distinguishable visually at a distance due to clear colors and illumination via integral LED, enabling complex machine statuses to be read at a glance. It is impact resistant, dust proof, waterproof and vibration resistant thanks to its IP65, making it ideal for operation in harsh environments. | Material front ring | Other
| 153 | Automation and Control | Industrial Switch | Pilot Lamps | HARMONY XB7 ROUND PILOT LIGHT INTEGRAL LED 24V GREEN | 2053576 | XB7EV03BP | SCHNEIDER ELECTRIC | 210 | https://pim-kvc.soneparsea.com:3443/PictureServer/default.aspx/schneider-xb7ev03bp_image1.jpg?A3889C9397807479A2A1C7A8BAA5959DB4AAC672CA996799C67587A7C29699A1B1ACB97680A1A09B | https://pim-kvc.soneparsea.com:3443/PictureServer/default.aspx/schneider-XB7-EV03BP.pdf?81788B76AEAA939CBEAABDA9B7A95D8C927C818AA8676376A073C4A9B8 | HARMONY XB7 ROUND PILOT LIGHT INTEGRAL LED Ø22 24V GREEN | This Schneider Electric Harmony XB7 plain lens monolithic green pilot light is supplied with 24Vac/dc, uses an integral LED and screw clamp terminals. This single component pilot light provides clear visual feedback on the status of your machines. It is easily installed into standard 22 mm diameter cut-outs and connected with simple screw-clamp connections. It is clearly distinguishable visually at a distance due to clear colors and illumination via integral LED, enabling complex machine statuses to be read at a glance. It is impact resistant, dust proof, waterproof and vibration resistant thanks to its IP65, making it ideal for operation in harsh environments. | Colour front ring | Other
| 153 | Automation and Control | Industrial Switch | Pilot Lamps | HARMONY XB7 ROUND PILOT LIGHT INTEGRAL LED 24V GREEN | 2053576 | XB7EV03BP | SCHNEIDER ELECTRIC | 210 | https://pim-kvc.soneparsea.com:3443/PictureServer/default.aspx/schneider-xb7ev03bp_image1.jpg?A3889C9397807479A2A1C7A8BAA5959DB4AAC672CA996799C67587A7C29699A1B1ACB97680A1A09B | https://pim-kvc.soneparsea.com:3443/PictureServer/default.aspx/schneider-XB7-EV03BP.pdf?81788B76AEAA939CBEAABDA9B7A95D8C927C818AA8676376A073C4A9B8 | HARMONY XB7 ROUND PILOT LIGHT INTEGRAL LED Ø22 24V GREEN | This Schneider Electric Harmony XB7 plain lens monolithic green pilot light is supplied with 24Vac/dc, uses an integral LED and screw clamp terminals. This single component pilot light provides clear visual feedback on the status of your machines. It is easily installed into standard 22 mm diameter cut-outs and connected with simple screw-clamp connections. It is clearly distinguishable visually at a distance due to clear colors and illumination via integral LED, enabling complex machine statuses to be read at a glance. It is impact resistant, dust proof, waterproof and vibration resistant thanks to its IP65, making it ideal for operation in harsh environments. | Degree of protection (IP) | IP54
| 154 | Automation and Control | Industrial Switch | Pendant Control Stations | HARMONY XAC EMPTY PENDANT CONTROL STATION 6 OPENINGS | 2057103 | XACA06 | SCHNEIDER ELECTRIC | 7400 | https://pim-kvc.soneparsea.com:3443/PictureServer/default.aspx/schneider-xaca06_image1.jpg?A3889C9397807479A2A1C7A8BAA5959DB4AAC672CA989395807BB3AEBF9897998173BEB5B9 | https://pim-kvc.soneparsea.com:3443/PictureServer/default.aspx/schneider-xaca06.pdf?81788B76AEAA939CBEAABDA9B7A95DACB1A8B5758865A098B6 | HARMONY XAC XAC-A EMPTY PENDANT CONTROL STATION 6 VERTICAL OPENINGS | Enclosure comprising: The enclosure, internal mounting plate, protective cable sleeve, internal cable clamp, suspension ring, cable tie (for tightening sleeve onto cable). | Number of command positions | 6
| 154 | Automation and Control | Industrial Switch | Pendant Control Stations | HARMONY XAC EMPTY PENDANT CONTROL STATION 6 OPENINGS | 2057103 | XACA06 | SCHNEIDER ELECTRIC | 7400 | https://pim-kvc.soneparsea.com:3443/PictureServer/default.aspx/schneider-xaca06_image1.jpg?A3889C9397807479A2A1C7A8BAA5959DB4AAC672CA989395807BB3AEBF9897998173BEB5B9 | https://pim-kvc.soneparsea.com:3443/PictureServer/default.aspx/schneider-xaca06.pdf?81788B76AEAA939CBEAABDA9B7A95DACB1A8B5758865A098B6 | HARMONY XAC XAC-A EMPTY PENDANT CONTROL STATION 6 VERTICAL OPENINGS | Enclosure comprising: The enclosure, internal mounting plate, protective cable sleeve, internal cable clamp, suspension ring, cable tie (for tightening sleeve onto cable). | Inner diameter opening | 26mm
| 154 | Automation and Control | Industrial Switch | Pendant Control Stations | HARMONY XAC EMPTY PENDANT CONTROL STATION 6 OPENINGS | 2057103 | XACA06 | SCHNEIDER ELECTRIC | 7400 | https://pim-kvc.soneparsea.com:3443/PictureServer/default.aspx/schneider-xaca06_image1.jpg?A3889C9397807479A2A1C7A8BAA5959DB4AAC672CA989395807BB3AEBF9897998173BEB5B9 | https://pim-kvc.soneparsea.com:3443/PictureServer/default.aspx/schneider-xaca06.pdf?81788B76AEAA939CBEAABDA9B7A95DACB1A8B5758865A098B6 | HARMONY XAC XAC-A EMPTY PENDANT CONTROL STATION 6 VERTICAL OPENINGS | Enclosure comprising: The enclosure, internal mounting plate, protective cable sleeve, internal cable clamp, suspension ring, cable tie (for tightening sleeve onto cable). | Colour housing cover | Yellow
| 154 | Automation and Control | Industrial Switch | Pendant Control Stations | HARMONY XAC EMPTY PENDANT CONTROL STATION 6 OPENINGS | 2057103 | XACA06 | SCHNEIDER ELECTRIC | 7400 | https://pim-kvc.soneparsea.com:3443/PictureServer/default.aspx/schneider-xaca06_image1.jpg?A3889C9397807479A2A1C7A8BAA5959DB4AAC672CA989395807BB3AEBF9897998173BEB5B9 | https://pim-kvc.soneparsea.com:3443/PictureServer/default.aspx/schneider-xaca06.pdf?81788B76AEAA939CBEAABDA9B7A95DACB1A8B5758865A098B6 | HARMONY XAC XAC-A EMPTY PENDANT CONTROL STATION 6 VERTICAL OPENINGS | Enclosure comprising: The enclosure, internal mounting plate, protective cable sleeve, internal cable clamp, suspension ring, cable tie (for tightening sleeve onto cable). | Suitable for main current circuit | no
| 154 | Automation and Control | Industrial Switch | Pendant Control Stations | HARMONY XAC EMPTY PENDANT CONTROL STATION 6 OPENINGS | 2057103 | XACA06 | SCHNEIDER ELECTRIC | 7400 | https://pim-kvc.soneparsea.com:3443/PictureServer/default.aspx/schneider-xaca06_image1.jpg?A3889C9397807479A2A1C7A8BAA5959DB4AAC672CA989395807BB3AEBF9897998173BEB5B9 | https://pim-kvc.soneparsea.com:3443/PictureServer/default.aspx/schneider-xaca06.pdf?81788B76AEAA939CBEAABDA9B7A95DACB1A8B5758865A098B6 | HARMONY XAC XAC-A EMPTY PENDANT CONTROL STATION 6 VERTICAL OPENINGS | Enclosure comprising: The enclosure, internal mounting plate, protective cable sleeve, internal cable clamp, suspension ring, cable tie (for tightening sleeve onto cable). | Suitable for control current circuit | yes
| 154 | Automation and Control | Industrial Switch | Pendant Control Stations | HARMONY XAC EMPTY PENDANT CONTROL STATION 6 OPENINGS | 2057103 | XACA06 | SCHNEIDER ELECTRIC | 7400 | https://pim-kvc.soneparsea.com:3443/PictureServer/default.aspx/schneider-xaca06_image1.jpg?A3889C9397807479A2A1C7A8BAA5959DB4AAC672CA989395807BB3AEBF9897998173BEB5B9 | https://pim-kvc.soneparsea.com:3443/PictureServer/default.aspx/schneider-xaca06.pdf?81788B76AEAA939CBEAABDA9B7A95DACB1A8B5758865A098B6 | HARMONY XAC XAC-A EMPTY PENDANT CONTROL STATION 6 VERTICAL OPENINGS | Enclosure comprising: The enclosure, internal mounting plate, protective cable sleeve, internal cable clamp, suspension ring, cable tie (for tightening sleeve onto cable). | Material housing | Plastic
| 154 | Automation and Control | Industrial Switch | Pendant Control Stations | HARMONY XAC EMPTY PENDANT CONTROL STATION 6 OPENINGS | 2057103 | XACA06 | SCHNEIDER ELECTRIC | 7400 | https://pim-kvc.soneparsea.com:3443/PictureServer/default.aspx/schneider-xaca06_image1.jpg?A3889C9397807479A2A1C7A8BAA5959DB4AAC672CA989395807BB3AEBF9897998173BEB5B9 | https://pim-kvc.soneparsea.com:3443/PictureServer/default.aspx/schneider-xaca06.pdf?81788B76AEAA939CBEAABDA9B7A95DACB1A8B5758865A098B6 | HARMONY XAC XAC-A EMPTY PENDANT CONTROL STATION 6 VERTICAL OPENINGS | Enclosure comprising: The enclosure, internal mounting plate, protective cable sleeve, internal cable clamp, suspension ring, cable tie (for tightening sleeve onto cable). | Degree of protection (IP) | IP65
| 155 | Automation and Control | Industrial Switch | Pendant Control Stations | HARMONY XAC PENDANT CONTROL STATION 4 PB OF 1 SPEED HOIST | 2057105 | XACA471 | SCHNEIDER ELECTRIC | 9580 | https://pim-kvc.soneparsea.com:3443/PictureServer/default.aspx/schneider-xaca471_image1.jpg?A3889C9397807479A2A1C7A8BAA5959DB4AAC672CA989395847C85A4BBA4919BB57682AFC29E | https://pim-kvc.soneparsea.com:3443/PictureServer/default.aspx/schneider-xaca471.pdf?81788B76AEAA939CBEAABDA9B7A95DACB1A8B57989685EA4B4AB | HARMONY XAC PENDANT CONTROL STATION XAC-A 4 PUSHBUTTONS | This Schneider Electric XACA pendant station is ideal to control single speed hoisting applications. It has 1 up , 1 down , 1 left and 1 right pushbutton with 1 normally open contact per button. It is IP65. This pistol grip shaped pendant control station is ideal for direct control with heavy work gloves of mechanical handling applications such as overhead cranes, tower cranes, fixed hoists and beam hoists. It is shock and corrosion resistant thanks to its rugged, double insulated thermoplastic material. Its high endurance allows for 1 million operations. | Number of command positions | 4
| 155 | Automation and Control | Industrial Switch | Pendant Control Stations | HARMONY XAC PENDANT CONTROL STATION 4 PB OF 1 SPEED HOIST | 2057105 | XACA471 | SCHNEIDER ELECTRIC | 9580 | https://pim-kvc.soneparsea.com:3443/PictureServer/default.aspx/schneider-xaca471_image1.jpg?A3889C9397807479A2A1C7A8BAA5959DB4AAC672CA989395847C85A4BBA4919BB57682AFC29E | https://pim-kvc.soneparsea.com:3443/PictureServer/default.aspx/schneider-xaca471.pdf?81788B76AEAA939CBEAABDA9B7A95DACB1A8B57989685EA4B4AB | HARMONY XAC PENDANT CONTROL STATION XAC-A 4 PUSHBUTTONS | This Schneider Electric XACA pendant station is ideal to control single speed hoisting applications. It has 1 up , 1 down , 1 left and 1 right pushbutton with 1 normally open contact per button. It is IP65. This pistol grip shaped pendant control station is ideal for direct control with heavy work gloves of mechanical handling applications such as overhead cranes, tower cranes, fixed hoists and beam hoists. It is shock and corrosion resistant thanks to its rugged, double insulated thermoplastic material. Its high endurance allows for 1 million operations. | Rated operation current Ie at AC-15, 600 V | 1.2A
| 155 | Automation and Control | Industrial Switch | Pendant Control Stations | HARMONY XAC PENDANT CONTROL STATION 4 PB OF 1 SPEED HOIST | 2057105 | XACA471 | SCHNEIDER ELECTRIC | 9580 | https://pim-kvc.soneparsea.com:3443/PictureServer/default.aspx/schneider-xaca471_image1.jpg?A3889C9397807479A2A1C7A8BAA5959DB4AAC672CA989395847C85A4BBA4919BB57682AFC29E | https://pim-kvc.soneparsea.com:3443/PictureServer/default.aspx/schneider-xaca471.pdf?81788B76AEAA939CBEAABDA9B7A95DACB1A8B57989685EA4B4AB | HARMONY XAC PENDANT CONTROL STATION XAC-A 4 PUSHBUTTONS | This Schneider Electric XACA pendant station is ideal to control single speed hoisting applications. It has 1 up , 1 down , 1 left and 1 right pushbutton with 1 normally open contact per button. It is IP65. This pistol grip shaped pendant control station is ideal for direct control with heavy work gloves of mechanical handling applications such as overhead cranes, tower cranes, fixed hoists and beam hoists. It is shock and corrosion resistant thanks to its rugged, double insulated thermoplastic material. Its high endurance allows for 1 million operations. | Number of speeds | 1
| 155 | Automation and Control | Industrial Switch | Pendant Control Stations | HARMONY XAC PENDANT CONTROL STATION 4 PB OF 1 SPEED HOIST | 2057105 | XACA471 | SCHNEIDER ELECTRIC | 9580 | https://pim-kvc.soneparsea.com:3443/PictureServer/default.aspx/schneider-xaca471_image1.jpg?A3889C9397807479A2A1C7A8BAA5959DB4AAC672CA989395847C85A4BBA4919BB57682AFC29E | https://pim-kvc.soneparsea.com:3443/PictureServer/default.aspx/schneider-xaca471.pdf?81788B76AEAA939CBEAABDA9B7A95DACB1A8B57989685EA4B4AB | HARMONY XAC PENDANT CONTROL STATION XAC-A 4 PUSHBUTTONS | This Schneider Electric XACA pendant station is ideal to control single speed hoisting applications. It has 1 up , 1 down , 1 left and 1 right pushbutton with 1 normally open contact per button. It is IP65. This pistol grip shaped pendant control station is ideal for direct control with heavy work gloves of mechanical handling applications such as overhead cranes, tower cranes, fixed hoists and beam hoists. It is shock and corrosion resistant thanks to its rugged, double insulated thermoplastic material. Its high endurance allows for 1 million operations. | Suitable for emergency stop | no
| 155 | Automation and Control | Industrial Switch | Pendant Control Stations | HARMONY XAC PENDANT CONTROL STATION 4 PB OF 1 SPEED HOIST | 2057105 | XACA471 | SCHNEIDER ELECTRIC | 9580 | https://pim-kvc.soneparsea.com:3443/PictureServer/default.aspx/schneider-xaca471_image1.jpg?A3889C9397807479A2A1C7A8BAA5959DB4AAC672CA989395847C85A4BBA4919BB57682AFC29E | https://pim-kvc.soneparsea.com:3443/PictureServer/default.aspx/schneider-xaca471.pdf?81788B76AEAA939CBEAABDA9B7A95DACB1A8B57989685EA4B4AB | HARMONY XAC PENDANT CONTROL STATION XAC-A 4 PUSHBUTTONS | This Schneider Electric XACA pendant station is ideal to control single speed hoisting applications. It has 1 up , 1 down , 1 left and 1 right pushbutton with 1 normally open contact per button. It is IP65. This pistol grip shaped pendant control station is ideal for direct control with heavy work gloves of mechanical handling applications such as overhead cranes, tower cranes, fixed hoists and beam hoists. It is shock and corrosion resistant thanks to its rugged, double insulated thermoplastic material. Its high endurance allows for 1 million operations. | Type of executable motions | Transport - hoist
| 155 | Automation and Control | Industrial Switch | Pendant Control Stations | HARMONY XAC PENDANT CONTROL STATION 4 PB OF 1 SPEED HOIST | 2057105 | XACA471 | SCHNEIDER ELECTRIC | 9580 | https://pim-kvc.soneparsea.com:3443/PictureServer/default.aspx/schneider-xaca471_image1.jpg?A3889C9397807479A2A1C7A8BAA5959DB4AAC672CA989395847C85A4BBA4919BB57682AFC29E | https://pim-kvc.soneparsea.com:3443/PictureServer/default.aspx/schneider-xaca471.pdf?81788B76AEAA939CBEAABDA9B7A95DACB1A8B57989685EA4B4AB | HARMONY XAC PENDANT CONTROL STATION XAC-A 4 PUSHBUTTONS | This Schneider Electric XACA pendant station is ideal to control single speed hoisting applications. It has 1 up , 1 down , 1 left and 1 right pushbutton with 1 normally open contact per button. It is IP65. This pistol grip shaped pendant control station is ideal for direct control with heavy work gloves of mechanical handling applications such as overhead cranes, tower cranes, fixed hoists and beam hoists. It is shock and corrosion resistant thanks to its rugged, double insulated thermoplastic material. Its high endurance allows for 1 million operations. | Material housing | Plastic
| 155 | Automation and Control | Industrial Switch | Pendant Control Stations | HARMONY XAC PENDANT CONTROL STATION 4 PB OF 1 SPEED HOIST | 2057105 | XACA471 | SCHNEIDER ELECTRIC | 9580 | https://pim-kvc.soneparsea.com:3443/PictureServer/default.aspx/schneider-xaca471_image1.jpg?A3889C9397807479A2A1C7A8BAA5959DB4AAC672CA989395847C85A4BBA4919BB57682AFC29E | https://pim-kvc.soneparsea.com:3443/PictureServer/default.aspx/schneider-xaca471.pdf?81788B76AEAA939CBEAABDA9B7A95DACB1A8B57989685EA4B4AB | HARMONY XAC PENDANT CONTROL STATION XAC-A 4 PUSHBUTTONS | This Schneider Electric XACA pendant station is ideal to control single speed hoisting applications. It has 1 up , 1 down , 1 left and 1 right pushbutton with 1 normally open contact per button. It is IP65. This pistol grip shaped pendant control station is ideal for direct control with heavy work gloves of mechanical handling applications such as overhead cranes, tower cranes, fixed hoists and beam hoists. It is shock and corrosion resistant thanks to its rugged, double insulated thermoplastic material. Its high endurance allows for 1 million operations. | Housing material quality | Other
| 155 | Automation and Control | Industrial Switch | Pendant Control Stations | HARMONY XAC PENDANT CONTROL STATION 4 PB OF 1 SPEED HOIST | 2057105 | XACA471 | SCHNEIDER ELECTRIC | 9580 | https://pim-kvc.soneparsea.com:3443/PictureServer/default.aspx/schneider-xaca471_image1.jpg?A3889C9397807479A2A1C7A8BAA5959DB4AAC672CA989395847C85A4BBA4919BB57682AFC29E | https://pim-kvc.soneparsea.com:3443/PictureServer/default.aspx/schneider-xaca471.pdf?81788B76AEAA939CBEAABDA9B7A95DACB1A8B57989685EA4B4AB | HARMONY XAC PENDANT CONTROL STATION XAC-A 4 PUSHBUTTONS | This Schneider Electric XACA pendant station is ideal to control single speed hoisting applications. It has 1 up , 1 down , 1 left and 1 right pushbutton with 1 normally open contact per button. It is IP65. This pistol grip shaped pendant control station is ideal for direct control with heavy work gloves of mechanical handling applications such as overhead cranes, tower cranes, fixed hoists and beam hoists. It is shock and corrosion resistant thanks to its rugged, double insulated thermoplastic material. Its high endurance allows for 1 million operations. | Colour housing cover | Yellow
| 155 | Automation and Control | Industrial Switch | Pendant Control Stations | HARMONY XAC PENDANT CONTROL STATION 4 PB OF 1 SPEED HOIST | 2057105 | XACA471 | SCHNEIDER ELECTRIC | 9580 | https://pim-kvc.soneparsea.com:3443/PictureServer/default.aspx/schneider-xaca471_image1.jpg?A3889C9397807479A2A1C7A8BAA5959DB4AAC672CA989395847C85A4BBA4919BB57682AFC29E | https://pim-kvc.soneparsea.com:3443/PictureServer/default.aspx/schneider-xaca471.pdf?81788B76AEAA939CBEAABDA9B7A95DACB1A8B57989685EA4B4AB | HARMONY XAC PENDANT CONTROL STATION XAC-A 4 PUSHBUTTONS | This Schneider Electric XACA pendant station is ideal to control single speed hoisting applications. It has 1 up , 1 down , 1 left and 1 right pushbutton with 1 normally open contact per button. It is IP65. This pistol grip shaped pendant control station is ideal for direct control with heavy work gloves of mechanical handling applications such as overhead cranes, tower cranes, fixed hoists and beam hoists. It is shock and corrosion resistant thanks to its rugged, double insulated thermoplastic material. Its high endurance allows for 1 million operations. | Degree of protection (IP) | IP65
| 155 | Automation and Control | Industrial Switch | Pendant Control Stations | HARMONY XAC PENDANT CONTROL STATION 4 PB OF 1 SPEED HOIST | 2057105 | XACA471 | SCHNEIDER ELECTRIC | 9580 | https://pim-kvc.soneparsea.com:3443/PictureServer/default.aspx/schneider-xaca471_image1.jpg?A3889C9397807479A2A1C7A8BAA5959DB4AAC672CA989395847C85A4BBA4919BB57682AFC29E | https://pim-kvc.soneparsea.com:3443/PictureServer/default.aspx/schneider-xaca471.pdf?81788B76AEAA939CBEAABDA9B7A95DACB1A8B57989685EA4B4AB | HARMONY XAC PENDANT CONTROL STATION XAC-A 4 PUSHBUTTONS | This Schneider Electric XACA pendant station is ideal to control single speed hoisting applications. It has 1 up , 1 down , 1 left and 1 right pushbutton with 1 normally open contact per button. It is IP65. This pistol grip shaped pendant control station is ideal for direct control with heavy work gloves of mechanical handling applications such as overhead cranes, tower cranes, fixed hoists and beam hoists. It is shock and corrosion resistant thanks to its rugged, double insulated thermoplastic material. Its high endurance allows for 1 million operations. | Degree of protection (NEMA) | 13
| 155 | Automation and Control | Industrial Switch | Pendant Control Stations | HARMONY XAC PENDANT CONTROL STATION 4 PB OF 1 SPEED HOIST | 2057105 | XACA471 | SCHNEIDER ELECTRIC | 9580 | https://pim-kvc.soneparsea.com:3443/PictureServer/default.aspx/schneider-xaca471_image1.jpg?A3889C9397807479A2A1C7A8BAA5959DB4AAC672CA989395847C85A4BBA4919BB57682AFC29E | https://pim-kvc.soneparsea.com:3443/PictureServer/default.aspx/schneider-xaca471.pdf?81788B76AEAA939CBEAABDA9B7A95DACB1A8B57989685EA4B4AB | HARMONY XAC PENDANT CONTROL STATION XAC-A 4 PUSHBUTTONS | This Schneider Electric XACA pendant station is ideal to control single speed hoisting applications. It has 1 up , 1 down , 1 left and 1 right pushbutton with 1 normally open contact per button. It is IP65. This pistol grip shaped pendant control station is ideal for direct control with heavy work gloves of mechanical handling applications such as overhead cranes, tower cranes, fixed hoists and beam hoists. It is shock and corrosion resistant thanks to its rugged, double insulated thermoplastic material. Its high endurance allows for 1 million operations. | Width | 80mm
| 155 | Automation and Control | Industrial Switch | Pendant Control Stations | HARMONY XAC PENDANT CONTROL STATION 4 PB OF 1 SPEED HOIST | 2057105 | XACA471 | SCHNEIDER ELECTRIC | 9580 | https://pim-kvc.soneparsea.com:3443/PictureServer/default.aspx/schneider-xaca471_image1.jpg?A3889C9397807479A2A1C7A8BAA5959DB4AAC672CA989395847C85A4BBA4919BB57682AFC29E | https://pim-kvc.soneparsea.com:3443/PictureServer/default.aspx/schneider-xaca471.pdf?81788B76AEAA939CBEAABDA9B7A95DACB1A8B57989685EA4B4AB | HARMONY XAC PENDANT CONTROL STATION XAC-A 4 PUSHBUTTONS | This Schneider Electric XACA pendant station is ideal to control single speed hoisting applications. It has 1 up , 1 down , 1 left and 1 right pushbutton with 1 normally open contact per button. It is IP65. This pistol grip shaped pendant control station is ideal for direct control with heavy work gloves of mechanical handling applications such as overhead cranes, tower cranes, fixed hoists and beam hoists. It is shock and corrosion resistant thanks to its rugged, double insulated thermoplastic material. Its high endurance allows for 1 million operations. | Height | 250mm
| 155 | Automation and Control | Industrial Switch | Pendant Control Stations | HARMONY XAC PENDANT CONTROL STATION 4 PB OF 1 SPEED HOIST | 2057105 | XACA471 | SCHNEIDER ELECTRIC | 9580 | https://pim-kvc.soneparsea.com:3443/PictureServer/default.aspx/schneider-xaca471_image1.jpg?A3889C9397807479A2A1C7A8BAA5959DB4AAC672CA989395847C85A4BBA4919BB57682AFC29E | https://pim-kvc.soneparsea.com:3443/PictureServer/default.aspx/schneider-xaca471.pdf?81788B76AEAA939CBEAABDA9B7A95DACB1A8B57989685EA4B4AB | HARMONY XAC PENDANT CONTROL STATION XAC-A 4 PUSHBUTTONS | This Schneider Electric XACA pendant station is ideal to control single speed hoisting applications. It has 1 up , 1 down , 1 left and 1 right pushbutton with 1 normally open contact per button. It is IP65. This pistol grip shaped pendant control station is ideal for direct control with heavy work gloves of mechanical handling applications such as overhead cranes, tower cranes, fixed hoists and beam hoists. It is shock and corrosion resistant thanks to its rugged, double insulated thermoplastic material. Its high endurance allows for 1 million operations. | Depth | 70mm
| 156 | Automation and Control | Industrial Switch | Push Buttons | HARMONY XALK STATION 1 RED PB TURN TO RELEASE 2NC YELLOW | 2057108 | XALK178F | SCHNEIDER ELECTRIC | 2825 | https://pim-kvc.soneparsea.com:3443/PictureServer/default.aspx/schneider-xalk178f_image1.jpg?A3889C9397807479A2A1C7A8BAA5959DB4AAC672CA989C9F817C8CABB1A09D95B7AA8573BCA797 | https://pim-kvc.soneparsea.com:3443/PictureServer/default.aspx/schneider-xalk178f.pdf?81788B76AEAA939CBEAABDA9B7A95DACB1B1BF76896F9662C0A9BA | HARMONY XALK YELLOW STATION 1 RED MUSHROOM HEAD PUSHBUTTON Ø40 TURN TO RELEASE 2NC | This Schneider Electric XALK yellow (RAL1021) control station is ideal for a clearly visible emergency shutdown of any machine. It has 1 red 40mm turn-to-release mushroom emergency stop push-button, with 2 normally closed contacts. It is IP65 / NEMA type 4. This yellow control station enables machine builders to easily add control and signalling functionality on their machines, with permanent modifications or damage to their machine body. It is designed for simple and mass production machines, textiles, packaging, handling small lifting systems, control of garage doors, rolling shutters, smoke extraction vents. It offers emergency stop and emergency switching off functions. | Unlocking method | Turn-release
| 156 | Automation and Control | Industrial Switch | Push Buttons | HARMONY XALK STATION 1 RED PB TURN TO RELEASE 2NC YELLOW | 2057108 | XALK178F | SCHNEIDER ELECTRIC | 2825 | https://pim-kvc.soneparsea.com:3443/PictureServer/default.aspx/schneider-xalk178f_image1.jpg?A3889C9397807479A2A1C7A8BAA5959DB4AAC672CA989C9F817C8CABB1A09D95B7AA8573BCA797 | https://pim-kvc.soneparsea.com:3443/PictureServer/default.aspx/schneider-xalk178f.pdf?81788B76AEAA939CBEAABDA9B7A95DACB1B1BF76896F9662C0A9BA | HARMONY XALK YELLOW STATION 1 RED MUSHROOM HEAD PUSHBUTTON Ø40 TURN TO RELEASE 2NC | This Schneider Electric XALK yellow (RAL1021) control station is ideal for a clearly visible emergency shutdown of any machine. It has 1 red 40mm turn-to-release mushroom emergency stop push-button, with 2 normally closed contacts. It is IP65 / NEMA type 4. This yellow control station enables machine builders to easily add control and signalling functionality on their machines, with permanent modifications or damage to their machine body. It is designed for simple and mass production machines, textiles, packaging, handling small lifting systems, control of garage doors, rolling shutters, smoke extraction vents. It offers emergency stop and emergency switching off functions. | Number of contacts as normally closed contact | 2
| 156 | Automation and Control | Industrial Switch | Push Buttons | HARMONY XALK STATION 1 RED PB TURN TO RELEASE 2NC YELLOW | 2057108 | XALK178F | SCHNEIDER ELECTRIC | 2825 | https://pim-kvc.soneparsea.com:3443/PictureServer/default.aspx/schneider-xalk178f_image1.jpg?A3889C9397807479A2A1C7A8BAA5959DB4AAC672CA989C9F817C8CABB1A09D95B7AA8573BCA797 | https://pim-kvc.soneparsea.com:3443/PictureServer/default.aspx/schneider-xalk178f.pdf?81788B76AEAA939CBEAABDA9B7A95DACB1B1BF76896F9662C0A9BA | HARMONY XALK YELLOW STATION 1 RED MUSHROOM HEAD PUSHBUTTON Ø40 TURN TO RELEASE 2NC | This Schneider Electric XALK yellow (RAL1021) control station is ideal for a clearly visible emergency shutdown of any machine. It has 1 red 40mm turn-to-release mushroom emergency stop push-button, with 2 normally closed contacts. It is IP65 / NEMA type 4. This yellow control station enables machine builders to easily add control and signalling functionality on their machines, with permanent modifications or damage to their machine body. It is designed for simple and mass production machines, textiles, packaging, handling small lifting systems, control of garage doors, rolling shutters, smoke extraction vents. It offers emergency stop and emergency switching off functions. | Number of contacts as normally open contact | 0
| 156 | Automation and Control | Industrial Switch | Push Buttons | HARMONY XALK STATION 1 RED PB TURN TO RELEASE 2NC YELLOW | 2057108 | XALK178F | SCHNEIDER ELECTRIC | 2825 | https://pim-kvc.soneparsea.com:3443/PictureServer/default.aspx/schneider-xalk178f_image1.jpg?A3889C9397807479A2A1C7A8BAA5959DB4AAC672CA989C9F817C8CABB1A09D95B7AA8573BCA797 | https://pim-kvc.soneparsea.com:3443/PictureServer/default.aspx/schneider-xalk178f.pdf?81788B76AEAA939CBEAABDA9B7A95DACB1B1BF76896F9662C0A9BA | HARMONY XALK YELLOW STATION 1 RED MUSHROOM HEAD PUSHBUTTON Ø40 TURN TO RELEASE 2NC | This Schneider Electric XALK yellow (RAL1021) control station is ideal for a clearly visible emergency shutdown of any machine. It has 1 red 40mm turn-to-release mushroom emergency stop push-button, with 2 normally closed contacts. It is IP65 / NEMA type 4. This yellow control station enables machine builders to easily add control and signalling functionality on their machines, with permanent modifications or damage to their machine body. It is designed for simple and mass production machines, textiles, packaging, handling small lifting systems, control of garage doors, rolling shutters, smoke extraction vents. It offers emergency stop and emergency switching off functions. | Degree of protection (IP) | IP66
| 156 | Automation and Control | Industrial Switch | Push Buttons | HARMONY XALK STATION 1 RED PB TURN TO RELEASE 2NC YELLOW | 2057108 | XALK178F | SCHNEIDER ELECTRIC | 2825 | https://pim-kvc.soneparsea.com:3443/PictureServer/default.aspx/schneider-xalk178f_image1.jpg?A3889C9397807479A2A1C7A8BAA5959DB4AAC672CA989C9F817C8CABB1A09D95B7AA8573BCA797 | https://pim-kvc.soneparsea.com:3443/PictureServer/default.aspx/schneider-xalk178f.pdf?81788B76AEAA939CBEAABDA9B7A95DACB1B1BF76896F9662C0A9BA | HARMONY XALK YELLOW STATION 1 RED MUSHROOM HEAD PUSHBUTTON Ø40 TURN TO RELEASE 2NC | This Schneider Electric XALK yellow (RAL1021) control station is ideal for a clearly visible emergency shutdown of any machine. It has 1 red 40mm turn-to-release mushroom emergency stop push-button, with 2 normally closed contacts. It is IP65 / NEMA type 4. This yellow control station enables machine builders to easily add control and signalling functionality on their machines, with permanent modifications or damage to their machine body. It is designed for simple and mass production machines, textiles, packaging, handling small lifting systems, control of garage doors, rolling shutters, smoke extraction vents. It offers emergency stop and emergency switching off functions. | Mounting method | Surface mounting
| 156 | Automation and Control | Industrial Switch | Push Buttons | HARMONY XALK STATION 1 RED PB TURN TO RELEASE 2NC YELLOW | 2057108 | XALK178F | SCHNEIDER ELECTRIC | 2825 | https://pim-kvc.soneparsea.com:3443/PictureServer/default.aspx/schneider-xalk178f_image1.jpg?A3889C9397807479A2A1C7A8BAA5959DB4AAC672CA989C9F817C8CABB1A09D95B7AA8573BCA797 | https://pim-kvc.soneparsea.com:3443/PictureServer/default.aspx/schneider-xalk178f.pdf?81788B76AEAA939CBEAABDA9B7A95DACB1B1BF76896F9662C0A9BA | HARMONY XALK YELLOW STATION 1 RED MUSHROOM HEAD PUSHBUTTON Ø40 TURN TO RELEASE 2NC | This Schneider Electric XALK yellow (RAL1021) control station is ideal for a clearly visible emergency shutdown of any machine. It has 1 red 40mm turn-to-release mushroom emergency stop push-button, with 2 normally closed contacts. It is IP65 / NEMA type 4. This yellow control station enables machine builders to easily add control and signalling functionality on their machines, with permanent modifications or damage to their machine body. It is designed for simple and mass production machines, textiles, packaging, handling small lifting systems, control of garage doors, rolling shutters, smoke extraction vents. It offers emergency stop and emergency switching off functions. | With lighting | no
| 156 | Automation and Control | Industrial Switch | Push Buttons | HARMONY XALK STATION 1 RED PB TURN TO RELEASE 2NC YELLOW | 2057108 | XALK178F | SCHNEIDER ELECTRIC | 2825 | https://pim-kvc.soneparsea.com:3443/PictureServer/default.aspx/schneider-xalk178f_image1.jpg?A3889C9397807479A2A1C7A8BAA5959DB4AAC672CA989C9F817C8CABB1A09D95B7AA8573BCA797 | https://pim-kvc.soneparsea.com:3443/PictureServer/default.aspx/schneider-xalk178f.pdf?81788B76AEAA939CBEAABDA9B7A95DACB1B1BF76896F9662C0A9BA | HARMONY XALK YELLOW STATION 1 RED MUSHROOM HEAD PUSHBUTTON Ø40 TURN TO RELEASE 2NC | This Schneider Electric XALK yellow (RAL1021) control station is ideal for a clearly visible emergency shutdown of any machine. It has 1 red 40mm turn-to-release mushroom emergency stop push-button, with 2 normally closed contacts. It is IP65 / NEMA type 4. This yellow control station enables machine builders to easily add control and signalling functionality on their machines, with permanent modifications or damage to their machine body. It is designed for simple and mass production machines, textiles, packaging, handling small lifting systems, control of garage doors, rolling shutters, smoke extraction vents. It offers emergency stop and emergency switching off functions. | Hole diameter | 22mm
| 156 | Automation and Control | Industrial Switch | Push Buttons | HARMONY XALK STATION 1 RED PB TURN TO RELEASE 2NC YELLOW | 2057108 | XALK178F | SCHNEIDER ELECTRIC | 2825 | https://pim-kvc.soneparsea.com:3443/PictureServer/default.aspx/schneider-xalk178f_image1.jpg?A3889C9397807479A2A1C7A8BAA5959DB4AAC672CA989C9F817C8CABB1A09D95B7AA8573BCA797 | https://pim-kvc.soneparsea.com:3443/PictureServer/default.aspx/schneider-xalk178f.pdf?81788B76AEAA939CBEAABDA9B7A95DACB1B1BF76896F9662C0A9BA | HARMONY XALK YELLOW STATION 1 RED MUSHROOM HEAD PUSHBUTTON Ø40 TURN TO RELEASE 2NC | This Schneider Electric XALK yellow (RAL1021) control station is ideal for a clearly visible emergency shutdown of any machine. It has 1 red 40mm turn-to-release mushroom emergency stop push-button, with 2 normally closed contacts. It is IP65 / NEMA type 4. This yellow control station enables machine builders to easily add control and signalling functionality on their machines, with permanent modifications or damage to their machine body. It is designed for simple and mass production machines, textiles, packaging, handling small lifting systems, control of garage doors, rolling shutters, smoke extraction vents. It offers emergency stop and emergency switching off functions. | Connection type auxiliary circuit | Screw connection
| 156 | Automation and Control | Industrial Switch | Push Buttons | HARMONY XALK STATION 1 RED PB TURN TO RELEASE 2NC YELLOW | 2057108 | XALK178F | SCHNEIDER ELECTRIC | 2825 | https://pim-kvc.soneparsea.com:3443/PictureServer/default.aspx/schneider-xalk178f_image1.jpg?A3889C9397807479A2A1C7A8BAA5959DB4AAC672CA989C9F817C8CABB1A09D95B7AA8573BCA797 | https://pim-kvc.soneparsea.com:3443/PictureServer/default.aspx/schneider-xalk178f.pdf?81788B76AEAA939CBEAABDA9B7A95DACB1B1BF76896F9662C0A9BA | HARMONY XALK YELLOW STATION 1 RED MUSHROOM HEAD PUSHBUTTON Ø40 TURN TO RELEASE 2NC | This Schneider Electric XALK yellow (RAL1021) control station is ideal for a clearly visible emergency shutdown of any machine. It has 1 red 40mm turn-to-release mushroom emergency stop push-button, with 2 normally closed contacts. It is IP65 / NEMA type 4. This yellow control station enables machine builders to easily add control and signalling functionality on their machines, with permanent modifications or damage to their machine body. It is designed for simple and mass production machines, textiles, packaging, handling small lifting systems, control of garage doors, rolling shutters, smoke extraction vents. It offers emergency stop and emergency switching off functions. | Diameter cap | 40mm
| 157 | Automation and Control | Industrial Switch | Pilot Lamps | HARMONY XB7 ROUND PILOT LIGHT INTEGRAL LED 24V BLUE | 2059390 | XB7EV06BP | SCHNEIDER ELECTRIC | 210 | https://pim-kvc.soneparsea.com:3443/PictureServer/default.aspx/schneider-xb7ev06bp_image1.jpg?A3889C9397807479A2A1C7A8BAA5959DB4AAC672CA996799C6758AA7C29699A1B1ACB97680A1A09B | https://pim-kvc.soneparsea.com:3443/PictureServer/default.aspx/schneider-XB7-EV06BP.pdf?81788B76AEAA939CBEAABDA9B7A95D8C927C818AA8676676A073C4A9B8 | HARMONY XB7 ROUND PILOT LIGHT Ø22 BLUE INTEGRAL LED 24V SCREW CLAMP TERMINALS | This Schneider Electric Harmony XB7 plain lens monolithic blue pilot light is supplied with 24Vac/dc, uses an integral LED and screw clamp terminals. This single component pilot light provides clear visual feedback on the status of your machines. It is easily installed into standard 22 mm diameter cut-outs and connected with simple screw-clamp connections. It is clearly distinguishable visually at a distance due to clear colors and illumination via integral LED, enabling complex machine statuses to be read at a glance. It is impact resistant, dust proof, waterproof and vibration resistant thanks to its IP65, making it ideal for operation in harsh environments. | Number of indicator lights | 1
| 157 | Automation and Control | Industrial Switch | Pilot Lamps | HARMONY XB7 ROUND PILOT LIGHT INTEGRAL LED 24V BLUE | 2059390 | XB7EV06BP | SCHNEIDER ELECTRIC | 210 | https://pim-kvc.soneparsea.com:3443/PictureServer/default.aspx/schneider-xb7ev06bp_image1.jpg?A3889C9397807479A2A1C7A8BAA5959DB4AAC672CA996799C6758AA7C29699A1B1ACB97680A1A09B | https://pim-kvc.soneparsea.com:3443/PictureServer/default.aspx/schneider-XB7-EV06BP.pdf?81788B76AEAA939CBEAABDA9B7A95D8C927C818AA8676676A073C4A9B8 | HARMONY XB7 ROUND PILOT LIGHT Ø22 BLUE INTEGRAL LED 24V SCREW CLAMP TERMINALS | This Schneider Electric Harmony XB7 plain lens monolithic blue pilot light is supplied with 24Vac/dc, uses an integral LED and screw clamp terminals. This single component pilot light provides clear visual feedback on the status of your machines. It is easily installed into standard 22 mm diameter cut-outs and connected with simple screw-clamp connections. It is clearly distinguishable visually at a distance due to clear colors and illumination via integral LED, enabling complex machine statuses to be read at a glance. It is impact resistant, dust proof, waterproof and vibration resistant thanks to its IP65, making it ideal for operation in harsh environments. | Colour lens | Blue
| 157 | Automation and Control | Industrial Switch | Pilot Lamps | HARMONY XB7 ROUND PILOT LIGHT INTEGRAL LED 24V BLUE | 2059390 | XB7EV06BP | SCHNEIDER ELECTRIC | 210 | https://pim-kvc.soneparsea.com:3443/PictureServer/default.aspx/schneider-xb7ev06bp_image1.jpg?A3889C9397807479A2A1C7A8BAA5959DB4AAC672CA996799C6758AA7C29699A1B1ACB97680A1A09B | https://pim-kvc.soneparsea.com:3443/PictureServer/default.aspx/schneider-XB7-EV06BP.pdf?81788B76AEAA939CBEAABDA9B7A95D8C927C818AA8676676A073C4A9B8 | HARMONY XB7 ROUND PILOT LIGHT Ø22 BLUE INTEGRAL LED 24V SCREW CLAMP TERMINALS | This Schneider Electric Harmony XB7 plain lens monolithic blue pilot light is supplied with 24Vac/dc, uses an integral LED and screw clamp terminals. This single component pilot light provides clear visual feedback on the status of your machines. It is easily installed into standard 22 mm diameter cut-outs and connected with simple screw-clamp connections. It is clearly distinguishable visually at a distance due to clear colors and illumination via integral LED, enabling complex machine statuses to be read at a glance. It is impact resistant, dust proof, waterproof and vibration resistant thanks to its IP65, making it ideal for operation in harsh environments. | Type of lamp socket | LED
| 157 | Automation and Control | Industrial Switch | Pilot Lamps | HARMONY XB7 ROUND PILOT LIGHT INTEGRAL LED 24V BLUE | 2059390 | XB7EV06BP | SCHNEIDER ELECTRIC | 210 | https://pim-kvc.soneparsea.com:3443/PictureServer/default.aspx/schneider-xb7ev06bp_image1.jpg?A3889C9397807479A2A1C7A8BAA5959DB4AAC672CA996799C6758AA7C29699A1B1ACB97680A1A09B | https://pim-kvc.soneparsea.com:3443/PictureServer/default.aspx/schneider-XB7-EV06BP.pdf?81788B76AEAA939CBEAABDA9B7A95D8C927C818AA8676676A073C4A9B8 | HARMONY XB7 ROUND PILOT LIGHT Ø22 BLUE INTEGRAL LED 24V SCREW CLAMP TERMINALS | This Schneider Electric Harmony XB7 plain lens monolithic blue pilot light is supplied with 24Vac/dc, uses an integral LED and screw clamp terminals. This single component pilot light provides clear visual feedback on the status of your machines. It is easily installed into standard 22 mm diameter cut-outs and connected with simple screw-clamp connections. It is clearly distinguishable visually at a distance due to clear colors and illumination via integral LED, enabling complex machine statuses to be read at a glance. It is impact resistant, dust proof, waterproof and vibration resistant thanks to its IP65, making it ideal for operation in harsh environments. | With light source | yes
| 157 | Automation and Control | Industrial Switch | Pilot Lamps | HARMONY XB7 ROUND PILOT LIGHT INTEGRAL LED 24V BLUE | 2059390 | XB7EV06BP | SCHNEIDER ELECTRIC | 210 | https://pim-kvc.soneparsea.com:3443/PictureServer/default.aspx/schneider-xb7ev06bp_image1.jpg?A3889C9397807479A2A1C7A8BAA5959DB4AAC672CA996799C6758AA7C29699A1B1ACB97680A1A09B | https://pim-kvc.soneparsea.com:3443/PictureServer/default.aspx/schneider-XB7-EV06BP.pdf?81788B76AEAA939CBEAABDA9B7A95D8C927C818AA8676676A073C4A9B8 | HARMONY XB7 ROUND PILOT LIGHT Ø22 BLUE INTEGRAL LED 24V SCREW CLAMP TERMINALS | This Schneider Electric Harmony XB7 plain lens monolithic blue pilot light is supplied with 24Vac/dc, uses an integral LED and screw clamp terminals. This single component pilot light provides clear visual feedback on the status of your machines. It is easily installed into standard 22 mm diameter cut-outs and connected with simple screw-clamp connections. It is clearly distinguishable visually at a distance due to clear colors and illumination via integral LED, enabling complex machine statuses to be read at a glance. It is impact resistant, dust proof, waterproof and vibration resistant thanks to its IP65, making it ideal for operation in harsh environments. | Rated operating voltage Ue | 24...24V
| 157 | Automation and Control | Industrial Switch | Pilot Lamps | HARMONY XB7 ROUND PILOT LIGHT INTEGRAL LED 24V BLUE | 2059390 | XB7EV06BP | SCHNEIDER ELECTRIC | 210 | https://pim-kvc.soneparsea.com:3443/PictureServer/default.aspx/schneider-xb7ev06bp_image1.jpg?A3889C9397807479A2A1C7A8BAA5959DB4AAC672CA996799C6758AA7C29699A1B1ACB97680A1A09B | https://pim-kvc.soneparsea.com:3443/PictureServer/default.aspx/schneider-XB7-EV06BP.pdf?81788B76AEAA939CBEAABDA9B7A95D8C927C818AA8676676A073C4A9B8 | HARMONY XB7 ROUND PILOT LIGHT Ø22 BLUE INTEGRAL LED 24V SCREW CLAMP TERMINALS | This Schneider Electric Harmony XB7 plain lens monolithic blue pilot light is supplied with 24Vac/dc, uses an integral LED and screw clamp terminals. This single component pilot light provides clear visual feedback on the status of your machines. It is easily installed into standard 22 mm diameter cut-outs and connected with simple screw-clamp connections. It is clearly distinguishable visually at a distance due to clear colors and illumination via integral LED, enabling complex machine statuses to be read at a glance. It is impact resistant, dust proof, waterproof and vibration resistant thanks to its IP65, making it ideal for operation in harsh environments. | Voltage type | AC/DC
| 157 | Automation and Control | Industrial Switch | Pilot Lamps | HARMONY XB7 ROUND PILOT LIGHT INTEGRAL LED 24V BLUE | 2059390 | XB7EV06BP | SCHNEIDER ELECTRIC | 210 | https://pim-kvc.soneparsea.com:3443/PictureServer/default.aspx/schneider-xb7ev06bp_image1.jpg?A3889C9397807479A2A1C7A8BAA5959DB4AAC672CA996799C6758AA7C29699A1B1ACB97680A1A09B | https://pim-kvc.soneparsea.com:3443/PictureServer/default.aspx/schneider-XB7-EV06BP.pdf?81788B76AEAA939CBEAABDA9B7A95D8C927C818AA8676676A073C4A9B8 | HARMONY XB7 ROUND PILOT LIGHT Ø22 BLUE INTEGRAL LED 24V SCREW CLAMP TERMINALS | This Schneider Electric Harmony XB7 plain lens monolithic blue pilot light is supplied with 24Vac/dc, uses an integral LED and screw clamp terminals. This single component pilot light provides clear visual feedback on the status of your machines. It is easily installed into standard 22 mm diameter cut-outs and connected with simple screw-clamp connections. It is clearly distinguishable visually at a distance due to clear colors and illumination via integral LED, enabling complex machine statuses to be read at a glance. It is impact resistant, dust proof, waterproof and vibration resistant thanks to its IP65, making it ideal for operation in harsh environments. | Type of electric connection | Screw connection
| 157 | Automation and Control | Industrial Switch | Pilot Lamps | HARMONY XB7 ROUND PILOT LIGHT INTEGRAL LED 24V BLUE | 2059390 | XB7EV06BP | SCHNEIDER ELECTRIC | 210 | https://pim-kvc.soneparsea.com:3443/PictureServer/default.aspx/schneider-xb7ev06bp_image1.jpg?A3889C9397807479A2A1C7A8BAA5959DB4AAC672CA996799C6758AA7C29699A1B1ACB97680A1A09B | https://pim-kvc.soneparsea.com:3443/PictureServer/default.aspx/schneider-XB7-EV06BP.pdf?81788B76AEAA939CBEAABDA9B7A95D8C927C818AA8676676A073C4A9B8 | HARMONY XB7 ROUND PILOT LIGHT Ø22 BLUE INTEGRAL LED 24V SCREW CLAMP TERMINALS | This Schneider Electric Harmony XB7 plain lens monolithic blue pilot light is supplied with 24Vac/dc, uses an integral LED and screw clamp terminals. This single component pilot light provides clear visual feedback on the status of your machines. It is easily installed into standard 22 mm diameter cut-outs and connected with simple screw-clamp connections. It is clearly distinguishable visually at a distance due to clear colors and illumination via integral LED, enabling complex machine statuses to be read at a glance. It is impact resistant, dust proof, waterproof and vibration resistant thanks to its IP65, making it ideal for operation in harsh environments. | Construction type lens | Round
| 157 | Automation and Control | Industrial Switch | Pilot Lamps | HARMONY XB7 ROUND PILOT LIGHT INTEGRAL LED 24V BLUE | 2059390 | XB7EV06BP | SCHNEIDER ELECTRIC | 210 | https://pim-kvc.soneparsea.com:3443/PictureServer/default.aspx/schneider-xb7ev06bp_image1.jpg?A3889C9397807479A2A1C7A8BAA5959DB4AAC672CA996799C6758AA7C29699A1B1ACB97680A1A09B | https://pim-kvc.soneparsea.com:3443/PictureServer/default.aspx/schneider-XB7-EV06BP.pdf?81788B76AEAA939CBEAABDA9B7A95D8C927C818AA8676676A073C4A9B8 | HARMONY XB7 ROUND PILOT LIGHT Ø22 BLUE INTEGRAL LED 24V SCREW CLAMP TERMINALS | This Schneider Electric Harmony XB7 plain lens monolithic blue pilot light is supplied with 24Vac/dc, uses an integral LED and screw clamp terminals. This single component pilot light provides clear visual feedback on the status of your machines. It is easily installed into standard 22 mm diameter cut-outs and connected with simple screw-clamp connections. It is clearly distinguishable visually at a distance due to clear colors and illumination via integral LED, enabling complex machine statuses to be read at a glance. It is impact resistant, dust proof, waterproof and vibration resistant thanks to its IP65, making it ideal for operation in harsh environments. | Type of lens | High
| 157 | Automation and Control | Industrial Switch | Pilot Lamps | HARMONY XB7 ROUND PILOT LIGHT INTEGRAL LED 24V BLUE | 2059390 | XB7EV06BP | SCHNEIDER ELECTRIC | 210 | https://pim-kvc.soneparsea.com:3443/PictureServer/default.aspx/schneider-xb7ev06bp_image1.jpg?A3889C9397807479A2A1C7A8BAA5959DB4AAC672CA996799C6758AA7C29699A1B1ACB97680A1A09B | https://pim-kvc.soneparsea.com:3443/PictureServer/default.aspx/schneider-XB7-EV06BP.pdf?81788B76AEAA939CBEAABDA9B7A95D8C927C818AA8676676A073C4A9B8 | HARMONY XB7 ROUND PILOT LIGHT Ø22 BLUE INTEGRAL LED 24V SCREW CLAMP TERMINALS | This Schneider Electric Harmony XB7 plain lens monolithic blue pilot light is supplied with 24Vac/dc, uses an integral LED and screw clamp terminals. This single component pilot light provides clear visual feedback on the status of your machines. It is easily installed into standard 22 mm diameter cut-outs and connected with simple screw-clamp connections. It is clearly distinguishable visually at a distance due to clear colors and illumination via integral LED, enabling complex machine statuses to be read at a glance. It is impact resistant, dust proof, waterproof and vibration resistant thanks to its IP65, making it ideal for operation in harsh environments. | Hole diameter | 22mm
| 157 | Automation and Control | Industrial Switch | Pilot Lamps | HARMONY XB7 ROUND PILOT LIGHT INTEGRAL LED 24V BLUE | 2059390 | XB7EV06BP | SCHNEIDER ELECTRIC | 210 | https://pim-kvc.soneparsea.com:3443/PictureServer/default.aspx/schneider-xb7ev06bp_image1.jpg?A3889C9397807479A2A1C7A8BAA5959DB4AAC672CA996799C6758AA7C29699A1B1ACB97680A1A09B | https://pim-kvc.soneparsea.com:3443/PictureServer/default.aspx/schneider-XB7-EV06BP.pdf?81788B76AEAA939CBEAABDA9B7A95D8C927C818AA8676676A073C4A9B8 | HARMONY XB7 ROUND PILOT LIGHT Ø22 BLUE INTEGRAL LED 24V SCREW CLAMP TERMINALS | This Schneider Electric Harmony XB7 plain lens monolithic blue pilot light is supplied with 24Vac/dc, uses an integral LED and screw clamp terminals. This single component pilot light provides clear visual feedback on the status of your machines. It is easily installed into standard 22 mm diameter cut-outs and connected with simple screw-clamp connections. It is clearly distinguishable visually at a distance due to clear colors and illumination via integral LED, enabling complex machine statuses to be read at a glance. It is impact resistant, dust proof, waterproof and vibration resistant thanks to its IP65, making it ideal for operation in harsh environments. | Width opening | 0mm
| 157 | Automation and Control | Industrial Switch | Pilot Lamps | HARMONY XB7 ROUND PILOT LIGHT INTEGRAL LED 24V BLUE | 2059390 | XB7EV06BP | SCHNEIDER ELECTRIC | 210 | https://pim-kvc.soneparsea.com:3443/PictureServer/default.aspx/schneider-xb7ev06bp_image1.jpg?A3889C9397807479A2A1C7A8BAA5959DB4AAC672CA996799C6758AA7C29699A1B1ACB97680A1A09B | https://pim-kvc.soneparsea.com:3443/PictureServer/default.aspx/schneider-XB7-EV06BP.pdf?81788B76AEAA939CBEAABDA9B7A95D8C927C818AA8676676A073C4A9B8 | HARMONY XB7 ROUND PILOT LIGHT Ø22 BLUE INTEGRAL LED 24V SCREW CLAMP TERMINALS | This Schneider Electric Harmony XB7 plain lens monolithic blue pilot light is supplied with 24Vac/dc, uses an integral LED and screw clamp terminals. This single component pilot light provides clear visual feedback on the status of your machines. It is easily installed into standard 22 mm diameter cut-outs and connected with simple screw-clamp connections. It is clearly distinguishable visually at a distance due to clear colors and illumination via integral LED, enabling complex machine statuses to be read at a glance. It is impact resistant, dust proof, waterproof and vibration resistant thanks to its IP65, making it ideal for operation in harsh environments. | Height opening | 0mm
| 157 | Automation and Control | Industrial Switch | Pilot Lamps | HARMONY XB7 ROUND PILOT LIGHT INTEGRAL LED 24V BLUE | 2059390 | XB7EV06BP | SCHNEIDER ELECTRIC | 210 | https://pim-kvc.soneparsea.com:3443/PictureServer/default.aspx/schneider-xb7ev06bp_image1.jpg?A3889C9397807479A2A1C7A8BAA5959DB4AAC672CA996799C6758AA7C29699A1B1ACB97680A1A09B | https://pim-kvc.soneparsea.com:3443/PictureServer/default.aspx/schneider-XB7-EV06BP.pdf?81788B76AEAA939CBEAABDA9B7A95D8C927C818AA8676676A073C4A9B8 | HARMONY XB7 ROUND PILOT LIGHT Ø22 BLUE INTEGRAL LED 24V SCREW CLAMP TERMINALS | This Schneider Electric Harmony XB7 plain lens monolithic blue pilot light is supplied with 24Vac/dc, uses an integral LED and screw clamp terminals. This single component pilot light provides clear visual feedback on the status of your machines. It is easily installed into standard 22 mm diameter cut-outs and connected with simple screw-clamp connections. It is clearly distinguishable visually at a distance due to clear colors and illumination via integral LED, enabling complex machine statuses to be read at a glance. It is impact resistant, dust proof, waterproof and vibration resistant thanks to its IP65, making it ideal for operation in harsh environments. | With front ring | no
| 157 | Automation and Control | Industrial Switch | Pilot Lamps | HARMONY XB7 ROUND PILOT LIGHT INTEGRAL LED 24V BLUE | 2059390 | XB7EV06BP | SCHNEIDER ELECTRIC | 210 | https://pim-kvc.soneparsea.com:3443/PictureServer/default.aspx/schneider-xb7ev06bp_image1.jpg?A3889C9397807479A2A1C7A8BAA5959DB4AAC672CA996799C6758AA7C29699A1B1ACB97680A1A09B | https://pim-kvc.soneparsea.com:3443/PictureServer/default.aspx/schneider-XB7-EV06BP.pdf?81788B76AEAA939CBEAABDA9B7A95D8C927C818AA8676676A073C4A9B8 | HARMONY XB7 ROUND PILOT LIGHT Ø22 BLUE INTEGRAL LED 24V SCREW CLAMP TERMINALS | This Schneider Electric Harmony XB7 plain lens monolithic blue pilot light is supplied with 24Vac/dc, uses an integral LED and screw clamp terminals. This single component pilot light provides clear visual feedback on the status of your machines. It is easily installed into standard 22 mm diameter cut-outs and connected with simple screw-clamp connections. It is clearly distinguishable visually at a distance due to clear colors and illumination via integral LED, enabling complex machine statuses to be read at a glance. It is impact resistant, dust proof, waterproof and vibration resistant thanks to its IP65, making it ideal for operation in harsh environments. | Material front ring | Other
| 157 | Automation and Control | Industrial Switch | Pilot Lamps | HARMONY XB7 ROUND PILOT LIGHT INTEGRAL LED 24V BLUE | 2059390 | XB7EV06BP | SCHNEIDER ELECTRIC | 210 | https://pim-kvc.soneparsea.com:3443/PictureServer/default.aspx/schneider-xb7ev06bp_image1.jpg?A3889C9397807479A2A1C7A8BAA5959DB4AAC672CA996799C6758AA7C29699A1B1ACB97680A1A09B | https://pim-kvc.soneparsea.com:3443/PictureServer/default.aspx/schneider-XB7-EV06BP.pdf?81788B76AEAA939CBEAABDA9B7A95D8C927C818AA8676676A073C4A9B8 | HARMONY XB7 ROUND PILOT LIGHT Ø22 BLUE INTEGRAL LED 24V SCREW CLAMP TERMINALS | This Schneider Electric Harmony XB7 plain lens monolithic blue pilot light is supplied with 24Vac/dc, uses an integral LED and screw clamp terminals. This single component pilot light provides clear visual feedback on the status of your machines. It is easily installed into standard 22 mm diameter cut-outs and connected with simple screw-clamp connections. It is clearly distinguishable visually at a distance due to clear colors and illumination via integral LED, enabling complex machine statuses to be read at a glance. It is impact resistant, dust proof, waterproof and vibration resistant thanks to its IP65, making it ideal for operation in harsh environments. | Colour front ring | Other
| 157 | Automation and Control | Industrial Switch | Pilot Lamps | HARMONY XB7 ROUND PILOT LIGHT INTEGRAL LED 24V BLUE | 2059390 | XB7EV06BP | SCHNEIDER ELECTRIC | 210 | https://pim-kvc.soneparsea.com:3443/PictureServer/default.aspx/schneider-xb7ev06bp_image1.jpg?A3889C9397807479A2A1C7A8BAA5959DB4AAC672CA996799C6758AA7C29699A1B1ACB97680A1A09B | https://pim-kvc.soneparsea.com:3443/PictureServer/default.aspx/schneider-XB7-EV06BP.pdf?81788B76AEAA939CBEAABDA9B7A95D8C927C818AA8676676A073C4A9B8 | HARMONY XB7 ROUND PILOT LIGHT Ø22 BLUE INTEGRAL LED 24V SCREW CLAMP TERMINALS | This Schneider Electric Harmony XB7 plain lens monolithic blue pilot light is supplied with 24Vac/dc, uses an integral LED and screw clamp terminals. This single component pilot light provides clear visual feedback on the status of your machines. It is easily installed into standard 22 mm diameter cut-outs and connected with simple screw-clamp connections. It is clearly distinguishable visually at a distance due to clear colors and illumination via integral LED, enabling complex machine statuses to be read at a glance. It is impact resistant, dust proof, waterproof and vibration resistant thanks to its IP65, making it ideal for operation in harsh environments. | Degree of protection (IP) | IP54
| 158 | Automation and Control | Industrial Switch | Push Buttons | HARMONY XALK STATION 1 RED PB TURN TO RELEASE 1NC YELLOW | 2059415 | XALK178 | SCHNEIDER ELECTRIC | 2510 | https://pim-kvc.soneparsea.com:3443/PictureServer/default.aspx/schneider-xalk178_image1.jpg?A3889C9397807479A2A1C7A8BAA5959DB4AAC672CA989C9F817C8CA4BBA4919BB57682AFC29E | https://pim-kvc.soneparsea.com:3443/PictureServer/default.aspx/schneider-XALK178.pdf?81788B76AEAA939CBEAABDA9B7A95D8C91919F76896F5EA4B4AB | HARMONY XALK YELLOW STATION 1 RED MUSHROOM HEAD PUSHBUTTON Ø40 TURN TO RELEASE 1NC | This Schneider Electric XALK yellow (RAL1021) control station is ideal for a clearly visible emergency shutdown of any machine. It has 1 red 40mm turn-to-release mushroom emergency stop push-button, with 1 normally closed contact. It is IP65 / NEMA type 4. This yellow control station enables machine builders to easily add control and signalling functionality on their machines, with permanent modifications or damage to their machine body. It is designed for simple and mass production machines, textiles, packaging, handling small lifting systems, control of garage doors, rolling shutters, smoke extraction vents. It offers emergency stop and emergency switching off functions. | Number of command positions | 1
| 158 | Automation and Control | Industrial Switch | Push Buttons | HARMONY XALK STATION 1 RED PB TURN TO RELEASE 1NC YELLOW | 2059415 | XALK178 | SCHNEIDER ELECTRIC | 2510 | https://pim-kvc.soneparsea.com:3443/PictureServer/default.aspx/schneider-xalk178_image1.jpg?A3889C9397807479A2A1C7A8BAA5959DB4AAC672CA989C9F817C8CA4BBA4919BB57682AFC29E | https://pim-kvc.soneparsea.com:3443/PictureServer/default.aspx/schneider-XALK178.pdf?81788B76AEAA939CBEAABDA9B7A95D8C91919F76896F5EA4B4AB | HARMONY XALK YELLOW STATION 1 RED MUSHROOM HEAD PUSHBUTTON Ø40 TURN TO RELEASE 1NC | This Schneider Electric XALK yellow (RAL1021) control station is ideal for a clearly visible emergency shutdown of any machine. It has 1 red 40mm turn-to-release mushroom emergency stop push-button, with 1 normally closed contact. It is IP65 / NEMA type 4. This yellow control station enables machine builders to easily add control and signalling functionality on their machines, with permanent modifications or damage to their machine body. It is designed for simple and mass production machines, textiles, packaging, handling small lifting systems, control of garage doors, rolling shutters, smoke extraction vents. It offers emergency stop and emergency switching off functions. | Number of push buttons | 1
| 158 | Automation and Control | Industrial Switch | Push Buttons | HARMONY XALK STATION 1 RED PB TURN TO RELEASE 1NC YELLOW | 2059415 | XALK178 | SCHNEIDER ELECTRIC | 2510 | https://pim-kvc.soneparsea.com:3443/PictureServer/default.aspx/schneider-xalk178_image1.jpg?A3889C9397807479A2A1C7A8BAA5959DB4AAC672CA989C9F817C8CA4BBA4919BB57682AFC29E | https://pim-kvc.soneparsea.com:3443/PictureServer/default.aspx/schneider-XALK178.pdf?81788B76AEAA939CBEAABDA9B7A95D8C91919F76896F5EA4B4AB | HARMONY XALK YELLOW STATION 1 RED MUSHROOM HEAD PUSHBUTTON Ø40 TURN TO RELEASE 1NC | This Schneider Electric XALK yellow (RAL1021) control station is ideal for a clearly visible emergency shutdown of any machine. It has 1 red 40mm turn-to-release mushroom emergency stop push-button, with 1 normally closed contact. It is IP65 / NEMA type 4. This yellow control station enables machine builders to easily add control and signalling functionality on their machines, with permanent modifications or damage to their machine body. It is designed for simple and mass production machines, textiles, packaging, handling small lifting systems, control of garage doors, rolling shutters, smoke extraction vents. It offers emergency stop and emergency switching off functions. | Number of indicator lights | 0
| 158 | Automation and Control | Industrial Switch | Push Buttons | HARMONY XALK STATION 1 RED PB TURN TO RELEASE 1NC YELLOW | 2059415 | XALK178 | SCHNEIDER ELECTRIC | 2510 | https://pim-kvc.soneparsea.com:3443/PictureServer/default.aspx/schneider-xalk178_image1.jpg?A3889C9397807479A2A1C7A8BAA5959DB4AAC672CA989C9F817C8CA4BBA4919BB57682AFC29E | https://pim-kvc.soneparsea.com:3443/PictureServer/default.aspx/schneider-XALK178.pdf?81788B76AEAA939CBEAABDA9B7A95D8C91919F76896F5EA4B4AB | HARMONY XALK YELLOW STATION 1 RED MUSHROOM HEAD PUSHBUTTON Ø40 TURN TO RELEASE 1NC | This Schneider Electric XALK yellow (RAL1021) control station is ideal for a clearly visible emergency shutdown of any machine. It has 1 red 40mm turn-to-release mushroom emergency stop push-button, with 1 normally closed contact. It is IP65 / NEMA type 4. This yellow control station enables machine builders to easily add control and signalling functionality on their machines, with permanent modifications or damage to their machine body. It is designed for simple and mass production machines, textiles, packaging, handling small lifting systems, control of garage doors, rolling shutters, smoke extraction vents. It offers emergency stop and emergency switching off functions. | Number of key switches | 0
| 158 | Automation and Control | Industrial Switch | Push Buttons | HARMONY XALK STATION 1 RED PB TURN TO RELEASE 1NC YELLOW | 2059415 | XALK178 | SCHNEIDER ELECTRIC | 2510 | https://pim-kvc.soneparsea.com:3443/PictureServer/default.aspx/schneider-xalk178_image1.jpg?A3889C9397807479A2A1C7A8BAA5959DB4AAC672CA989C9F817C8CA4BBA4919BB57682AFC29E | https://pim-kvc.soneparsea.com:3443/PictureServer/default.aspx/schneider-XALK178.pdf?81788B76AEAA939CBEAABDA9B7A95D8C91919F76896F5EA4B4AB | HARMONY XALK YELLOW STATION 1 RED MUSHROOM HEAD PUSHBUTTON Ø40 TURN TO RELEASE 1NC | This Schneider Electric XALK yellow (RAL1021) control station is ideal for a clearly visible emergency shutdown of any machine. It has 1 red 40mm turn-to-release mushroom emergency stop push-button, with 1 normally closed contact. It is IP65 / NEMA type 4. This yellow control station enables machine builders to easily add control and signalling functionality on their machines, with permanent modifications or damage to their machine body. It is designed for simple and mass production machines, textiles, packaging, handling small lifting systems, control of garage doors, rolling shutters, smoke extraction vents. It offers emergency stop and emergency switching off functions. | Number of selector switches | 0
| 158 | Automation and Control | Industrial Switch | Push Buttons | HARMONY XALK STATION 1 RED PB TURN TO RELEASE 1NC YELLOW | 2059415 | XALK178 | SCHNEIDER ELECTRIC | 2510 | https://pim-kvc.soneparsea.com:3443/PictureServer/default.aspx/schneider-xalk178_image1.jpg?A3889C9397807479A2A1C7A8BAA5959DB4AAC672CA989C9F817C8CA4BBA4919BB57682AFC29E | https://pim-kvc.soneparsea.com:3443/PictureServer/default.aspx/schneider-XALK178.pdf?81788B76AEAA939CBEAABDA9B7A95D8C91919F76896F5EA4B4AB | HARMONY XALK YELLOW STATION 1 RED MUSHROOM HEAD PUSHBUTTON Ø40 TURN TO RELEASE 1NC | This Schneider Electric XALK yellow (RAL1021) control station is ideal for a clearly visible emergency shutdown of any machine. It has 1 red 40mm turn-to-release mushroom emergency stop push-button, with 1 normally closed contact. It is IP65 / NEMA type 4. This yellow control station enables machine builders to easily add control and signalling functionality on their machines, with permanent modifications or damage to their machine body. It is designed for simple and mass production machines, textiles, packaging, handling small lifting systems, control of garage doors, rolling shutters, smoke extraction vents. It offers emergency stop and emergency switching off functions. | Number of mushroom-shaped push-buttons | 1
| 158 | Automation and Control | Industrial Switch | Push Buttons | HARMONY XALK STATION 1 RED PB TURN TO RELEASE 1NC YELLOW | 2059415 | XALK178 | SCHNEIDER ELECTRIC | 2510 | https://pim-kvc.soneparsea.com:3443/PictureServer/default.aspx/schneider-xalk178_image1.jpg?A3889C9397807479A2A1C7A8BAA5959DB4AAC672CA989C9F817C8CA4BBA4919BB57682AFC29E | https://pim-kvc.soneparsea.com:3443/PictureServer/default.aspx/schneider-XALK178.pdf?81788B76AEAA939CBEAABDA9B7A95D8C91919F76896F5EA4B4AB | HARMONY XALK YELLOW STATION 1 RED MUSHROOM HEAD PUSHBUTTON Ø40 TURN TO RELEASE 1NC | This Schneider Electric XALK yellow (RAL1021) control station is ideal for a clearly visible emergency shutdown of any machine. It has 1 red 40mm turn-to-release mushroom emergency stop push-button, with 1 normally closed contact. It is IP65 / NEMA type 4. This yellow control station enables machine builders to easily add control and signalling functionality on their machines, with permanent modifications or damage to their machine body. It is designed for simple and mass production machines, textiles, packaging, handling small lifting systems, control of garage doors, rolling shutters, smoke extraction vents. It offers emergency stop and emergency switching off functions. | Suitable for emergency stop | yes
| 158 | Automation and Control | Industrial Switch | Push Buttons | HARMONY XALK STATION 1 RED PB TURN TO RELEASE 1NC YELLOW | 2059415 | XALK178 | SCHNEIDER ELECTRIC | 2510 | https://pim-kvc.soneparsea.com:3443/PictureServer/default.aspx/schneider-xalk178_image1.jpg?A3889C9397807479A2A1C7A8BAA5959DB4AAC672CA989C9F817C8CA4BBA4919BB57682AFC29E | https://pim-kvc.soneparsea.com:3443/PictureServer/default.aspx/schneider-XALK178.pdf?81788B76AEAA939CBEAABDA9B7A95D8C91919F76896F5EA4B4AB | HARMONY XALK YELLOW STATION 1 RED MUSHROOM HEAD PUSHBUTTON Ø40 TURN TO RELEASE 1NC | This Schneider Electric XALK yellow (RAL1021) control station is ideal for a clearly visible emergency shutdown of any machine. It has 1 red 40mm turn-to-release mushroom emergency stop push-button, with 1 normally closed contact. It is IP65 / NEMA type 4. This yellow control station enables machine builders to easily add control and signalling functionality on their machines, with permanent modifications or damage to their machine body. It is designed for simple and mass production machines, textiles, packaging, handling small lifting systems, control of garage doors, rolling shutters, smoke extraction vents. It offers emergency stop and emergency switching off functions. | Rated control supply voltage Us at AC 50HZ | 230...230V
| 158 | Automation and Control | Industrial Switch | Push Buttons | HARMONY XALK STATION 1 RED PB TURN TO RELEASE 1NC YELLOW | 2059415 | XALK178 | SCHNEIDER ELECTRIC | 2510 | https://pim-kvc.soneparsea.com:3443/PictureServer/default.aspx/schneider-xalk178_image1.jpg?A3889C9397807479A2A1C7A8BAA5959DB4AAC672CA989C9F817C8CA4BBA4919BB57682AFC29E | https://pim-kvc.soneparsea.com:3443/PictureServer/default.aspx/schneider-XALK178.pdf?81788B76AEAA939CBEAABDA9B7A95D8C91919F76896F5EA4B4AB | HARMONY XALK YELLOW STATION 1 RED MUSHROOM HEAD PUSHBUTTON Ø40 TURN TO RELEASE 1NC | This Schneider Electric XALK yellow (RAL1021) control station is ideal for a clearly visible emergency shutdown of any machine. It has 1 red 40mm turn-to-release mushroom emergency stop push-button, with 1 normally closed contact. It is IP65 / NEMA type 4. This yellow control station enables machine builders to easily add control and signalling functionality on their machines, with permanent modifications or damage to their machine body. It is designed for simple and mass production machines, textiles, packaging, handling small lifting systems, control of garage doors, rolling shutters, smoke extraction vents. It offers emergency stop and emergency switching off functions. | Rated control supply voltage Us at AC 60HZ | 0...0V
| 158 | Automation and Control | Industrial Switch | Push Buttons | HARMONY XALK STATION 1 RED PB TURN TO RELEASE 1NC YELLOW | 2059415 | XALK178 | SCHNEIDER ELECTRIC | 2510 | https://pim-kvc.soneparsea.com:3443/PictureServer/default.aspx/schneider-xalk178_image1.jpg?A3889C9397807479A2A1C7A8BAA5959DB4AAC672CA989C9F817C8CA4BBA4919BB57682AFC29E | https://pim-kvc.soneparsea.com:3443/PictureServer/default.aspx/schneider-XALK178.pdf?81788B76AEAA939CBEAABDA9B7A95D8C91919F76896F5EA4B4AB | HARMONY XALK YELLOW STATION 1 RED MUSHROOM HEAD PUSHBUTTON Ø40 TURN TO RELEASE 1NC | This Schneider Electric XALK yellow (RAL1021) control station is ideal for a clearly visible emergency shutdown of any machine. It has 1 red 40mm turn-to-release mushroom emergency stop push-button, with 1 normally closed contact. It is IP65 / NEMA type 4. This yellow control station enables machine builders to easily add control and signalling functionality on their machines, with permanent modifications or damage to their machine body. It is designed for simple and mass production machines, textiles, packaging, handling small lifting systems, control of garage doors, rolling shutters, smoke extraction vents. It offers emergency stop and emergency switching off functions. | Rated control supply voltage Us at DC | 125...600V
| 158 | Automation and Control | Industrial Switch | Push Buttons | HARMONY XALK STATION 1 RED PB TURN TO RELEASE 1NC YELLOW | 2059415 | XALK178 | SCHNEIDER ELECTRIC | 2510 | https://pim-kvc.soneparsea.com:3443/PictureServer/default.aspx/schneider-xalk178_image1.jpg?A3889C9397807479A2A1C7A8BAA5959DB4AAC672CA989C9F817C8CA4BBA4919BB57682AFC29E | https://pim-kvc.soneparsea.com:3443/PictureServer/default.aspx/schneider-XALK178.pdf?81788B76AEAA939CBEAABDA9B7A95D8C91919F76896F5EA4B4AB | HARMONY XALK YELLOW STATION 1 RED MUSHROOM HEAD PUSHBUTTON Ø40 TURN TO RELEASE 1NC | This Schneider Electric XALK yellow (RAL1021) control station is ideal for a clearly visible emergency shutdown of any machine. It has 1 red 40mm turn-to-release mushroom emergency stop push-button, with 1 normally closed contact. It is IP65 / NEMA type 4. This yellow control station enables machine builders to easily add control and signalling functionality on their machines, with permanent modifications or damage to their machine body. It is designed for simple and mass production machines, textiles, packaging, handling small lifting systems, control of garage doors, rolling shutters, smoke extraction vents. It offers emergency stop and emergency switching off functions. | Colour housing cover | Yellow
| 158 | Automation and Control | Industrial Switch | Push Buttons | HARMONY XALK STATION 1 RED PB TURN TO RELEASE 1NC YELLOW | 2059415 | XALK178 | SCHNEIDER ELECTRIC | 2510 | https://pim-kvc.soneparsea.com:3443/PictureServer/default.aspx/schneider-xalk178_image1.jpg?A3889C9397807479A2A1C7A8BAA5959DB4AAC672CA989C9F817C8CA4BBA4919BB57682AFC29E | https://pim-kvc.soneparsea.com:3443/PictureServer/default.aspx/schneider-XALK178.pdf?81788B76AEAA939CBEAABDA9B7A95D8C91919F76896F5EA4B4AB | HARMONY XALK YELLOW STATION 1 RED MUSHROOM HEAD PUSHBUTTON Ø40 TURN TO RELEASE 1NC | This Schneider Electric XALK yellow (RAL1021) control station is ideal for a clearly visible emergency shutdown of any machine. It has 1 red 40mm turn-to-release mushroom emergency stop push-button, with 1 normally closed contact. It is IP65 / NEMA type 4. This yellow control station enables machine builders to easily add control and signalling functionality on their machines, with permanent modifications or damage to their machine body. It is designed for simple and mass production machines, textiles, packaging, handling small lifting systems, control of garage doors, rolling shutters, smoke extraction vents. It offers emergency stop and emergency switching off functions. | Material housing | Plastic
| 158 | Automation and Control | Industrial Switch | Push Buttons | HARMONY XALK STATION 1 RED PB TURN TO RELEASE 1NC YELLOW | 2059415 | XALK178 | SCHNEIDER ELECTRIC | 2510 | https://pim-kvc.soneparsea.com:3443/PictureServer/default.aspx/schneider-xalk178_image1.jpg?A3889C9397807479A2A1C7A8BAA5959DB4AAC672CA989C9F817C8CA4BBA4919BB57682AFC29E | https://pim-kvc.soneparsea.com:3443/PictureServer/default.aspx/schneider-XALK178.pdf?81788B76AEAA939CBEAABDA9B7A95D8C91919F76896F5EA4B4AB | HARMONY XALK YELLOW STATION 1 RED MUSHROOM HEAD PUSHBUTTON Ø40 TURN TO RELEASE 1NC | This Schneider Electric XALK yellow (RAL1021) control station is ideal for a clearly visible emergency shutdown of any machine. It has 1 red 40mm turn-to-release mushroom emergency stop push-button, with 1 normally closed contact. It is IP65 / NEMA type 4. This yellow control station enables machine builders to easily add control and signalling functionality on their machines, with permanent modifications or damage to their machine body. It is designed for simple and mass production machines, textiles, packaging, handling small lifting systems, control of garage doors, rolling shutters, smoke extraction vents. It offers emergency stop and emergency switching off functions. | Number of contacts as normally open contact | 0
| 158 | Automation and Control | Industrial Switch | Push Buttons | HARMONY XALK STATION 1 RED PB TURN TO RELEASE 1NC YELLOW | 2059415 | XALK178 | SCHNEIDER ELECTRIC | 2510 | https://pim-kvc.soneparsea.com:3443/PictureServer/default.aspx/schneider-xalk178_image1.jpg?A3889C9397807479A2A1C7A8BAA5959DB4AAC672CA989C9F817C8CA4BBA4919BB57682AFC29E | https://pim-kvc.soneparsea.com:3443/PictureServer/default.aspx/schneider-XALK178.pdf?81788B76AEAA939CBEAABDA9B7A95D8C91919F76896F5EA4B4AB | HARMONY XALK YELLOW STATION 1 RED MUSHROOM HEAD PUSHBUTTON Ø40 TURN TO RELEASE 1NC | This Schneider Electric XALK yellow (RAL1021) control station is ideal for a clearly visible emergency shutdown of any machine. It has 1 red 40mm turn-to-release mushroom emergency stop push-button, with 1 normally closed contact. It is IP65 / NEMA type 4. This yellow control station enables machine builders to easily add control and signalling functionality on their machines, with permanent modifications or damage to their machine body. It is designed for simple and mass production machines, textiles, packaging, handling small lifting systems, control of garage doors, rolling shutters, smoke extraction vents. It offers emergency stop and emergency switching off functions. | Number of contacts as normally closed contact | 1
| 158 | Automation and Control | Industrial Switch | Push Buttons | HARMONY XALK STATION 1 RED PB TURN TO RELEASE 1NC YELLOW | 2059415 | XALK178 | SCHNEIDER ELECTRIC | 2510 | https://pim-kvc.soneparsea.com:3443/PictureServer/default.aspx/schneider-xalk178_image1.jpg?A3889C9397807479A2A1C7A8BAA5959DB4AAC672CA989C9F817C8CA4BBA4919BB57682AFC29E | https://pim-kvc.soneparsea.com:3443/PictureServer/default.aspx/schneider-XALK178.pdf?81788B76AEAA939CBEAABDA9B7A95D8C91919F76896F5EA4B4AB | HARMONY XALK YELLOW STATION 1 RED MUSHROOM HEAD PUSHBUTTON Ø40 TURN TO RELEASE 1NC | This Schneider Electric XALK yellow (RAL1021) control station is ideal for a clearly visible emergency shutdown of any machine. It has 1 red 40mm turn-to-release mushroom emergency stop push-button, with 1 normally closed contact. It is IP65 / NEMA type 4. This yellow control station enables machine builders to easily add control and signalling functionality on their machines, with permanent modifications or damage to their machine body. It is designed for simple and mass production machines, textiles, packaging, handling small lifting systems, control of garage doors, rolling shutters, smoke extraction vents. It offers emergency stop and emergency switching off functions. | Number of contacts as change-over contact | 0
| 158 | Automation and Control | Industrial Switch | Push Buttons | HARMONY XALK STATION 1 RED PB TURN TO RELEASE 1NC YELLOW | 2059415 | XALK178 | SCHNEIDER ELECTRIC | 2510 | https://pim-kvc.soneparsea.com:3443/PictureServer/default.aspx/schneider-xalk178_image1.jpg?A3889C9397807479A2A1C7A8BAA5959DB4AAC672CA989C9F817C8CA4BBA4919BB57682AFC29E | https://pim-kvc.soneparsea.com:3443/PictureServer/default.aspx/schneider-XALK178.pdf?81788B76AEAA939CBEAABDA9B7A95D8C91919F76896F5EA4B4AB | HARMONY XALK YELLOW STATION 1 RED MUSHROOM HEAD PUSHBUTTON Ø40 TURN TO RELEASE 1NC | This Schneider Electric XALK yellow (RAL1021) control station is ideal for a clearly visible emergency shutdown of any machine. It has 1 red 40mm turn-to-release mushroom emergency stop push-button, with 1 normally closed contact. It is IP65 / NEMA type 4. This yellow control station enables machine builders to easily add control and signalling functionality on their machines, with permanent modifications or damage to their machine body. It is designed for simple and mass production machines, textiles, packaging, handling small lifting systems, control of garage doors, rolling shutters, smoke extraction vents. It offers emergency stop and emergency switching off functions. | Degree of protection (IP) | IP65
| 158 | Automation and Control | Industrial Switch | Push Buttons | HARMONY XALK STATION 1 RED PB TURN TO RELEASE 1NC YELLOW | 2059415 | XALK178 | SCHNEIDER ELECTRIC | 2510 | https://pim-kvc.soneparsea.com:3443/PictureServer/default.aspx/schneider-xalk178_image1.jpg?A3889C9397807479A2A1C7A8BAA5959DB4AAC672CA989C9F817C8CA4BBA4919BB57682AFC29E | https://pim-kvc.soneparsea.com:3443/PictureServer/default.aspx/schneider-XALK178.pdf?81788B76AEAA939CBEAABDA9B7A95D8C91919F76896F5EA4B4AB | HARMONY XALK YELLOW STATION 1 RED MUSHROOM HEAD PUSHBUTTON Ø40 TURN TO RELEASE 1NC | This Schneider Electric XALK yellow (RAL1021) control station is ideal for a clearly visible emergency shutdown of any machine. It has 1 red 40mm turn-to-release mushroom emergency stop push-button, with 1 normally closed contact. It is IP65 / NEMA type 4. This yellow control station enables machine builders to easily add control and signalling functionality on their machines, with permanent modifications or damage to their machine body. It is designed for simple and mass production machines, textiles, packaging, handling small lifting systems, control of garage doors, rolling shutters, smoke extraction vents. It offers emergency stop and emergency switching off functions. | Degree of protection (NEMA) | Other
| 159 | Automation and Control | Industrial Switch | Control Switch | XD4 JOYSTICK CONTROLLER Ø22 4-DIRECTION SPRING RETURN 1NO PE | 2059438 | XD4PA24 | SCHNEIDER ELECTRIC | 4820 | https://pim-kvc.soneparsea.com:3443/PictureServer/default.aspx/schneider-xd4pa24_image1.jpg?A3889C9397807479A2A1C7A8BAA5959DB4AAC672CA9B64A4B17788A4BBA4919BB57682AFC29E | https://pim-kvc.soneparsea.com:3443/PictureServer/default.aspx/schneider-xd4pa24.pdf?81788B76AEAA939CBEAABDA9B7A95DACB479C4A6846B5EA4B4AB | XD4 JOYSTICK CONTROLLER Ø22 4-DIRECTION SPRING RETURN 1NO PER DIRECTION | This Schneider Electric Harmony XB4 4-direction return-to-center joystick fits in a 22mm hole. It has 4 x NO (1 per direction) contacts and a chromium-plated metal bezel. This joystick provides a versatile and intuitive interface for controlling your machines. It is easily installed into standard 22 mm diameter cut-outs and connected to your control circuits with simple screw-clamp connections. It is impact resistant, dust proof, waterproof and vibration resistant thanks to its IP66, making it ideal for operation in harsh environments. | Rated operation current Ie at AC-21, 400 V | 0A
| 159 | Automation and Control | Industrial Switch | Control Switch | XD4 JOYSTICK CONTROLLER Ø22 4-DIRECTION SPRING RETURN 1NO PE | 2059438 | XD4PA24 | SCHNEIDER ELECTRIC | 4820 | https://pim-kvc.soneparsea.com:3443/PictureServer/default.aspx/schneider-xd4pa24_image1.jpg?A3889C9397807479A2A1C7A8BAA5959DB4AAC672CA9B64A4B17788A4BBA4919BB57682AFC29E | https://pim-kvc.soneparsea.com:3443/PictureServer/default.aspx/schneider-xd4pa24.pdf?81788B76AEAA939CBEAABDA9B7A95DACB479C4A6846B5EA4B4AB | XD4 JOYSTICK CONTROLLER Ø22 4-DIRECTION SPRING RETURN 1NO PER DIRECTION | This Schneider Electric Harmony XB4 4-direction return-to-center joystick fits in a 22mm hole. It has 4 x NO (1 per direction) contacts and a chromium-plated metal bezel. This joystick provides a versatile and intuitive interface for controlling your machines. It is easily installed into standard 22 mm diameter cut-outs and connected to your control circuits with simple screw-clamp connections. It is impact resistant, dust proof, waterproof and vibration resistant thanks to its IP66, making it ideal for operation in harsh environments. | Centre mounting, hole diameter | 22mm
| 159 | Automation and Control | Industrial Switch | Control Switch | XD4 JOYSTICK CONTROLLER Ø22 4-DIRECTION SPRING RETURN 1NO PE | 2059438 | XD4PA24 | SCHNEIDER ELECTRIC | 4820 | https://pim-kvc.soneparsea.com:3443/PictureServer/default.aspx/schneider-xd4pa24_image1.jpg?A3889C9397807479A2A1C7A8BAA5959DB4AAC672CA9B64A4B17788A4BBA4919BB57682AFC29E | https://pim-kvc.soneparsea.com:3443/PictureServer/default.aspx/schneider-xd4pa24.pdf?81788B76AEAA939CBEAABDA9B7A95DACB479C4A6846B5EA4B4AB | XD4 JOYSTICK CONTROLLER Ø22 4-DIRECTION SPRING RETURN 1NO PER DIRECTION | This Schneider Electric Harmony XB4 4-direction return-to-center joystick fits in a 22mm hole. It has 4 x NO (1 per direction) contacts and a chromium-plated metal bezel. This joystick provides a versatile and intuitive interface for controlling your machines. It is easily installed into standard 22 mm diameter cut-outs and connected to your control circuits with simple screw-clamp connections. It is impact resistant, dust proof, waterproof and vibration resistant thanks to its IP66, making it ideal for operation in harsh environments. | Joy stick length | 54mm
| 159 | Automation and Control | Industrial Switch | Control Switch | XD4 JOYSTICK CONTROLLER Ø22 4-DIRECTION SPRING RETURN 1NO PE | 2059438 | XD4PA24 | SCHNEIDER ELECTRIC | 4820 | https://pim-kvc.soneparsea.com:3443/PictureServer/default.aspx/schneider-xd4pa24_image1.jpg?A3889C9397807479A2A1C7A8BAA5959DB4AAC672CA9B64A4B17788A4BBA4919BB57682AFC29E | https://pim-kvc.soneparsea.com:3443/PictureServer/default.aspx/schneider-xd4pa24.pdf?81788B76AEAA939CBEAABDA9B7A95DACB479C4A6846B5EA4B4AB | XD4 JOYSTICK CONTROLLER Ø22 4-DIRECTION SPRING RETURN 1NO PER DIRECTION | This Schneider Electric Harmony XB4 4-direction return-to-center joystick fits in a 22mm hole. It has 4 x NO (1 per direction) contacts and a chromium-plated metal bezel. This joystick provides a versatile and intuitive interface for controlling your machines. It is easily installed into standard 22 mm diameter cut-outs and connected to your control circuits with simple screw-clamp connections. It is impact resistant, dust proof, waterproof and vibration resistant thanks to its IP66, making it ideal for operation in harsh environments. | Number of actuation directions | 4
| 159 | Automation and Control | Industrial Switch | Control Switch | XD4 JOYSTICK CONTROLLER Ø22 4-DIRECTION SPRING RETURN 1NO PE | 2059438 | XD4PA24 | SCHNEIDER ELECTRIC | 4820 | https://pim-kvc.soneparsea.com:3443/PictureServer/default.aspx/schneider-xd4pa24_image1.jpg?A3889C9397807479A2A1C7A8BAA5959DB4AAC672CA9B64A4B17788A4BBA4919BB57682AFC29E | https://pim-kvc.soneparsea.com:3443/PictureServer/default.aspx/schneider-xd4pa24.pdf?81788B76AEAA939CBEAABDA9B7A95DACB479C4A6846B5EA4B4AB | XD4 JOYSTICK CONTROLLER Ø22 4-DIRECTION SPRING RETURN 1NO PER DIRECTION | This Schneider Electric Harmony XB4 4-direction return-to-center joystick fits in a 22mm hole. It has 4 x NO (1 per direction) contacts and a chromium-plated metal bezel. This joystick provides a versatile and intuitive interface for controlling your machines. It is easily installed into standard 22 mm diameter cut-outs and connected to your control circuits with simple screw-clamp connections. It is impact resistant, dust proof, waterproof and vibration resistant thanks to its IP66, making it ideal for operation in harsh environments. | Number of switch positions | 1
| 159 | Automation and Control | Industrial Switch | Control Switch | XD4 JOYSTICK CONTROLLER Ø22 4-DIRECTION SPRING RETURN 1NO PE | 2059438 | XD4PA24 | SCHNEIDER ELECTRIC | 4820 | https://pim-kvc.soneparsea.com:3443/PictureServer/default.aspx/schneider-xd4pa24_image1.jpg?A3889C9397807479A2A1C7A8BAA5959DB4AAC672CA9B64A4B17788A4BBA4919BB57682AFC29E | https://pim-kvc.soneparsea.com:3443/PictureServer/default.aspx/schneider-xd4pa24.pdf?81788B76AEAA939CBEAABDA9B7A95DACB479C4A6846B5EA4B4AB | XD4 JOYSTICK CONTROLLER Ø22 4-DIRECTION SPRING RETURN 1NO PER DIRECTION | This Schneider Electric Harmony XB4 4-direction return-to-center joystick fits in a 22mm hole. It has 4 x NO (1 per direction) contacts and a chromium-plated metal bezel. This joystick provides a versatile and intuitive interface for controlling your machines. It is easily installed into standard 22 mm diameter cut-outs and connected to your control circuits with simple screw-clamp connections. It is impact resistant, dust proof, waterproof and vibration resistant thanks to its IP66, making it ideal for operation in harsh environments. | Number of normally open contacts per actuation direction | 1
| 159 | Automation and Control | Industrial Switch | Control Switch | XD4 JOYSTICK CONTROLLER Ø22 4-DIRECTION SPRING RETURN 1NO PE | 2059438 | XD4PA24 | SCHNEIDER ELECTRIC | 4820 | https://pim-kvc.soneparsea.com:3443/PictureServer/default.aspx/schneider-xd4pa24_image1.jpg?A3889C9397807479A2A1C7A8BAA5959DB4AAC672CA9B64A4B17788A4BBA4919BB57682AFC29E | https://pim-kvc.soneparsea.com:3443/PictureServer/default.aspx/schneider-xd4pa24.pdf?81788B76AEAA939CBEAABDA9B7A95DACB479C4A6846B5EA4B4AB | XD4 JOYSTICK CONTROLLER Ø22 4-DIRECTION SPRING RETURN 1NO PER DIRECTION | This Schneider Electric Harmony XB4 4-direction return-to-center joystick fits in a 22mm hole. It has 4 x NO (1 per direction) contacts and a chromium-plated metal bezel. This joystick provides a versatile and intuitive interface for controlling your machines. It is easily installed into standard 22 mm diameter cut-outs and connected to your control circuits with simple screw-clamp connections. It is impact resistant, dust proof, waterproof and vibration resistant thanks to its IP66, making it ideal for operation in harsh environments. | Number of normally closed contacts per actuation direction | 0
| 159 | Automation and Control | Industrial Switch | Control Switch | XD4 JOYSTICK CONTROLLER Ø22 4-DIRECTION SPRING RETURN 1NO PE | 2059438 | XD4PA24 | SCHNEIDER ELECTRIC | 4820 | https://pim-kvc.soneparsea.com:3443/PictureServer/default.aspx/schneider-xd4pa24_image1.jpg?A3889C9397807479A2A1C7A8BAA5959DB4AAC672CA9B64A4B17788A4BBA4919BB57682AFC29E | https://pim-kvc.soneparsea.com:3443/PictureServer/default.aspx/schneider-xd4pa24.pdf?81788B76AEAA939CBEAABDA9B7A95DACB479C4A6846B5EA4B4AB | XD4 JOYSTICK CONTROLLER Ø22 4-DIRECTION SPRING RETURN 1NO PER DIRECTION | This Schneider Electric Harmony XB4 4-direction return-to-center joystick fits in a 22mm hole. It has 4 x NO (1 per direction) contacts and a chromium-plated metal bezel. This joystick provides a versatile and intuitive interface for controlling your machines. It is easily installed into standard 22 mm diameter cut-outs and connected to your control circuits with simple screw-clamp connections. It is impact resistant, dust proof, waterproof and vibration resistant thanks to its IP66, making it ideal for operation in harsh environments. | Number of make-and-break contacts per direction | 0
| 159 | Automation and Control | Industrial Switch | Control Switch | XD4 JOYSTICK CONTROLLER Ø22 4-DIRECTION SPRING RETURN 1NO PE | 2059438 | XD4PA24 | SCHNEIDER ELECTRIC | 4820 | https://pim-kvc.soneparsea.com:3443/PictureServer/default.aspx/schneider-xd4pa24_image1.jpg?A3889C9397807479A2A1C7A8BAA5959DB4AAC672CA9B64A4B17788A4BBA4919BB57682AFC29E | https://pim-kvc.soneparsea.com:3443/PictureServer/default.aspx/schneider-xd4pa24.pdf?81788B76AEAA939CBEAABDA9B7A95DACB479C4A6846B5EA4B4AB | XD4 JOYSTICK CONTROLLER Ø22 4-DIRECTION SPRING RETURN 1NO PER DIRECTION | This Schneider Electric Harmony XB4 4-direction return-to-center joystick fits in a 22mm hole. It has 4 x NO (1 per direction) contacts and a chromium-plated metal bezel. This joystick provides a versatile and intuitive interface for controlling your machines. It is easily installed into standard 22 mm diameter cut-outs and connected to your control circuits with simple screw-clamp connections. It is impact resistant, dust proof, waterproof and vibration resistant thanks to its IP66, making it ideal for operation in harsh environments. | With retraction in 0-position | yes
| 159 | Automation and Control | Industrial Switch | Control Switch | XD4 JOYSTICK CONTROLLER Ø22 4-DIRECTION SPRING RETURN 1NO PE | 2059438 | XD4PA24 | SCHNEIDER ELECTRIC | 4820 | https://pim-kvc.soneparsea.com:3443/PictureServer/default.aspx/schneider-xd4pa24_image1.jpg?A3889C9397807479A2A1C7A8BAA5959DB4AAC672CA9B64A4B17788A4BBA4919BB57682AFC29E | https://pim-kvc.soneparsea.com:3443/PictureServer/default.aspx/schneider-xd4pa24.pdf?81788B76AEAA939CBEAABDA9B7A95DACB479C4A6846B5EA4B4AB | XD4 JOYSTICK CONTROLLER Ø22 4-DIRECTION SPRING RETURN 1NO PER DIRECTION | This Schneider Electric Harmony XB4 4-direction return-to-center joystick fits in a 22mm hole. It has 4 x NO (1 per direction) contacts and a chromium-plated metal bezel. This joystick provides a versatile and intuitive interface for controlling your machines. It is easily installed into standard 22 mm diameter cut-outs and connected to your control circuits with simple screw-clamp connections. It is impact resistant, dust proof, waterproof and vibration resistant thanks to its IP66, making it ideal for operation in harsh environments. | Locking in 0-position | no
| 159 | Automation and Control | Industrial Switch | Control Switch | XD4 JOYSTICK CONTROLLER Ø22 4-DIRECTION SPRING RETURN 1NO PE | 2059438 | XD4PA24 | SCHNEIDER ELECTRIC | 4820 | https://pim-kvc.soneparsea.com:3443/PictureServer/default.aspx/schneider-xd4pa24_image1.jpg?A3889C9397807479A2A1C7A8BAA5959DB4AAC672CA9B64A4B17788A4BBA4919BB57682AFC29E | https://pim-kvc.soneparsea.com:3443/PictureServer/default.aspx/schneider-xd4pa24.pdf?81788B76AEAA939CBEAABDA9B7A95DACB479C4A6846B5EA4B4AB | XD4 JOYSTICK CONTROLLER Ø22 4-DIRECTION SPRING RETURN 1NO PER DIRECTION | This Schneider Electric Harmony XB4 4-direction return-to-center joystick fits in a 22mm hole. It has 4 x NO (1 per direction) contacts and a chromium-plated metal bezel. This joystick provides a versatile and intuitive interface for controlling your machines. It is easily installed into standard 22 mm diameter cut-outs and connected to your control circuits with simple screw-clamp connections. It is impact resistant, dust proof, waterproof and vibration resistant thanks to its IP66, making it ideal for operation in harsh environments. | Coder | no
| 159 | Automation and Control | Industrial Switch | Control Switch | XD4 JOYSTICK CONTROLLER Ø22 4-DIRECTION SPRING RETURN 1NO PE | 2059438 | XD4PA24 | SCHNEIDER ELECTRIC | 4820 | https://pim-kvc.soneparsea.com:3443/PictureServer/default.aspx/schneider-xd4pa24_image1.jpg?A3889C9397807479A2A1C7A8BAA5959DB4AAC672CA9B64A4B17788A4BBA4919BB57682AFC29E | https://pim-kvc.soneparsea.com:3443/PictureServer/default.aspx/schneider-xd4pa24.pdf?81788B76AEAA939CBEAABDA9B7A95DACB479C4A6846B5EA4B4AB | XD4 JOYSTICK CONTROLLER Ø22 4-DIRECTION SPRING RETURN 1NO PER DIRECTION | This Schneider Electric Harmony XB4 4-direction return-to-center joystick fits in a 22mm hole. It has 4 x NO (1 per direction) contacts and a chromium-plated metal bezel. This joystick provides a versatile and intuitive interface for controlling your machines. It is easily installed into standard 22 mm diameter cut-outs and connected to your control circuits with simple screw-clamp connections. It is impact resistant, dust proof, waterproof and vibration resistant thanks to its IP66, making it ideal for operation in harsh environments. | Analogue output signal configurable | no
| 159 | Automation and Control | Industrial Switch | Control Switch | XD4 JOYSTICK CONTROLLER Ø22 4-DIRECTION SPRING RETURN 1NO PE | 2059438 | XD4PA24 | SCHNEIDER ELECTRIC | 4820 | https://pim-kvc.soneparsea.com:3443/PictureServer/default.aspx/schneider-xd4pa24_image1.jpg?A3889C9397807479A2A1C7A8BAA5959DB4AAC672CA9B64A4B17788A4BBA4919BB57682AFC29E | https://pim-kvc.soneparsea.com:3443/PictureServer/default.aspx/schneider-xd4pa24.pdf?81788B76AEAA939CBEAABDA9B7A95DACB479C4A6846B5EA4B4AB | XD4 JOYSTICK CONTROLLER Ø22 4-DIRECTION SPRING RETURN 1NO PER DIRECTION | This Schneider Electric Harmony XB4 4-direction return-to-center joystick fits in a 22mm hole. It has 4 x NO (1 per direction) contacts and a chromium-plated metal bezel. This joystick provides a versatile and intuitive interface for controlling your machines. It is easily installed into standard 22 mm diameter cut-outs and connected to your control circuits with simple screw-clamp connections. It is impact resistant, dust proof, waterproof and vibration resistant thanks to its IP66, making it ideal for operation in harsh environments. | With front ring | yes
| 159 | Automation and Control | Industrial Switch | Control Switch | XD4 JOYSTICK CONTROLLER Ø22 4-DIRECTION SPRING RETURN 1NO PE | 2059438 | XD4PA24 | SCHNEIDER ELECTRIC | 4820 | https://pim-kvc.soneparsea.com:3443/PictureServer/default.aspx/schneider-xd4pa24_image1.jpg?A3889C9397807479A2A1C7A8BAA5959DB4AAC672CA9B64A4B17788A4BBA4919BB57682AFC29E | https://pim-kvc.soneparsea.com:3443/PictureServer/default.aspx/schneider-xd4pa24.pdf?81788B76AEAA939CBEAABDA9B7A95DACB479C4A6846B5EA4B4AB | XD4 JOYSTICK CONTROLLER Ø22 4-DIRECTION SPRING RETURN 1NO PER DIRECTION | This Schneider Electric Harmony XB4 4-direction return-to-center joystick fits in a 22mm hole. It has 4 x NO (1 per direction) contacts and a chromium-plated metal bezel. This joystick provides a versatile and intuitive interface for controlling your machines. It is easily installed into standard 22 mm diameter cut-outs and connected to your control circuits with simple screw-clamp connections. It is impact resistant, dust proof, waterproof and vibration resistant thanks to its IP66, making it ideal for operation in harsh environments. | Material front ring | Metal
| 159 | Automation and Control | Industrial Switch | Control Switch | XD4 JOYSTICK CONTROLLER Ø22 4-DIRECTION SPRING RETURN 1NO PE | 2059438 | XD4PA24 | SCHNEIDER ELECTRIC | 4820 | https://pim-kvc.soneparsea.com:3443/PictureServer/default.aspx/schneider-xd4pa24_image1.jpg?A3889C9397807479A2A1C7A8BAA5959DB4AAC672CA9B64A4B17788A4BBA4919BB57682AFC29E | https://pim-kvc.soneparsea.com:3443/PictureServer/default.aspx/schneider-xd4pa24.pdf?81788B76AEAA939CBEAABDA9B7A95DACB479C4A6846B5EA4B4AB | XD4 JOYSTICK CONTROLLER Ø22 4-DIRECTION SPRING RETURN 1NO PER DIRECTION | This Schneider Electric Harmony XB4 4-direction return-to-center joystick fits in a 22mm hole. It has 4 x NO (1 per direction) contacts and a chromium-plated metal bezel. This joystick provides a versatile and intuitive interface for controlling your machines. It is easily installed into standard 22 mm diameter cut-outs and connected to your control circuits with simple screw-clamp connections. It is impact resistant, dust proof, waterproof and vibration resistant thanks to its IP66, making it ideal for operation in harsh environments. | Colour front ring | Chrome
| 159 | Automation and Control | Industrial Switch | Control Switch | XD4 JOYSTICK CONTROLLER Ø22 4-DIRECTION SPRING RETURN 1NO PE | 2059438 | XD4PA24 | SCHNEIDER ELECTRIC | 4820 | https://pim-kvc.soneparsea.com:3443/PictureServer/default.aspx/schneider-xd4pa24_image1.jpg?A3889C9397807479A2A1C7A8BAA5959DB4AAC672CA9B64A4B17788A4BBA4919BB57682AFC29E | https://pim-kvc.soneparsea.com:3443/PictureServer/default.aspx/schneider-xd4pa24.pdf?81788B76AEAA939CBEAABDA9B7A95DACB479C4A6846B5EA4B4AB | XD4 JOYSTICK CONTROLLER Ø22 4-DIRECTION SPRING RETURN 1NO PER DIRECTION | This Schneider Electric Harmony XB4 4-direction return-to-center joystick fits in a 22mm hole. It has 4 x NO (1 per direction) contacts and a chromium-plated metal bezel. This joystick provides a versatile and intuitive interface for controlling your machines. It is easily installed into standard 22 mm diameter cut-outs and connected to your control circuits with simple screw-clamp connections. It is impact resistant, dust proof, waterproof and vibration resistant thanks to its IP66, making it ideal for operation in harsh environments. | Degree of protection (IP) | IP66
| 159 | Automation and Control | Industrial Switch | Control Switch | XD4 JOYSTICK CONTROLLER Ø22 4-DIRECTION SPRING RETURN 1NO PE | 2059438 | XD4PA24 | SCHNEIDER ELECTRIC | 4820 | https://pim-kvc.soneparsea.com:3443/PictureServer/default.aspx/schneider-xd4pa24_image1.jpg?A3889C9397807479A2A1C7A8BAA5959DB4AAC672CA9B64A4B17788A4BBA4919BB57682AFC29E | https://pim-kvc.soneparsea.com:3443/PictureServer/default.aspx/schneider-xd4pa24.pdf?81788B76AEAA939CBEAABDA9B7A95DACB479C4A6846B5EA4B4AB | XD4 JOYSTICK CONTROLLER Ø22 4-DIRECTION SPRING RETURN 1NO PER DIRECTION | This Schneider Electric Harmony XB4 4-direction return-to-center joystick fits in a 22mm hole. It has 4 x NO (1 per direction) contacts and a chromium-plated metal bezel. This joystick provides a versatile and intuitive interface for controlling your machines. It is easily installed into standard 22 mm diameter cut-outs and connected to your control circuits with simple screw-clamp connections. It is impact resistant, dust proof, waterproof and vibration resistant thanks to its IP66, making it ideal for operation in harsh environments. | Degree of protection (NEMA) | Other
| 160 | Automation and Control | Industrial Switch | Control Switch | KAVACHA WEATHER PROOF ISOLATOR SWITCH IP66 3P 20A | 2061930 | WHT20 GY | SCHNEIDER ELECTRIC | 885 | https://pim-kvc.soneparsea.com:3443/PictureServer/default.aspx/schneiderelectric-wht20%20gy_Image1.jpg?A3889C9397807479A2A1C7A8BAA5959DB4AAC6AABE9C93A8C2AEB772C99FA4668065BBBEB1809D95B7AA8573BCA797 | https://pim-kvc.soneparsea.com:3443/PictureServer/default.aspx/schneider-wht20gy_Datasheet1.pdf?A3889C9397807479A2A1C7A8BAA5959DB4AAC672C99FA46680ACCDA49698A495C3ADB9AAC6685EA4B4AB | KAVACHA WEATHER PROOF ISOLATOR SWITCH IP66 3P 20A | The series of weatherprotected isolating switches is a robust range of switches suitable for virtually any external application. The impact resistant base and cover will survive the hardest knocks in almost any installation. The two sections are sealed with a co-injection gasket. The range provides ample conduit entries and is suitable for side entry from a vertical duct. Its compact size means it is aesthetically pleasing and suits installations where space is limited such as with residential air conditioning applications | Max. rated operation voltage Ue AC | 440V
| 160 | Automation and Control | Industrial Switch | Control Switch | KAVACHA WEATHER PROOF ISOLATOR SWITCH IP66 3P 20A | 2061930 | WHT20 GY | SCHNEIDER ELECTRIC | 885 | https://pim-kvc.soneparsea.com:3443/PictureServer/default.aspx/schneiderelectric-wht20%20gy_Image1.jpg?A3889C9397807479A2A1C7A8BAA5959DB4AAC6AABE9C93A8C2AEB772C99FA4668065BBBEB1809D95B7AA8573BCA797 | https://pim-kvc.soneparsea.com:3443/PictureServer/default.aspx/schneider-wht20gy_Datasheet1.pdf?A3889C9397807479A2A1C7A8BAA5959DB4AAC672C99FA46680ACCDA49698A495C3ADB9AAC6685EA4B4AB | KAVACHA WEATHER PROOF ISOLATOR SWITCH IP66 3P 20A | The series of weatherprotected isolating switches is a robust range of switches suitable for virtually any external application. The impact resistant base and cover will survive the hardest knocks in almost any installation. The two sections are sealed with a co-injection gasket. The range provides ample conduit entries and is suitable for side entry from a vertical duct. Its compact size means it is aesthetically pleasing and suits installations where space is limited such as with residential air conditioning applications | Rated operating voltage | 440...440V
| 160 | Automation and Control | Industrial Switch | Control Switch | KAVACHA WEATHER PROOF ISOLATOR SWITCH IP66 3P 20A | 2061930 | WHT20 GY | SCHNEIDER ELECTRIC | 885 | https://pim-kvc.soneparsea.com:3443/PictureServer/default.aspx/schneiderelectric-wht20%20gy_Image1.jpg?A3889C9397807479A2A1C7A8BAA5959DB4AAC6AABE9C93A8C2AEB772C99FA4668065BBBEB1809D95B7AA8573BCA797 | https://pim-kvc.soneparsea.com:3443/PictureServer/default.aspx/schneider-wht20gy_Datasheet1.pdf?A3889C9397807479A2A1C7A8BAA5959DB4AAC672C99FA46680ACCDA49698A495C3ADB9AAC6685EA4B4AB | KAVACHA WEATHER PROOF ISOLATOR SWITCH IP66 3P 20A | The series of weatherprotected isolating switches is a robust range of switches suitable for virtually any external application. The impact resistant base and cover will survive the hardest knocks in almost any installation. The two sections are sealed with a co-injection gasket. The range provides ample conduit entries and is suitable for side entry from a vertical duct. Its compact size means it is aesthetically pleasing and suits installations where space is limited such as with residential air conditioning applications | Rated permanent current Iu | 20A
| 160 | Automation and Control | Industrial Switch | Control Switch | KAVACHA WEATHER PROOF ISOLATOR SWITCH IP66 3P 20A | 2061930 | WHT20 GY | SCHNEIDER ELECTRIC | 885 | https://pim-kvc.soneparsea.com:3443/PictureServer/default.aspx/schneiderelectric-wht20%20gy_Image1.jpg?A3889C9397807479A2A1C7A8BAA5959DB4AAC6AABE9C93A8C2AEB772C99FA4668065BBBEB1809D95B7AA8573BCA797 | https://pim-kvc.soneparsea.com:3443/PictureServer/default.aspx/schneider-wht20gy_Datasheet1.pdf?A3889C9397807479A2A1C7A8BAA5959DB4AAC672C99FA46680ACCDA49698A495C3ADB9AAC6685EA4B4AB | KAVACHA WEATHER PROOF ISOLATOR SWITCH IP66 3P 20A | The series of weatherprotected isolating switches is a robust range of switches suitable for virtually any external application. The impact resistant base and cover will survive the hardest knocks in almost any installation. The two sections are sealed with a co-injection gasket. The range provides ample conduit entries and is suitable for side entry from a vertical duct. Its compact size means it is aesthetically pleasing and suits installations where space is limited such as with residential air conditioning applications | Rated operation power at AC-3, 400 V | 0kW
| 160 | Automation and Control | Industrial Switch | Control Switch | KAVACHA WEATHER PROOF ISOLATOR SWITCH IP66 3P 20A | 2061930 | WHT20 GY | SCHNEIDER ELECTRIC | 885 | https://pim-kvc.soneparsea.com:3443/PictureServer/default.aspx/schneiderelectric-wht20%20gy_Image1.jpg?A3889C9397807479A2A1C7A8BAA5959DB4AAC6AABE9C93A8C2AEB772C99FA4668065BBBEB1809D95B7AA8573BCA797 | https://pim-kvc.soneparsea.com:3443/PictureServer/default.aspx/schneider-wht20gy_Datasheet1.pdf?A3889C9397807479A2A1C7A8BAA5959DB4AAC672C99FA46680ACCDA49698A495C3ADB9AAC6685EA4B4AB | KAVACHA WEATHER PROOF ISOLATOR SWITCH IP66 3P 20A | The series of weatherprotected isolating switches is a robust range of switches suitable for virtually any external application. The impact resistant base and cover will survive the hardest knocks in almost any installation. The two sections are sealed with a co-injection gasket. The range provides ample conduit entries and is suitable for side entry from a vertical duct. Its compact size means it is aesthetically pleasing and suits installations where space is limited such as with residential air conditioning applications | Number of poles | 3
| 160 | Automation and Control | Industrial Switch | Control Switch | KAVACHA WEATHER PROOF ISOLATOR SWITCH IP66 3P 20A | 2061930 | WHT20 GY | SCHNEIDER ELECTRIC | 885 | https://pim-kvc.soneparsea.com:3443/PictureServer/default.aspx/schneiderelectric-wht20%20gy_Image1.jpg?A3889C9397807479A2A1C7A8BAA5959DB4AAC6AABE9C93A8C2AEB772C99FA4668065BBBEB1809D95B7AA8573BCA797 | https://pim-kvc.soneparsea.com:3443/PictureServer/default.aspx/schneider-wht20gy_Datasheet1.pdf?A3889C9397807479A2A1C7A8BAA5959DB4AAC672C99FA46680ACCDA49698A495C3ADB9AAC6685EA4B4AB | KAVACHA WEATHER PROOF ISOLATOR SWITCH IP66 3P 20A | The series of weatherprotected isolating switches is a robust range of switches suitable for virtually any external application. The impact resistant base and cover will survive the hardest knocks in almost any installation. The two sections are sealed with a co-injection gasket. The range provides ample conduit entries and is suitable for side entry from a vertical duct. Its compact size means it is aesthetically pleasing and suits installations where space is limited such as with residential air conditioning applications | Suitable for floor mounting | no
| 160 | Automation and Control | Industrial Switch | Control Switch | KAVACHA WEATHER PROOF ISOLATOR SWITCH IP66 3P 20A | 2061930 | WHT20 GY | SCHNEIDER ELECTRIC | 885 | https://pim-kvc.soneparsea.com:3443/PictureServer/default.aspx/schneiderelectric-wht20%20gy_Image1.jpg?A3889C9397807479A2A1C7A8BAA5959DB4AAC6AABE9C93A8C2AEB772C99FA4668065BBBEB1809D95B7AA8573BCA797 | https://pim-kvc.soneparsea.com:3443/PictureServer/default.aspx/schneider-wht20gy_Datasheet1.pdf?A3889C9397807479A2A1C7A8BAA5959DB4AAC672C99FA46680ACCDA49698A495C3ADB9AAC6685EA4B4AB | KAVACHA WEATHER PROOF ISOLATOR SWITCH IP66 3P 20A | The series of weatherprotected isolating switches is a robust range of switches suitable for virtually any external application. The impact resistant base and cover will survive the hardest knocks in almost any installation. The two sections are sealed with a co-injection gasket. The range provides ample conduit entries and is suitable for side entry from a vertical duct. Its compact size means it is aesthetically pleasing and suits installations where space is limited such as with residential air conditioning applications | Type of electrical connection of main circuit | Clamp bracket
| 160 | Automation and Control | Industrial Switch | Control Switch | KAVACHA WEATHER PROOF ISOLATOR SWITCH IP66 3P 20A | 2061930 | WHT20 GY | SCHNEIDER ELECTRIC | 885 | https://pim-kvc.soneparsea.com:3443/PictureServer/default.aspx/schneiderelectric-wht20%20gy_Image1.jpg?A3889C9397807479A2A1C7A8BAA5959DB4AAC6AABE9C93A8C2AEB772C99FA4668065BBBEB1809D95B7AA8573BCA797 | https://pim-kvc.soneparsea.com:3443/PictureServer/default.aspx/schneider-wht20gy_Datasheet1.pdf?A3889C9397807479A2A1C7A8BAA5959DB4AAC672C99FA46680ACCDA49698A495C3ADB9AAC6685EA4B4AB | KAVACHA WEATHER PROOF ISOLATOR SWITCH IP66 3P 20A | The series of weatherprotected isolating switches is a robust range of switches suitable for virtually any external application. The impact resistant base and cover will survive the hardest knocks in almost any installation. The two sections are sealed with a co-injection gasket. The range provides ample conduit entries and is suitable for side entry from a vertical duct. Its compact size means it is aesthetically pleasing and suits installations where space is limited such as with residential air conditioning applications | Degree of protection (IP), front side | IP66
| 161 | Automation and Control | Industrial Switch | Pilot Lamps | HARMONY XAC NEON BULB WITH BA9S BASE 230V 2.6W CLEAR | 2062083 | DL1CF220 | SCHNEIDER ELECTRIC | 200 | https://pim-kvc.soneparsea.com:3443/PictureServer/default.aspx/schneider-DL1CF220_Image1.jpg?A3889C9397807479A2A1C7A8BAA5959DB4AAC6729683617796778675B1809D95B7AA8573BCA797 | https://pim-kvc.soneparsea.com:3443/PictureServer/default.aspx/schneider-DL1CF220.pdf?80A1C7A8BAA5959DB4AAC672968361779677867580A7949A | HARMONY XAC NEON BULB WITH BA9S BASE 230 V / 2.6 W CLEAR | This Schneider Electric Harmony XB4 neon bulb is supplied with 230Vac. It is compatible with Harmony XB4, XB5 and XB7 | Lamp power | 2.6...2.6W
| 161 | Automation and Control | Industrial Switch | Pilot Lamps | HARMONY XAC NEON BULB WITH BA9S BASE 230V 2.6W CLEAR | 2062083 | DL1CF220 | SCHNEIDER ELECTRIC | 200 | https://pim-kvc.soneparsea.com:3443/PictureServer/default.aspx/schneider-DL1CF220_Image1.jpg?A3889C9397807479A2A1C7A8BAA5959DB4AAC6729683617796778675B1809D95B7AA8573BCA797 | https://pim-kvc.soneparsea.com:3443/PictureServer/default.aspx/schneider-DL1CF220.pdf?80A1C7A8BAA5959DB4AAC672968361779677867580A7949A | HARMONY XAC NEON BULB WITH BA9S BASE 230 V / 2.6 W CLEAR | This Schneider Electric Harmony XB4 neon bulb is supplied with 230Vac. It is compatible with Harmony XB4, XB5 and XB7 | Lamp voltage | 230...230V
| 161 | Automation and Control | Industrial Switch | Pilot Lamps | HARMONY XAC NEON BULB WITH BA9S BASE 230V 2.6W CLEAR | 2062083 | DL1CF220 | SCHNEIDER ELECTRIC | 200 | https://pim-kvc.soneparsea.com:3443/PictureServer/default.aspx/schneider-DL1CF220_Image1.jpg?A3889C9397807479A2A1C7A8BAA5959DB4AAC6729683617796778675B1809D95B7AA8573BCA797 | https://pim-kvc.soneparsea.com:3443/PictureServer/default.aspx/schneider-DL1CF220.pdf?80A1C7A8BAA5959DB4AAC672968361779677867580A7949A | HARMONY XAC NEON BULB WITH BA9S BASE 230 V / 2.6 W CLEAR | This Schneider Electric Harmony XB4 neon bulb is supplied with 230Vac. It is compatible with Harmony XB4, XB5 and XB7 | Luminous flux | 0lm
| 161 | Automation and Control | Industrial Switch | Pilot Lamps | HARMONY XAC NEON BULB WITH BA9S BASE 230V 2.6W CLEAR | 2062083 | DL1CF220 | SCHNEIDER ELECTRIC | 200 | https://pim-kvc.soneparsea.com:3443/PictureServer/default.aspx/schneider-DL1CF220_Image1.jpg?A3889C9397807479A2A1C7A8BAA5959DB4AAC6729683617796778675B1809D95B7AA8573BCA797 | https://pim-kvc.soneparsea.com:3443/PictureServer/default.aspx/schneider-DL1CF220.pdf?80A1C7A8BAA5959DB4AAC672968361779677867580A7949A | HARMONY XAC NEON BULB WITH BA9S BASE 230 V / 2.6 W CLEAR | This Schneider Electric Harmony XB4 neon bulb is supplied with 230Vac. It is compatible with Harmony XB4, XB5 and XB7 | Socket | BA9s
| 161 | Automation and Control | Industrial Switch | Pilot Lamps | HARMONY XAC NEON BULB WITH BA9S BASE 230V 2.6W CLEAR | 2062083 | DL1CF220 | SCHNEIDER ELECTRIC | 200 | https://pim-kvc.soneparsea.com:3443/PictureServer/default.aspx/schneider-DL1CF220_Image1.jpg?A3889C9397807479A2A1C7A8BAA5959DB4AAC6729683617796778675B1809D95B7AA8573BCA797 | https://pim-kvc.soneparsea.com:3443/PictureServer/default.aspx/schneider-DL1CF220.pdf?80A1C7A8BAA5959DB4AAC672968361779677867580A7949A | HARMONY XAC NEON BULB WITH BA9S BASE 230 V / 2.6 W CLEAR | This Schneider Electric Harmony XB4 neon bulb is supplied with 230Vac. It is compatible with Harmony XB4, XB5 and XB7 | Technology | Other
| 161 | Automation and Control | Industrial Switch | Pilot Lamps | HARMONY XAC NEON BULB WITH BA9S BASE 230V 2.6W CLEAR | 2062083 | DL1CF220 | SCHNEIDER ELECTRIC | 200 | https://pim-kvc.soneparsea.com:3443/PictureServer/default.aspx/schneider-DL1CF220_Image1.jpg?A3889C9397807479A2A1C7A8BAA5959DB4AAC6729683617796778675B1809D95B7AA8573BCA797 | https://pim-kvc.soneparsea.com:3443/PictureServer/default.aspx/schneider-DL1CF220.pdf?80A1C7A8BAA5959DB4AAC672968361779677867580A7949A | HARMONY XAC NEON BULB WITH BA9S BASE 230 V / 2.6 W CLEAR | This Schneider Electric Harmony XB4 neon bulb is supplied with 230Vac. It is compatible with Harmony XB4, XB5 and XB7 | Lamp shape | Pear-shape
| 161 | Automation and Control | Industrial Switch | Pilot Lamps | HARMONY XAC NEON BULB WITH BA9S BASE 230V 2.6W CLEAR | 2062083 | DL1CF220 | SCHNEIDER ELECTRIC | 200 | https://pim-kvc.soneparsea.com:3443/PictureServer/default.aspx/schneider-DL1CF220_Image1.jpg?A3889C9397807479A2A1C7A8BAA5959DB4AAC6729683617796778675B1809D95B7AA8573BCA797 | https://pim-kvc.soneparsea.com:3443/PictureServer/default.aspx/schneider-DL1CF220.pdf?80A1C7A8BAA5959DB4AAC672968361779677867580A7949A | HARMONY XAC NEON BULB WITH BA9S BASE 230 V / 2.6 W CLEAR | This Schneider Electric Harmony XB4 neon bulb is supplied with 230Vac. It is compatible with Harmony XB4, XB5 and XB7 | Halogen | no
| 161 | Automation and Control | Industrial Switch | Pilot Lamps | HARMONY XAC NEON BULB WITH BA9S BASE 230V 2.6W CLEAR | 2062083 | DL1CF220 | SCHNEIDER ELECTRIC | 200 | https://pim-kvc.soneparsea.com:3443/PictureServer/default.aspx/schneider-DL1CF220_Image1.jpg?A3889C9397807479A2A1C7A8BAA5959DB4AAC6729683617796778675B1809D95B7AA8573BCA797 | https://pim-kvc.soneparsea.com:3443/PictureServer/default.aspx/schneider-DL1CF220.pdf?80A1C7A8BAA5959DB4AAC672968361779677867580A7949A | HARMONY XAC NEON BULB WITH BA9S BASE 230 V / 2.6 W CLEAR | This Schneider Electric Harmony XB4 neon bulb is supplied with 230Vac. It is compatible with Harmony XB4, XB5 and XB7 | Krypton | no
| 161 | Automation and Control | Industrial Switch | Pilot Lamps | HARMONY XAC NEON BULB WITH BA9S BASE 230V 2.6W CLEAR | 2062083 | DL1CF220 | SCHNEIDER ELECTRIC | 200 | https://pim-kvc.soneparsea.com:3443/PictureServer/default.aspx/schneider-DL1CF220_Image1.jpg?A3889C9397807479A2A1C7A8BAA5959DB4AAC6729683617796778675B1809D95B7AA8573BCA797 | https://pim-kvc.soneparsea.com:3443/PictureServer/default.aspx/schneider-DL1CF220.pdf?80A1C7A8BAA5959DB4AAC672968361779677867580A7949A | HARMONY XAC NEON BULB WITH BA9S BASE 230 V / 2.6 W CLEAR | This Schneider Electric Harmony XB4 neon bulb is supplied with 230Vac. It is compatible with Harmony XB4, XB5 and XB7 | Xenon | no
| 161 | Automation and Control | Industrial Switch | Pilot Lamps | HARMONY XAC NEON BULB WITH BA9S BASE 230V 2.6W CLEAR | 2062083 | DL1CF220 | SCHNEIDER ELECTRIC | 200 | https://pim-kvc.soneparsea.com:3443/PictureServer/default.aspx/schneider-DL1CF220_Image1.jpg?A3889C9397807479A2A1C7A8BAA5959DB4AAC6729683617796778675B1809D95B7AA8573BCA797 | https://pim-kvc.soneparsea.com:3443/PictureServer/default.aspx/schneider-DL1CF220.pdf?80A1C7A8BAA5959DB4AAC672968361779677867580A7949A | HARMONY XAC NEON BULB WITH BA9S BASE 230 V / 2.6 W CLEAR | This Schneider Electric Harmony XB4 neon bulb is supplied with 230Vac. It is compatible with Harmony XB4, XB5 and XB7 | Colour | Colourless
| 161 | Automation and Control | Industrial Switch | Pilot Lamps | HARMONY XAC NEON BULB WITH BA9S BASE 230V 2.6W CLEAR | 2062083 | DL1CF220 | SCHNEIDER ELECTRIC | 200 | https://pim-kvc.soneparsea.com:3443/PictureServer/default.aspx/schneider-DL1CF220_Image1.jpg?A3889C9397807479A2A1C7A8BAA5959DB4AAC6729683617796778675B1809D95B7AA8573BCA797 | https://pim-kvc.soneparsea.com:3443/PictureServer/default.aspx/schneider-DL1CF220.pdf?80A1C7A8BAA5959DB4AAC672968361779677867580A7949A | HARMONY XAC NEON BULB WITH BA9S BASE 230 V / 2.6 W CLEAR | This Schneider Electric Harmony XB4 neon bulb is supplied with 230Vac. It is compatible with Harmony XB4, XB5 and XB7 | Colour temperature | 0K
| 161 | Automation and Control | Industrial Switch | Pilot Lamps | HARMONY XAC NEON BULB WITH BA9S BASE 230V 2.6W CLEAR | 2062083 | DL1CF220 | SCHNEIDER ELECTRIC | 200 | https://pim-kvc.soneparsea.com:3443/PictureServer/default.aspx/schneider-DL1CF220_Image1.jpg?A3889C9397807479A2A1C7A8BAA5959DB4AAC6729683617796778675B1809D95B7AA8573BCA797 | https://pim-kvc.soneparsea.com:3443/PictureServer/default.aspx/schneider-DL1CF220.pdf?80A1C7A8BAA5959DB4AAC672968361779677867580A7949A | HARMONY XAC NEON BULB WITH BA9S BASE 230 V / 2.6 W CLEAR | This Schneider Electric Harmony XB4 neon bulb is supplied with 230Vac. It is compatible with Harmony XB4, XB5 and XB7 | Diameter | 11mm
| 161 | Automation and Control | Industrial Switch | Pilot Lamps | HARMONY XAC NEON BULB WITH BA9S BASE 230V 2.6W CLEAR | 2062083 | DL1CF220 | SCHNEIDER ELECTRIC | 200 | https://pim-kvc.soneparsea.com:3443/PictureServer/default.aspx/schneider-DL1CF220_Image1.jpg?A3889C9397807479A2A1C7A8BAA5959DB4AAC6729683617796778675B1809D95B7AA8573BCA797 | https://pim-kvc.soneparsea.com:3443/PictureServer/default.aspx/schneider-DL1CF220.pdf?80A1C7A8BAA5959DB4AAC672968361779677867580A7949A | HARMONY XAC NEON BULB WITH BA9S BASE 230 V / 2.6 W CLEAR | This Schneider Electric Harmony XB4 neon bulb is supplied with 230Vac. It is compatible with Harmony XB4, XB5 and XB7 | Total length | 28mm
| 161 | Automation and Control | Industrial Switch | Pilot Lamps | HARMONY XAC NEON BULB WITH BA9S BASE 230V 2.6W CLEAR | 2062083 | DL1CF220 | SCHNEIDER ELECTRIC | 200 | https://pim-kvc.soneparsea.com:3443/PictureServer/default.aspx/schneider-DL1CF220_Image1.jpg?A3889C9397807479A2A1C7A8BAA5959DB4AAC6729683617796778675B1809D95B7AA8573BCA797 | https://pim-kvc.soneparsea.com:3443/PictureServer/default.aspx/schneider-DL1CF220.pdf?80A1C7A8BAA5959DB4AAC672968361779677867580A7949A | HARMONY XAC NEON BULB WITH BA9S BASE 230 V / 2.6 W CLEAR | This Schneider Electric Harmony XB4 neon bulb is supplied with 230Vac. It is compatible with Harmony XB4, XB5 and XB7 | Suitable for torches | no
| 161 | Automation and Control | Industrial Switch | Pilot Lamps | HARMONY XAC NEON BULB WITH BA9S BASE 230V 2.6W CLEAR | 2062083 | DL1CF220 | SCHNEIDER ELECTRIC | 200 | https://pim-kvc.soneparsea.com:3443/PictureServer/default.aspx/schneider-DL1CF220_Image1.jpg?A3889C9397807479A2A1C7A8BAA5959DB4AAC6729683617796778675B1809D95B7AA8573BCA797 | https://pim-kvc.soneparsea.com:3443/PictureServer/default.aspx/schneider-DL1CF220.pdf?80A1C7A8BAA5959DB4AAC672968361779677867580A7949A | HARMONY XAC NEON BULB WITH BA9S BASE 230 V / 2.6 W CLEAR | This Schneider Electric Harmony XB4 neon bulb is supplied with 230Vac. It is compatible with Harmony XB4, XB5 and XB7 | Suitable for pointer | yes
| 161 | Automation and Control | Industrial Switch | Pilot Lamps | HARMONY XAC NEON BULB WITH BA9S BASE 230V 2.6W CLEAR | 2062083 | DL1CF220 | SCHNEIDER ELECTRIC | 200 | https://pim-kvc.soneparsea.com:3443/PictureServer/default.aspx/schneider-DL1CF220_Image1.jpg?A3889C9397807479A2A1C7A8BAA5959DB4AAC6729683617796778675B1809D95B7AA8573BCA797 | https://pim-kvc.soneparsea.com:3443/PictureServer/default.aspx/schneider-DL1CF220.pdf?80A1C7A8BAA5959DB4AAC672968361779677867580A7949A | HARMONY XAC NEON BULB WITH BA9S BASE 230 V / 2.6 W CLEAR | This Schneider Electric Harmony XB4 neon bulb is supplied with 230Vac. It is compatible with Harmony XB4, XB5 and XB7 | Suitable for round flashing luminaire | no
| 161 | Automation and Control | Industrial Switch | Pilot Lamps | HARMONY XAC NEON BULB WITH BA9S BASE 230V 2.6W CLEAR | 2062083 | DL1CF220 | SCHNEIDER ELECTRIC | 200 | https://pim-kvc.soneparsea.com:3443/PictureServer/default.aspx/schneider-DL1CF220_Image1.jpg?A3889C9397807479A2A1C7A8BAA5959DB4AAC6729683617796778675B1809D95B7AA8573BCA797 | https://pim-kvc.soneparsea.com:3443/PictureServer/default.aspx/schneider-DL1CF220.pdf?80A1C7A8BAA5959DB4AAC672968361779677867580A7949A | HARMONY XAC NEON BULB WITH BA9S BASE 230 V / 2.6 W CLEAR | This Schneider Electric Harmony XB4 neon bulb is supplied with 230Vac. It is compatible with Harmony XB4, XB5 and XB7 | Nominal current | 0mA
| 161 | Automation and Control | Industrial Switch | Pilot Lamps | HARMONY XAC NEON BULB WITH BA9S BASE 230V 2.6W CLEAR | 2062083 | DL1CF220 | SCHNEIDER ELECTRIC | 200 | https://pim-kvc.soneparsea.com:3443/PictureServer/default.aspx/schneider-DL1CF220_Image1.jpg?A3889C9397807479A2A1C7A8BAA5959DB4AAC6729683617796778675B1809D95B7AA8573BCA797 | https://pim-kvc.soneparsea.com:3443/PictureServer/default.aspx/schneider-DL1CF220.pdf?80A1C7A8BAA5959DB4AAC672968361779677867580A7949A | HARMONY XAC NEON BULB WITH BA9S BASE 230 V / 2.6 W CLEAR | This Schneider Electric Harmony XB4 neon bulb is supplied with 230Vac. It is compatible with Harmony XB4, XB5 and XB7 | Average nominal lifespan | 0h
| 162 | Automation and Control | Industrial Switch | Push Buttons | HARMONY XB5 MUSHROOM PUSHBUTTON HEAD Ø22 Ø40 RED | 2062870 | ZB5AC4 | SCHNEIDER ELECTRIC | 515 | https://pim-kvc.soneparsea.com:3443/PictureServer/default.aspx/schneider-ZB5AC4_Image1.jpg?A3889C9397807479A2A1C7A8BAA5959DB4AAC672AC7965759379B38EBF9897998173BEB5B9 | https://pim-kvc.soneparsea.com:3443/PictureServer/default.aspx/schneider-zb5ac4.pdf?81788B76AEAA939CBEAABDA9B7A95DAEB27AB5A88665A098B6 | HARMONY XB5 MUSHROOM PUSHBUTTON HEAD Ø22 SPRING RETURN Ø40 RED | Modular range of 22mm pushbuttons and pilot light devices with double insulated plastic bezels | Colour button | Red/green
| 162 | Automation and Control | Industrial Switch | Push Buttons | HARMONY XB5 MUSHROOM PUSHBUTTON HEAD Ø22 Ø40 RED | 2062870 | ZB5AC4 | SCHNEIDER ELECTRIC | 515 | https://pim-kvc.soneparsea.com:3443/PictureServer/default.aspx/schneider-ZB5AC4_Image1.jpg?A3889C9397807479A2A1C7A8BAA5959DB4AAC672AC7965759379B38EBF9897998173BEB5B9 | https://pim-kvc.soneparsea.com:3443/PictureServer/default.aspx/schneider-zb5ac4.pdf?81788B76AEAA939CBEAABDA9B7A95DAEB27AB5A88665A098B6 | HARMONY XB5 MUSHROOM PUSHBUTTON HEAD Ø22 SPRING RETURN Ø40 RED | Modular range of 22mm pushbuttons and pilot light devices with double insulated plastic bezels | Construction type lens | Round
| 162 | Automation and Control | Industrial Switch | Push Buttons | HARMONY XB5 MUSHROOM PUSHBUTTON HEAD Ø22 Ø40 RED | 2062870 | ZB5AC4 | SCHNEIDER ELECTRIC | 515 | https://pim-kvc.soneparsea.com:3443/PictureServer/default.aspx/schneider-ZB5AC4_Image1.jpg?A3889C9397807479A2A1C7A8BAA5959DB4AAC672AC7965759379B38EBF9897998173BEB5B9 | https://pim-kvc.soneparsea.com:3443/PictureServer/default.aspx/schneider-zb5ac4.pdf?81788B76AEAA939CBEAABDA9B7A95DAEB27AB5A88665A098B6 | HARMONY XB5 MUSHROOM PUSHBUTTON HEAD Ø22 SPRING RETURN Ø40 RED | Modular range of 22mm pushbuttons and pilot light devices with double insulated plastic bezels | Diameter cap | 40mm
| 162 | Automation and Control | Industrial Switch | Push Buttons | HARMONY XB5 MUSHROOM PUSHBUTTON HEAD Ø22 Ø40 RED | 2062870 | ZB5AC4 | SCHNEIDER ELECTRIC | 515 | https://pim-kvc.soneparsea.com:3443/PictureServer/default.aspx/schneider-ZB5AC4_Image1.jpg?A3889C9397807479A2A1C7A8BAA5959DB4AAC672AC7965759379B38EBF9897998173BEB5B9 | https://pim-kvc.soneparsea.com:3443/PictureServer/default.aspx/schneider-zb5ac4.pdf?81788B76AEAA939CBEAABDA9B7A95DAEB27AB5A88665A098B6 | HARMONY XB5 MUSHROOM PUSHBUTTON HEAD Ø22 SPRING RETURN Ø40 RED | Modular range of 22mm pushbuttons and pilot light devices with double insulated plastic bezels | Hole diameter | 22.5mm
| 162 | Automation and Control | Industrial Switch | Push Buttons | HARMONY XB5 MUSHROOM PUSHBUTTON HEAD Ø22 Ø40 RED | 2062870 | ZB5AC4 | SCHNEIDER ELECTRIC | 515 | https://pim-kvc.soneparsea.com:3443/PictureServer/default.aspx/schneider-ZB5AC4_Image1.jpg?A3889C9397807479A2A1C7A8BAA5959DB4AAC672AC7965759379B38EBF9897998173BEB5B9 | https://pim-kvc.soneparsea.com:3443/PictureServer/default.aspx/schneider-zb5ac4.pdf?81788B76AEAA939CBEAABDA9B7A95DAEB27AB5A88665A098B6 | HARMONY XB5 MUSHROOM PUSHBUTTON HEAD Ø22 SPRING RETURN Ø40 RED | Modular range of 22mm pushbuttons and pilot light devices with double insulated plastic bezels | Width opening | 0mm
| 162 | Automation and Control | Industrial Switch | Push Buttons | HARMONY XB5 MUSHROOM PUSHBUTTON HEAD Ø22 Ø40 RED | 2062870 | ZB5AC4 | SCHNEIDER ELECTRIC | 515 | https://pim-kvc.soneparsea.com:3443/PictureServer/default.aspx/schneider-ZB5AC4_Image1.jpg?A3889C9397807479A2A1C7A8BAA5959DB4AAC672AC7965759379B38EBF9897998173BEB5B9 | https://pim-kvc.soneparsea.com:3443/PictureServer/default.aspx/schneider-zb5ac4.pdf?81788B76AEAA939CBEAABDA9B7A95DAEB27AB5A88665A098B6 | HARMONY XB5 MUSHROOM PUSHBUTTON HEAD Ø22 SPRING RETURN Ø40 RED | Modular range of 22mm pushbuttons and pilot light devices with double insulated plastic bezels | Height opening | 0mm
| 162 | Automation and Control | Industrial Switch | Push Buttons | HARMONY XB5 MUSHROOM PUSHBUTTON HEAD Ø22 Ø40 RED | 2062870 | ZB5AC4 | SCHNEIDER ELECTRIC | 515 | https://pim-kvc.soneparsea.com:3443/PictureServer/default.aspx/schneider-ZB5AC4_Image1.jpg?A3889C9397807479A2A1C7A8BAA5959DB4AAC672AC7965759379B38EBF9897998173BEB5B9 | https://pim-kvc.soneparsea.com:3443/PictureServer/default.aspx/schneider-zb5ac4.pdf?81788B76AEAA939CBEAABDA9B7A95DAEB27AB5A88665A098B6 | HARMONY XB5 MUSHROOM PUSHBUTTON HEAD Ø22 SPRING RETURN Ø40 RED | Modular range of 22mm pushbuttons and pilot light devices with double insulated plastic bezels | Degree of protection (IP) | IP66
| 162 | Automation and Control | Industrial Switch | Push Buttons | HARMONY XB5 MUSHROOM PUSHBUTTON HEAD Ø22 Ø40 RED | 2062870 | ZB5AC4 | SCHNEIDER ELECTRIC | 515 | https://pim-kvc.soneparsea.com:3443/PictureServer/default.aspx/schneider-ZB5AC4_Image1.jpg?A3889C9397807479A2A1C7A8BAA5959DB4AAC672AC7965759379B38EBF9897998173BEB5B9 | https://pim-kvc.soneparsea.com:3443/PictureServer/default.aspx/schneider-zb5ac4.pdf?81788B76AEAA939CBEAABDA9B7A95DAEB27AB5A88665A098B6 | HARMONY XB5 MUSHROOM PUSHBUTTON HEAD Ø22 SPRING RETURN Ø40 RED | Modular range of 22mm pushbuttons and pilot light devices with double insulated plastic bezels | Degree of protection (NEMA) | Other
| 162 | Automation and Control | Industrial Switch | Push Buttons | HARMONY XB5 MUSHROOM PUSHBUTTON HEAD Ø22 Ø40 RED | 2062870 | ZB5AC4 | SCHNEIDER ELECTRIC | 515 | https://pim-kvc.soneparsea.com:3443/PictureServer/default.aspx/schneider-ZB5AC4_Image1.jpg?A3889C9397807479A2A1C7A8BAA5959DB4AAC672AC7965759379B38EBF9897998173BEB5B9 | https://pim-kvc.soneparsea.com:3443/PictureServer/default.aspx/schneider-zb5ac4.pdf?81788B76AEAA939CBEAABDA9B7A95DAEB27AB5A88665A098B6 | HARMONY XB5 MUSHROOM PUSHBUTTON HEAD Ø22 SPRING RETURN Ø40 RED | Modular range of 22mm pushbuttons and pilot light devices with double insulated plastic bezels | Type of button | High
| 162 | Automation and Control | Industrial Switch | Push Buttons | HARMONY XB5 MUSHROOM PUSHBUTTON HEAD Ø22 Ø40 RED | 2062870 | ZB5AC4 | SCHNEIDER ELECTRIC | 515 | https://pim-kvc.soneparsea.com:3443/PictureServer/default.aspx/schneider-ZB5AC4_Image1.jpg?A3889C9397807479A2A1C7A8BAA5959DB4AAC672AC7965759379B38EBF9897998173BEB5B9 | https://pim-kvc.soneparsea.com:3443/PictureServer/default.aspx/schneider-zb5ac4.pdf?81788B76AEAA939CBEAABDA9B7A95DAEB27AB5A88665A098B6 | HARMONY XB5 MUSHROOM PUSHBUTTON HEAD Ø22 SPRING RETURN Ø40 RED | Modular range of 22mm pushbuttons and pilot light devices with double insulated plastic bezels | Suitable for illumination | no
| 162 | Automation and Control | Industrial Switch | Push Buttons | HARMONY XB5 MUSHROOM PUSHBUTTON HEAD Ø22 Ø40 RED | 2062870 | ZB5AC4 | SCHNEIDER ELECTRIC | 515 | https://pim-kvc.soneparsea.com:3443/PictureServer/default.aspx/schneider-ZB5AC4_Image1.jpg?A3889C9397807479A2A1C7A8BAA5959DB4AAC672AC7965759379B38EBF9897998173BEB5B9 | https://pim-kvc.soneparsea.com:3443/PictureServer/default.aspx/schneider-zb5ac4.pdf?81788B76AEAA939CBEAABDA9B7A95DAEB27AB5A88665A098B6 | HARMONY XB5 MUSHROOM PUSHBUTTON HEAD Ø22 SPRING RETURN Ø40 RED | Modular range of 22mm pushbuttons and pilot light devices with double insulated plastic bezels | With lighting | no
| 162 | Automation and Control | Industrial Switch | Push Buttons | HARMONY XB5 MUSHROOM PUSHBUTTON HEAD Ø22 Ø40 RED | 2062870 | ZB5AC4 | SCHNEIDER ELECTRIC | 515 | https://pim-kvc.soneparsea.com:3443/PictureServer/default.aspx/schneider-ZB5AC4_Image1.jpg?A3889C9397807479A2A1C7A8BAA5959DB4AAC672AC7965759379B38EBF9897998173BEB5B9 | https://pim-kvc.soneparsea.com:3443/PictureServer/default.aspx/schneider-zb5ac4.pdf?81788B76AEAA939CBEAABDA9B7A95DAEB27AB5A88665A098B6 | HARMONY XB5 MUSHROOM PUSHBUTTON HEAD Ø22 SPRING RETURN Ø40 RED | Modular range of 22mm pushbuttons and pilot light devices with double insulated plastic bezels | Switching function latching | no
| 162 | Automation and Control | Industrial Switch | Push Buttons | HARMONY XB5 MUSHROOM PUSHBUTTON HEAD Ø22 Ø40 RED | 2062870 | ZB5AC4 | SCHNEIDER ELECTRIC | 515 | https://pim-kvc.soneparsea.com:3443/PictureServer/default.aspx/schneider-ZB5AC4_Image1.jpg?A3889C9397807479A2A1C7A8BAA5959DB4AAC672AC7965759379B38EBF9897998173BEB5B9 | https://pim-kvc.soneparsea.com:3443/PictureServer/default.aspx/schneider-zb5ac4.pdf?81788B76AEAA939CBEAABDA9B7A95DAEB27AB5A88665A098B6 | HARMONY XB5 MUSHROOM PUSHBUTTON HEAD Ø22 SPRING RETURN Ø40 RED | Modular range of 22mm pushbuttons and pilot light devices with double insulated plastic bezels | Spring-return | yes
| 162 | Automation and Control | Industrial Switch | Push Buttons | HARMONY XB5 MUSHROOM PUSHBUTTON HEAD Ø22 Ø40 RED | 2062870 | ZB5AC4 | SCHNEIDER ELECTRIC | 515 | https://pim-kvc.soneparsea.com:3443/PictureServer/default.aspx/schneider-ZB5AC4_Image1.jpg?A3889C9397807479A2A1C7A8BAA5959DB4AAC672AC7965759379B38EBF9897998173BEB5B9 | https://pim-kvc.soneparsea.com:3443/PictureServer/default.aspx/schneider-zb5ac4.pdf?81788B76AEAA939CBEAABDA9B7A95DAEB27AB5A88665A098B6 | HARMONY XB5 MUSHROOM PUSHBUTTON HEAD Ø22 SPRING RETURN Ø40 RED | Modular range of 22mm pushbuttons and pilot light devices with double insulated plastic bezels | With front ring | yes
| 162 | Automation and Control | Industrial Switch | Push Buttons | HARMONY XB5 MUSHROOM PUSHBUTTON HEAD Ø22 Ø40 RED | 2062870 | ZB5AC4 | SCHNEIDER ELECTRIC | 515 | https://pim-kvc.soneparsea.com:3443/PictureServer/default.aspx/schneider-ZB5AC4_Image1.jpg?A3889C9397807479A2A1C7A8BAA5959DB4AAC672AC7965759379B38EBF9897998173BEB5B9 | https://pim-kvc.soneparsea.com:3443/PictureServer/default.aspx/schneider-zb5ac4.pdf?81788B76AEAA939CBEAABDA9B7A95DAEB27AB5A88665A098B6 | HARMONY XB5 MUSHROOM PUSHBUTTON HEAD Ø22 SPRING RETURN Ø40 RED | Modular range of 22mm pushbuttons and pilot light devices with double insulated plastic bezels | Material front ring | Plastic
| 162 | Automation and Control | Industrial Switch | Push Buttons | HARMONY XB5 MUSHROOM PUSHBUTTON HEAD Ø22 Ø40 RED | 2062870 | ZB5AC4 | SCHNEIDER ELECTRIC | 515 | https://pim-kvc.soneparsea.com:3443/PictureServer/default.aspx/schneider-ZB5AC4_Image1.jpg?A3889C9397807479A2A1C7A8BAA5959DB4AAC672AC7965759379B38EBF9897998173BEB5B9 | https://pim-kvc.soneparsea.com:3443/PictureServer/default.aspx/schneider-zb5ac4.pdf?81788B76AEAA939CBEAABDA9B7A95DAEB27AB5A88665A098B6 | HARMONY XB5 MUSHROOM PUSHBUTTON HEAD Ø22 SPRING RETURN Ø40 RED | Modular range of 22mm pushbuttons and pilot light devices with double insulated plastic bezels | Colour front ring | Black
| 162 | Automation and Control | Industrial Switch | Push Buttons | HARMONY XB5 MUSHROOM PUSHBUTTON HEAD Ø22 Ø40 RED | 2062870 | ZB5AC4 | SCHNEIDER ELECTRIC | 515 | https://pim-kvc.soneparsea.com:3443/PictureServer/default.aspx/schneider-ZB5AC4_Image1.jpg?A3889C9397807479A2A1C7A8BAA5959DB4AAC672AC7965759379B38EBF9897998173BEB5B9 | https://pim-kvc.soneparsea.com:3443/PictureServer/default.aspx/schneider-zb5ac4.pdf?81788B76AEAA939CBEAABDA9B7A95DAEB27AB5A88665A098B6 | HARMONY XB5 MUSHROOM PUSHBUTTON HEAD Ø22 SPRING RETURN Ø40 RED | Modular range of 22mm pushbuttons and pilot light devices with double insulated plastic bezels | Suitable for emergency stop | no
| 162 | Automation and Control | Industrial Switch | Push Buttons | HARMONY XB5 MUSHROOM PUSHBUTTON HEAD Ø22 Ø40 RED | 2062870 | ZB5AC4 | SCHNEIDER ELECTRIC | 515 | https://pim-kvc.soneparsea.com:3443/PictureServer/default.aspx/schneider-ZB5AC4_Image1.jpg?A3889C9397807479A2A1C7A8BAA5959DB4AAC672AC7965759379B38EBF9897998173BEB5B9 | https://pim-kvc.soneparsea.com:3443/PictureServer/default.aspx/schneider-zb5ac4.pdf?81788B76AEAA939CBEAABDA9B7A95DAEB27AB5A88665A098B6 | HARMONY XB5 MUSHROOM PUSHBUTTON HEAD Ø22 SPRING RETURN Ø40 RED | Modular range of 22mm pushbuttons and pilot light devices with double insulated plastic bezels | Unlocking method | None
| 163 | Automation and Control | Industrial Switch | Selector Switches | HARMONY XB5 SELECTOR SWITCH HEAD Ø22 3-POS STAY PUT BLACK | 2062871 | ZB5AD3 | SCHNEIDER ELECTRIC | 240 | https://pim-kvc.soneparsea.com:3443/PictureServer/default.aspx/schneider-zb5ad3_image1.jpg?A3889C9397807479A2A1C7A8BAA5959DB4AAC672CC996595B478B3AEBF9897998173BEB5B9 | https://pim-kvc.soneparsea.com:3443/PictureServer/default.aspx/schneider-ZB5-AD3.pdf?81788B76AEAA939CBEAABDA9B7A95D8E927A8186966A5EA4B4AB | HARMONY XB5 SELECTOR SWITCH HEAD Ø22 3-POSITION STAY PUT BLACK | Standard and Long Black Handle selector switch lever head for Harmony 5 XB5 series selector switches. | Number of switch positions | 3
| 163 | Automation and Control | Industrial Switch | Selector Switches | HARMONY XB5 SELECTOR SWITCH HEAD Ø22 3-POS STAY PUT BLACK | 2062871 | ZB5AD3 | SCHNEIDER ELECTRIC | 240 | https://pim-kvc.soneparsea.com:3443/PictureServer/default.aspx/schneider-zb5ad3_image1.jpg?A3889C9397807479A2A1C7A8BAA5959DB4AAC672CC996595B478B3AEBF9897998173BEB5B9 | https://pim-kvc.soneparsea.com:3443/PictureServer/default.aspx/schneider-ZB5-AD3.pdf?81788B76AEAA939CBEAABDA9B7A95D8E927A8186966A5EA4B4AB | HARMONY XB5 SELECTOR SWITCH HEAD Ø22 3-POSITION STAY PUT BLACK | Standard and Long Black Handle selector switch lever head for Harmony 5 XB5 series selector switches. | Type of control element | Short thumb-grip
| 163 | Automation and Control | Industrial Switch | Selector Switches | HARMONY XB5 SELECTOR SWITCH HEAD Ø22 3-POS STAY PUT BLACK | 2062871 | ZB5AD3 | SCHNEIDER ELECTRIC | 240 | https://pim-kvc.soneparsea.com:3443/PictureServer/default.aspx/schneider-zb5ad3_image1.jpg?A3889C9397807479A2A1C7A8BAA5959DB4AAC672CC996595B478B3AEBF9897998173BEB5B9 | https://pim-kvc.soneparsea.com:3443/PictureServer/default.aspx/schneider-ZB5-AD3.pdf?81788B76AEAA939CBEAABDA9B7A95D8E927A8186966A5EA4B4AB | HARMONY XB5 SELECTOR SWITCH HEAD Ø22 3-POSITION STAY PUT BLACK | Standard and Long Black Handle selector switch lever head for Harmony 5 XB5 series selector switches. | Suitable for illumination | no
| 163 | Automation and Control | Industrial Switch | Selector Switches | HARMONY XB5 SELECTOR SWITCH HEAD Ø22 3-POS STAY PUT BLACK | 2062871 | ZB5AD3 | SCHNEIDER ELECTRIC | 240 | https://pim-kvc.soneparsea.com:3443/PictureServer/default.aspx/schneider-zb5ad3_image1.jpg?A3889C9397807479A2A1C7A8BAA5959DB4AAC672CC996595B478B3AEBF9897998173BEB5B9 | https://pim-kvc.soneparsea.com:3443/PictureServer/default.aspx/schneider-ZB5-AD3.pdf?81788B76AEAA939CBEAABDA9B7A95D8E927A8186966A5EA4B4AB | HARMONY XB5 SELECTOR SWITCH HEAD Ø22 3-POSITION STAY PUT BLACK | Standard and Long Black Handle selector switch lever head for Harmony 5 XB5 series selector switches. | Colour control element | Black
| 163 | Automation and Control | Industrial Switch | Selector Switches | HARMONY XB5 SELECTOR SWITCH HEAD Ø22 3-POS STAY PUT BLACK | 2062871 | ZB5AD3 | SCHNEIDER ELECTRIC | 240 | https://pim-kvc.soneparsea.com:3443/PictureServer/default.aspx/schneider-zb5ad3_image1.jpg?A3889C9397807479A2A1C7A8BAA5959DB4AAC672CC996595B478B3AEBF9897998173BEB5B9 | https://pim-kvc.soneparsea.com:3443/PictureServer/default.aspx/schneider-ZB5-AD3.pdf?81788B76AEAA939CBEAABDA9B7A95D8E927A8186966A5EA4B4AB | HARMONY XB5 SELECTOR SWITCH HEAD Ø22 3-POSITION STAY PUT BLACK | Standard and Long Black Handle selector switch lever head for Harmony 5 XB5 series selector switches. | Construction type lens | Round
| 163 | Automation and Control | Industrial Switch | Selector Switches | HARMONY XB5 SELECTOR SWITCH HEAD Ø22 3-POS STAY PUT BLACK | 2062871 | ZB5AD3 | SCHNEIDER ELECTRIC | 240 | https://pim-kvc.soneparsea.com:3443/PictureServer/default.aspx/schneider-zb5ad3_image1.jpg?A3889C9397807479A2A1C7A8BAA5959DB4AAC672CC996595B478B3AEBF9897998173BEB5B9 | https://pim-kvc.soneparsea.com:3443/PictureServer/default.aspx/schneider-ZB5-AD3.pdf?81788B76AEAA939CBEAABDA9B7A95D8E927A8186966A5EA4B4AB | HARMONY XB5 SELECTOR SWITCH HEAD Ø22 3-POSITION STAY PUT BLACK | Standard and Long Black Handle selector switch lever head for Harmony 5 XB5 series selector switches. | Hole diameter | 22.5mm
| 163 | Automation and Control | Industrial Switch | Selector Switches | HARMONY XB5 SELECTOR SWITCH HEAD Ø22 3-POS STAY PUT BLACK | 2062871 | ZB5AD3 | SCHNEIDER ELECTRIC | 240 | https://pim-kvc.soneparsea.com:3443/PictureServer/default.aspx/schneider-zb5ad3_image1.jpg?A3889C9397807479A2A1C7A8BAA5959DB4AAC672CC996595B478B3AEBF9897998173BEB5B9 | https://pim-kvc.soneparsea.com:3443/PictureServer/default.aspx/schneider-ZB5-AD3.pdf?81788B76AEAA939CBEAABDA9B7A95D8E927A8186966A5EA4B4AB | HARMONY XB5 SELECTOR SWITCH HEAD Ø22 3-POSITION STAY PUT BLACK | Standard and Long Black Handle selector switch lever head for Harmony 5 XB5 series selector switches. | Width opening | 0mm
| 163 | Automation and Control | Industrial Switch | Selector Switches | HARMONY XB5 SELECTOR SWITCH HEAD Ø22 3-POS STAY PUT BLACK | 2062871 | ZB5AD3 | SCHNEIDER ELECTRIC | 240 | https://pim-kvc.soneparsea.com:3443/PictureServer/default.aspx/schneider-zb5ad3_image1.jpg?A3889C9397807479A2A1C7A8BAA5959DB4AAC672CC996595B478B3AEBF9897998173BEB5B9 | https://pim-kvc.soneparsea.com:3443/PictureServer/default.aspx/schneider-ZB5-AD3.pdf?81788B76AEAA939CBEAABDA9B7A95D8E927A8186966A5EA4B4AB | HARMONY XB5 SELECTOR SWITCH HEAD Ø22 3-POSITION STAY PUT BLACK | Standard and Long Black Handle selector switch lever head for Harmony 5 XB5 series selector switches. | Height opening | 0mm
| 163 | Automation and Control | Industrial Switch | Selector Switches | HARMONY XB5 SELECTOR SWITCH HEAD Ø22 3-POS STAY PUT BLACK | 2062871 | ZB5AD3 | SCHNEIDER ELECTRIC | 240 | https://pim-kvc.soneparsea.com:3443/PictureServer/default.aspx/schneider-zb5ad3_image1.jpg?A3889C9397807479A2A1C7A8BAA5959DB4AAC672CC996595B478B3AEBF9897998173BEB5B9 | https://pim-kvc.soneparsea.com:3443/PictureServer/default.aspx/schneider-ZB5-AD3.pdf?81788B76AEAA939CBEAABDA9B7A95D8E927A8186966A5EA4B4AB | HARMONY XB5 SELECTOR SWITCH HEAD Ø22 3-POSITION STAY PUT BLACK | Standard and Long Black Handle selector switch lever head for Harmony 5 XB5 series selector switches. | Switching function latching | yes
| 163 | Automation and Control | Industrial Switch | Selector Switches | HARMONY XB5 SELECTOR SWITCH HEAD Ø22 3-POS STAY PUT BLACK | 2062871 | ZB5AD3 | SCHNEIDER ELECTRIC | 240 | https://pim-kvc.soneparsea.com:3443/PictureServer/default.aspx/schneider-zb5ad3_image1.jpg?A3889C9397807479A2A1C7A8BAA5959DB4AAC672CC996595B478B3AEBF9897998173BEB5B9 | https://pim-kvc.soneparsea.com:3443/PictureServer/default.aspx/schneider-ZB5-AD3.pdf?81788B76AEAA939CBEAABDA9B7A95D8E927A8186966A5EA4B4AB | HARMONY XB5 SELECTOR SWITCH HEAD Ø22 3-POSITION STAY PUT BLACK | Standard and Long Black Handle selector switch lever head for Harmony 5 XB5 series selector switches. | Spring-return | no
| 163 | Automation and Control | Industrial Switch | Selector Switches | HARMONY XB5 SELECTOR SWITCH HEAD Ø22 3-POS STAY PUT BLACK | 2062871 | ZB5AD3 | SCHNEIDER ELECTRIC | 240 | https://pim-kvc.soneparsea.com:3443/PictureServer/default.aspx/schneider-zb5ad3_image1.jpg?A3889C9397807479A2A1C7A8BAA5959DB4AAC672CC996595B478B3AEBF9897998173BEB5B9 | https://pim-kvc.soneparsea.com:3443/PictureServer/default.aspx/schneider-ZB5-AD3.pdf?81788B76AEAA939CBEAABDA9B7A95D8E927A8186966A5EA4B4AB | HARMONY XB5 SELECTOR SWITCH HEAD Ø22 3-POSITION STAY PUT BLACK | Standard and Long Black Handle selector switch lever head for Harmony 5 XB5 series selector switches. | With front ring | yes
| 163 | Automation and Control | Industrial Switch | Selector Switches | HARMONY XB5 SELECTOR SWITCH HEAD Ø22 3-POS STAY PUT BLACK | 2062871 | ZB5AD3 | SCHNEIDER ELECTRIC | 240 | https://pim-kvc.soneparsea.com:3443/PictureServer/default.aspx/schneider-zb5ad3_image1.jpg?A3889C9397807479A2A1C7A8BAA5959DB4AAC672CC996595B478B3AEBF9897998173BEB5B9 | https://pim-kvc.soneparsea.com:3443/PictureServer/default.aspx/schneider-ZB5-AD3.pdf?81788B76AEAA939CBEAABDA9B7A95D8E927A8186966A5EA4B4AB | HARMONY XB5 SELECTOR SWITCH HEAD Ø22 3-POSITION STAY PUT BLACK | Standard and Long Black Handle selector switch lever head for Harmony 5 XB5 series selector switches. | Material front ring | Plastic
| 163 | Automation and Control | Industrial Switch | Selector Switches | HARMONY XB5 SELECTOR SWITCH HEAD Ø22 3-POS STAY PUT BLACK | 2062871 | ZB5AD3 | SCHNEIDER ELECTRIC | 240 | https://pim-kvc.soneparsea.com:3443/PictureServer/default.aspx/schneider-zb5ad3_image1.jpg?A3889C9397807479A2A1C7A8BAA5959DB4AAC672CC996595B478B3AEBF9897998173BEB5B9 | https://pim-kvc.soneparsea.com:3443/PictureServer/default.aspx/schneider-ZB5-AD3.pdf?81788B76AEAA939CBEAABDA9B7A95D8E927A8186966A5EA4B4AB | HARMONY XB5 SELECTOR SWITCH HEAD Ø22 3-POSITION STAY PUT BLACK | Standard and Long Black Handle selector switch lever head for Harmony 5 XB5 series selector switches. | Colour front ring | Black
| 163 | Automation and Control | Industrial Switch | Selector Switches | HARMONY XB5 SELECTOR SWITCH HEAD Ø22 3-POS STAY PUT BLACK | 2062871 | ZB5AD3 | SCHNEIDER ELECTRIC | 240 | https://pim-kvc.soneparsea.com:3443/PictureServer/default.aspx/schneider-zb5ad3_image1.jpg?A3889C9397807479A2A1C7A8BAA5959DB4AAC672CC996595B478B3AEBF9897998173BEB5B9 | https://pim-kvc.soneparsea.com:3443/PictureServer/default.aspx/schneider-ZB5-AD3.pdf?81788B76AEAA939CBEAABDA9B7A95D8E927A8186966A5EA4B4AB | HARMONY XB5 SELECTOR SWITCH HEAD Ø22 3-POSITION STAY PUT BLACK | Standard and Long Black Handle selector switch lever head for Harmony 5 XB5 series selector switches. | Degree of protection (IP), front side | IP67/IP69K
| 163 | Automation and Control | Industrial Switch | Selector Switches | HARMONY XB5 SELECTOR SWITCH HEAD Ø22 3-POS STAY PUT BLACK | 2062871 | ZB5AD3 | SCHNEIDER ELECTRIC | 240 | https://pim-kvc.soneparsea.com:3443/PictureServer/default.aspx/schneider-zb5ad3_image1.jpg?A3889C9397807479A2A1C7A8BAA5959DB4AAC672CC996595B478B3AEBF9897998173BEB5B9 | https://pim-kvc.soneparsea.com:3443/PictureServer/default.aspx/schneider-ZB5-AD3.pdf?81788B76AEAA939CBEAABDA9B7A95D8E927A8186966A5EA4B4AB | HARMONY XB5 SELECTOR SWITCH HEAD Ø22 3-POSITION STAY PUT BLACK | Standard and Long Black Handle selector switch lever head for Harmony 5 XB5 series selector switches. | Degree of protection (NEMA) | 13
| 164 | Automation and Control | Industrial Switch | Push Buttons | HARMONY XB5 SQUARE ILLUM PUSHBUTTON HEAD Ø22 FOR LED WHITE | 2062887 | ZB5CW313 | SCHNEIDER ELECTRIC | 720 | https://pim-kvc.soneparsea.com:3443/PictureServer/default.aspx/schneider-ZB5CW313_Image1.jpg?A3889C9397807479A2A1C7A8BAA5959DB4AAC672AC796577A7788578B1809D95B7AA8573BCA797 | https://pim-kvc.soneparsea.com:3443/PictureServer/default.aspx/schneider-ZB5-CW313.pdf?81788B76AEAA939CBEAABDA9B7A95D8E927A8188A96A61677EB5B8AB | HARMONY XB5 SQUARE FLUSH ILLUM PUSHBUTTON HEAD Ø22 SPRING RETURN FOR INTEGRAL LED WHITE | Harmony Square flush pushbutton head in white color is made of plastic bezel and is ideal for 22 mm illuminated spring return pushbutton. | Colour button | White
| 164 | Automation and Control | Industrial Switch | Push Buttons | HARMONY XB5 SQUARE ILLUM PUSHBUTTON HEAD Ø22 FOR LED WHITE | 2062887 | ZB5CW313 | SCHNEIDER ELECTRIC | 720 | https://pim-kvc.soneparsea.com:3443/PictureServer/default.aspx/schneider-ZB5CW313_Image1.jpg?A3889C9397807479A2A1C7A8BAA5959DB4AAC672AC796577A7788578B1809D95B7AA8573BCA797 | https://pim-kvc.soneparsea.com:3443/PictureServer/default.aspx/schneider-ZB5-CW313.pdf?81788B76AEAA939CBEAABDA9B7A95D8E927A8188A96A61677EB5B8AB | HARMONY XB5 SQUARE FLUSH ILLUM PUSHBUTTON HEAD Ø22 SPRING RETURN FOR INTEGRAL LED WHITE | Harmony Square flush pushbutton head in white color is made of plastic bezel and is ideal for 22 mm illuminated spring return pushbutton. | Number of command positions | 1
| 164 | Automation and Control | Industrial Switch | Push Buttons | HARMONY XB5 SQUARE ILLUM PUSHBUTTON HEAD Ø22 FOR LED WHITE | 2062887 | ZB5CW313 | SCHNEIDER ELECTRIC | 720 | https://pim-kvc.soneparsea.com:3443/PictureServer/default.aspx/schneider-ZB5CW313_Image1.jpg?A3889C9397807479A2A1C7A8BAA5959DB4AAC672AC796577A7788578B1809D95B7AA8573BCA797 | https://pim-kvc.soneparsea.com:3443/PictureServer/default.aspx/schneider-ZB5-CW313.pdf?81788B76AEAA939CBEAABDA9B7A95D8E927A8188A96A61677EB5B8AB | HARMONY XB5 SQUARE FLUSH ILLUM PUSHBUTTON HEAD Ø22 SPRING RETURN FOR INTEGRAL LED WHITE | Harmony Square flush pushbutton head in white color is made of plastic bezel and is ideal for 22 mm illuminated spring return pushbutton. | Construction type lens | Square
| 164 | Automation and Control | Industrial Switch | Push Buttons | HARMONY XB5 SQUARE ILLUM PUSHBUTTON HEAD Ø22 FOR LED WHITE | 2062887 | ZB5CW313 | SCHNEIDER ELECTRIC | 720 | https://pim-kvc.soneparsea.com:3443/PictureServer/default.aspx/schneider-ZB5CW313_Image1.jpg?A3889C9397807479A2A1C7A8BAA5959DB4AAC672AC796577A7788578B1809D95B7AA8573BCA797 | https://pim-kvc.soneparsea.com:3443/PictureServer/default.aspx/schneider-ZB5-CW313.pdf?81788B76AEAA939CBEAABDA9B7A95D8E927A8188A96A61677EB5B8AB | HARMONY XB5 SQUARE FLUSH ILLUM PUSHBUTTON HEAD Ø22 SPRING RETURN FOR INTEGRAL LED WHITE | Harmony Square flush pushbutton head in white color is made of plastic bezel and is ideal for 22 mm illuminated spring return pushbutton. | Hole diameter | 22mm
| 164 | Automation and Control | Industrial Switch | Push Buttons | HARMONY XB5 SQUARE ILLUM PUSHBUTTON HEAD Ø22 FOR LED WHITE | 2062887 | ZB5CW313 | SCHNEIDER ELECTRIC | 720 | https://pim-kvc.soneparsea.com:3443/PictureServer/default.aspx/schneider-ZB5CW313_Image1.jpg?A3889C9397807479A2A1C7A8BAA5959DB4AAC672AC796577A7788578B1809D95B7AA8573BCA797 | https://pim-kvc.soneparsea.com:3443/PictureServer/default.aspx/schneider-ZB5-CW313.pdf?81788B76AEAA939CBEAABDA9B7A95D8E927A8188A96A61677EB5B8AB | HARMONY XB5 SQUARE FLUSH ILLUM PUSHBUTTON HEAD Ø22 SPRING RETURN FOR INTEGRAL LED WHITE | Harmony Square flush pushbutton head in white color is made of plastic bezel and is ideal for 22 mm illuminated spring return pushbutton. | Width opening | 0mm
| 164 | Automation and Control | Industrial Switch | Push Buttons | HARMONY XB5 SQUARE ILLUM PUSHBUTTON HEAD Ø22 FOR LED WHITE | 2062887 | ZB5CW313 | SCHNEIDER ELECTRIC | 720 | https://pim-kvc.soneparsea.com:3443/PictureServer/default.aspx/schneider-ZB5CW313_Image1.jpg?A3889C9397807479A2A1C7A8BAA5959DB4AAC672AC796577A7788578B1809D95B7AA8573BCA797 | https://pim-kvc.soneparsea.com:3443/PictureServer/default.aspx/schneider-ZB5-CW313.pdf?81788B76AEAA939CBEAABDA9B7A95D8E927A8188A96A61677EB5B8AB | HARMONY XB5 SQUARE FLUSH ILLUM PUSHBUTTON HEAD Ø22 SPRING RETURN FOR INTEGRAL LED WHITE | Harmony Square flush pushbutton head in white color is made of plastic bezel and is ideal for 22 mm illuminated spring return pushbutton. | Height opening | 0mm
| 164 | Automation and Control | Industrial Switch | Push Buttons | HARMONY XB5 SQUARE ILLUM PUSHBUTTON HEAD Ø22 FOR LED WHITE | 2062887 | ZB5CW313 | SCHNEIDER ELECTRIC | 720 | https://pim-kvc.soneparsea.com:3443/PictureServer/default.aspx/schneider-ZB5CW313_Image1.jpg?A3889C9397807479A2A1C7A8BAA5959DB4AAC672AC796577A7788578B1809D95B7AA8573BCA797 | https://pim-kvc.soneparsea.com:3443/PictureServer/default.aspx/schneider-ZB5-CW313.pdf?81788B76AEAA939CBEAABDA9B7A95D8E927A8188A96A61677EB5B8AB | HARMONY XB5 SQUARE FLUSH ILLUM PUSHBUTTON HEAD Ø22 SPRING RETURN FOR INTEGRAL LED WHITE | Harmony Square flush pushbutton head in white color is made of plastic bezel and is ideal for 22 mm illuminated spring return pushbutton. | Type of button | Flat
| 164 | Automation and Control | Industrial Switch | Push Buttons | HARMONY XB5 SQUARE ILLUM PUSHBUTTON HEAD Ø22 FOR LED WHITE | 2062887 | ZB5CW313 | SCHNEIDER ELECTRIC | 720 | https://pim-kvc.soneparsea.com:3443/PictureServer/default.aspx/schneider-ZB5CW313_Image1.jpg?A3889C9397807479A2A1C7A8BAA5959DB4AAC672AC796577A7788578B1809D95B7AA8573BCA797 | https://pim-kvc.soneparsea.com:3443/PictureServer/default.aspx/schneider-ZB5-CW313.pdf?81788B76AEAA939CBEAABDA9B7A95D8E927A8188A96A61677EB5B8AB | HARMONY XB5 SQUARE FLUSH ILLUM PUSHBUTTON HEAD Ø22 SPRING RETURN FOR INTEGRAL LED WHITE | Harmony Square flush pushbutton head in white color is made of plastic bezel and is ideal for 22 mm illuminated spring return pushbutton. | Suitable for illumination | yes
| 164 | Automation and Control | Industrial Switch | Push Buttons | HARMONY XB5 SQUARE ILLUM PUSHBUTTON HEAD Ø22 FOR LED WHITE | 2062887 | ZB5CW313 | SCHNEIDER ELECTRIC | 720 | https://pim-kvc.soneparsea.com:3443/PictureServer/default.aspx/schneider-ZB5CW313_Image1.jpg?A3889C9397807479A2A1C7A8BAA5959DB4AAC672AC796577A7788578B1809D95B7AA8573BCA797 | https://pim-kvc.soneparsea.com:3443/PictureServer/default.aspx/schneider-ZB5-CW313.pdf?81788B76AEAA939CBEAABDA9B7A95D8E927A8188A96A61677EB5B8AB | HARMONY XB5 SQUARE FLUSH ILLUM PUSHBUTTON HEAD Ø22 SPRING RETURN FOR INTEGRAL LED WHITE | Harmony Square flush pushbutton head in white color is made of plastic bezel and is ideal for 22 mm illuminated spring return pushbutton. | With protective cover | no
| 164 | Automation and Control | Industrial Switch | Push Buttons | HARMONY XB5 SQUARE ILLUM PUSHBUTTON HEAD Ø22 FOR LED WHITE | 2062887 | ZB5CW313 | SCHNEIDER ELECTRIC | 720 | https://pim-kvc.soneparsea.com:3443/PictureServer/default.aspx/schneider-ZB5CW313_Image1.jpg?A3889C9397807479A2A1C7A8BAA5959DB4AAC672AC796577A7788578B1809D95B7AA8573BCA797 | https://pim-kvc.soneparsea.com:3443/PictureServer/default.aspx/schneider-ZB5-CW313.pdf?81788B76AEAA939CBEAABDA9B7A95D8E927A8188A96A61677EB5B8AB | HARMONY XB5 SQUARE FLUSH ILLUM PUSHBUTTON HEAD Ø22 SPRING RETURN FOR INTEGRAL LED WHITE | Harmony Square flush pushbutton head in white color is made of plastic bezel and is ideal for 22 mm illuminated spring return pushbutton. | Labelled | no
| 164 | Automation and Control | Industrial Switch | Push Buttons | HARMONY XB5 SQUARE ILLUM PUSHBUTTON HEAD Ø22 FOR LED WHITE | 2062887 | ZB5CW313 | SCHNEIDER ELECTRIC | 720 | https://pim-kvc.soneparsea.com:3443/PictureServer/default.aspx/schneider-ZB5CW313_Image1.jpg?A3889C9397807479A2A1C7A8BAA5959DB4AAC672AC796577A7788578B1809D95B7AA8573BCA797 | https://pim-kvc.soneparsea.com:3443/PictureServer/default.aspx/schneider-ZB5-CW313.pdf?81788B76AEAA939CBEAABDA9B7A95D8E927A8188A96A61677EB5B8AB | HARMONY XB5 SQUARE FLUSH ILLUM PUSHBUTTON HEAD Ø22 SPRING RETURN FOR INTEGRAL LED WHITE | Harmony Square flush pushbutton head in white color is made of plastic bezel and is ideal for 22 mm illuminated spring return pushbutton. | Switching function latching | no
| 164 | Automation and Control | Industrial Switch | Push Buttons | HARMONY XB5 SQUARE ILLUM PUSHBUTTON HEAD Ø22 FOR LED WHITE | 2062887 | ZB5CW313 | SCHNEIDER ELECTRIC | 720 | https://pim-kvc.soneparsea.com:3443/PictureServer/default.aspx/schneider-ZB5CW313_Image1.jpg?A3889C9397807479A2A1C7A8BAA5959DB4AAC672AC796577A7788578B1809D95B7AA8573BCA797 | https://pim-kvc.soneparsea.com:3443/PictureServer/default.aspx/schneider-ZB5-CW313.pdf?81788B76AEAA939CBEAABDA9B7A95D8E927A8188A96A61677EB5B8AB | HARMONY XB5 SQUARE FLUSH ILLUM PUSHBUTTON HEAD Ø22 SPRING RETURN FOR INTEGRAL LED WHITE | Harmony Square flush pushbutton head in white color is made of plastic bezel and is ideal for 22 mm illuminated spring return pushbutton. | Spring-return | yes
| 164 | Automation and Control | Industrial Switch | Push Buttons | HARMONY XB5 SQUARE ILLUM PUSHBUTTON HEAD Ø22 FOR LED WHITE | 2062887 | ZB5CW313 | SCHNEIDER ELECTRIC | 720 | https://pim-kvc.soneparsea.com:3443/PictureServer/default.aspx/schneider-ZB5CW313_Image1.jpg?A3889C9397807479A2A1C7A8BAA5959DB4AAC672AC796577A7788578B1809D95B7AA8573BCA797 | https://pim-kvc.soneparsea.com:3443/PictureServer/default.aspx/schneider-ZB5-CW313.pdf?81788B76AEAA939CBEAABDA9B7A95D8E927A8188A96A61677EB5B8AB | HARMONY XB5 SQUARE FLUSH ILLUM PUSHBUTTON HEAD Ø22 SPRING RETURN FOR INTEGRAL LED WHITE | Harmony Square flush pushbutton head in white color is made of plastic bezel and is ideal for 22 mm illuminated spring return pushbutton. | With front ring | yes
| 164 | Automation and Control | Industrial Switch | Push Buttons | HARMONY XB5 SQUARE ILLUM PUSHBUTTON HEAD Ø22 FOR LED WHITE | 2062887 | ZB5CW313 | SCHNEIDER ELECTRIC | 720 | https://pim-kvc.soneparsea.com:3443/PictureServer/default.aspx/schneider-ZB5CW313_Image1.jpg?A3889C9397807479A2A1C7A8BAA5959DB4AAC672AC796577A7788578B1809D95B7AA8573BCA797 | https://pim-kvc.soneparsea.com:3443/PictureServer/default.aspx/schneider-ZB5-CW313.pdf?81788B76AEAA939CBEAABDA9B7A95D8E927A8188A96A61677EB5B8AB | HARMONY XB5 SQUARE FLUSH ILLUM PUSHBUTTON HEAD Ø22 SPRING RETURN FOR INTEGRAL LED WHITE | Harmony Square flush pushbutton head in white color is made of plastic bezel and is ideal for 22 mm illuminated spring return pushbutton. | Material front ring | Plastic
| 164 | Automation and Control | Industrial Switch | Push Buttons | HARMONY XB5 SQUARE ILLUM PUSHBUTTON HEAD Ø22 FOR LED WHITE | 2062887 | ZB5CW313 | SCHNEIDER ELECTRIC | 720 | https://pim-kvc.soneparsea.com:3443/PictureServer/default.aspx/schneider-ZB5CW313_Image1.jpg?A3889C9397807479A2A1C7A8BAA5959DB4AAC672AC796577A7788578B1809D95B7AA8573BCA797 | https://pim-kvc.soneparsea.com:3443/PictureServer/default.aspx/schneider-ZB5-CW313.pdf?81788B76AEAA939CBEAABDA9B7A95D8E927A8188A96A61677EB5B8AB | HARMONY XB5 SQUARE FLUSH ILLUM PUSHBUTTON HEAD Ø22 SPRING RETURN FOR INTEGRAL LED WHITE | Harmony Square flush pushbutton head in white color is made of plastic bezel and is ideal for 22 mm illuminated spring return pushbutton. | Colour front ring | Black
| 164 | Automation and Control | Industrial Switch | Push Buttons | HARMONY XB5 SQUARE ILLUM PUSHBUTTON HEAD Ø22 FOR LED WHITE | 2062887 | ZB5CW313 | SCHNEIDER ELECTRIC | 720 | https://pim-kvc.soneparsea.com:3443/PictureServer/default.aspx/schneider-ZB5CW313_Image1.jpg?A3889C9397807479A2A1C7A8BAA5959DB4AAC672AC796577A7788578B1809D95B7AA8573BCA797 | https://pim-kvc.soneparsea.com:3443/PictureServer/default.aspx/schneider-ZB5-CW313.pdf?81788B76AEAA939CBEAABDA9B7A95D8E927A8188A96A61677EB5B8AB | HARMONY XB5 SQUARE FLUSH ILLUM PUSHBUTTON HEAD Ø22 SPRING RETURN FOR INTEGRAL LED WHITE | Harmony Square flush pushbutton head in white color is made of plastic bezel and is ideal for 22 mm illuminated spring return pushbutton. | Degree of protection (IP), front side | IP66
| 164 | Automation and Control | Industrial Switch | Push Buttons | HARMONY XB5 SQUARE ILLUM PUSHBUTTON HEAD Ø22 FOR LED WHITE | 2062887 | ZB5CW313 | SCHNEIDER ELECTRIC | 720 | https://pim-kvc.soneparsea.com:3443/PictureServer/default.aspx/schneider-ZB5CW313_Image1.jpg?A3889C9397807479A2A1C7A8BAA5959DB4AAC672AC796577A7788578B1809D95B7AA8573BCA797 | https://pim-kvc.soneparsea.com:3443/PictureServer/default.aspx/schneider-ZB5-CW313.pdf?81788B76AEAA939CBEAABDA9B7A95D8E927A8188A96A61677EB5B8AB | HARMONY XB5 SQUARE FLUSH ILLUM PUSHBUTTON HEAD Ø22 SPRING RETURN FOR INTEGRAL LED WHITE | Harmony Square flush pushbutton head in white color is made of plastic bezel and is ideal for 22 mm illuminated spring return pushbutton. | Degree of protection (NEMA), front side | Other
| 165 | Automation and Control | Industrial Switch | Tower Lights | HARMONY XVM ILLUMINATED UNIT Ø45 230V AC/DC GREEN | 2062902 | XVMC33 | SCHNEIDER ELECTRIC | 350 | https://pim-kvc.soneparsea.com:3443/PictureServer/default.aspx/schneider-xvmc33_image1.jpg?A3889C9397807479A2A1C7A8BAA5959DB4AAC672CAAD9D978378B3AEBF9897998173BEB5B9 | https://pim-kvc.soneparsea.com:3443/PictureServer/default.aspx/schneider-xvm-c33.pdf?81788B76AEAA939CBEAABDA9B7A95DACC6B281A8856A5EA4B4AB | HARMONY XVM ILLUMINATED UNIT Ø 45 GREEN BA 15D BULB NOT INCLUDED <= 230 V AC DC | Lens units only for BA 15d base fitting bulb, Bulb not included, 5 W max. | Function | Continuous light
| 165 | Automation and Control | Industrial Switch | Tower Lights | HARMONY XVM ILLUMINATED UNIT Ø45 230V AC/DC GREEN | 2062902 | XVMC33 | SCHNEIDER ELECTRIC | 350 | https://pim-kvc.soneparsea.com:3443/PictureServer/default.aspx/schneider-xvmc33_image1.jpg?A3889C9397807479A2A1C7A8BAA5959DB4AAC672CAAD9D978378B3AEBF9897998173BEB5B9 | https://pim-kvc.soneparsea.com:3443/PictureServer/default.aspx/schneider-xvm-c33.pdf?81788B76AEAA939CBEAABDA9B7A95DACC6B281A8856A5EA4B4AB | HARMONY XVM ILLUMINATED UNIT Ø 45 GREEN BA 15D BULB NOT INCLUDED <= 230 V AC DC | Lens units only for BA 15d base fitting bulb, Bulb not included, 5 W max. | Colour | Green
| 165 | Automation and Control | Industrial Switch | Tower Lights | HARMONY XVM ILLUMINATED UNIT Ø45 230V AC/DC GREEN | 2062902 | XVMC33 | SCHNEIDER ELECTRIC | 350 | https://pim-kvc.soneparsea.com:3443/PictureServer/default.aspx/schneider-xvmc33_image1.jpg?A3889C9397807479A2A1C7A8BAA5959DB4AAC672CAAD9D978378B3AEBF9897998173BEB5B9 | https://pim-kvc.soneparsea.com:3443/PictureServer/default.aspx/schneider-xvm-c33.pdf?81788B76AEAA939CBEAABDA9B7A95DACC6B281A8856A5EA4B4AB | HARMONY XVM ILLUMINATED UNIT Ø 45 GREEN BA 15D BULB NOT INCLUDED <= 230 V AC DC | Lens units only for BA 15d base fitting bulb, Bulb not included, 5 W max. | Outer diameter | 45mm
| 165 | Automation and Control | Industrial Switch | Tower Lights | HARMONY XVM ILLUMINATED UNIT Ø45 230V AC/DC GREEN | 2062902 | XVMC33 | SCHNEIDER ELECTRIC | 350 | https://pim-kvc.soneparsea.com:3443/PictureServer/default.aspx/schneider-xvmc33_image1.jpg?A3889C9397807479A2A1C7A8BAA5959DB4AAC672CAAD9D978378B3AEBF9897998173BEB5B9 | https://pim-kvc.soneparsea.com:3443/PictureServer/default.aspx/schneider-xvm-c33.pdf?81788B76AEAA939CBEAABDA9B7A95DACC6B281A8856A5EA4B4AB | HARMONY XVM ILLUMINATED UNIT Ø 45 GREEN BA 15D BULB NOT INCLUDED <= 230 V AC DC | Lens units only for BA 15d base fitting bulb, Bulb not included, 5 W max. | Operating voltage at AC 50 Hz | 0...0V
| 165 | Automation and Control | Industrial Switch | Tower Lights | HARMONY XVM ILLUMINATED UNIT Ø45 230V AC/DC GREEN | 2062902 | XVMC33 | SCHNEIDER ELECTRIC | 350 | https://pim-kvc.soneparsea.com:3443/PictureServer/default.aspx/schneider-xvmc33_image1.jpg?A3889C9397807479A2A1C7A8BAA5959DB4AAC672CAAD9D978378B3AEBF9897998173BEB5B9 | https://pim-kvc.soneparsea.com:3443/PictureServer/default.aspx/schneider-xvm-c33.pdf?81788B76AEAA939CBEAABDA9B7A95DACC6B281A8856A5EA4B4AB | HARMONY XVM ILLUMINATED UNIT Ø 45 GREEN BA 15D BULB NOT INCLUDED <= 230 V AC DC | Lens units only for BA 15d base fitting bulb, Bulb not included, 5 W max. | Operating voltage at AC 60 Hz | 0...0V
| 165 | Automation and Control | Industrial Switch | Tower Lights | HARMONY XVM ILLUMINATED UNIT Ø45 230V AC/DC GREEN | 2062902 | XVMC33 | SCHNEIDER ELECTRIC | 350 | https://pim-kvc.soneparsea.com:3443/PictureServer/default.aspx/schneider-xvmc33_image1.jpg?A3889C9397807479A2A1C7A8BAA5959DB4AAC672CAAD9D978378B3AEBF9897998173BEB5B9 | https://pim-kvc.soneparsea.com:3443/PictureServer/default.aspx/schneider-xvm-c33.pdf?81788B76AEAA939CBEAABDA9B7A95DACC6B281A8856A5EA4B4AB | HARMONY XVM ILLUMINATED UNIT Ø 45 GREEN BA 15D BULB NOT INCLUDED <= 230 V AC DC | Lens units only for BA 15d base fitting bulb, Bulb not included, 5 W max. | Operating voltage at DC | 0...0V
| 165 | Automation and Control | Industrial Switch | Tower Lights | HARMONY XVM ILLUMINATED UNIT Ø45 230V AC/DC GREEN | 2062902 | XVMC33 | SCHNEIDER ELECTRIC | 350 | https://pim-kvc.soneparsea.com:3443/PictureServer/default.aspx/schneider-xvmc33_image1.jpg?A3889C9397807479A2A1C7A8BAA5959DB4AAC672CAAD9D978378B3AEBF9897998173BEB5B9 | https://pim-kvc.soneparsea.com:3443/PictureServer/default.aspx/schneider-xvm-c33.pdf?81788B76AEAA939CBEAABDA9B7A95DACC6B281A8856A5EA4B4AB | HARMONY XVM ILLUMINATED UNIT Ø 45 GREEN BA 15D BULB NOT INCLUDED <= 230 V AC DC | Lens units only for BA 15d base fitting bulb, Bulb not included, 5 W max. | Voltage type | AC
| 165 | Automation and Control | Industrial Switch | Tower Lights | HARMONY XVM ILLUMINATED UNIT Ø45 230V AC/DC GREEN | 2062902 | XVMC33 | SCHNEIDER ELECTRIC | 350 | https://pim-kvc.soneparsea.com:3443/PictureServer/default.aspx/schneider-xvmc33_image1.jpg?A3889C9397807479A2A1C7A8BAA5959DB4AAC672CAAD9D978378B3AEBF9897998173BEB5B9 | https://pim-kvc.soneparsea.com:3443/PictureServer/default.aspx/schneider-xvm-c33.pdf?81788B76AEAA939CBEAABDA9B7A95DACC6B281A8856A5EA4B4AB | HARMONY XVM ILLUMINATED UNIT Ø 45 GREEN BA 15D BULB NOT INCLUDED <= 230 V AC DC | Lens units only for BA 15d base fitting bulb, Bulb not included, 5 W max. | Lamp type | Incandescent lamp
| 165 | Automation and Control | Industrial Switch | Tower Lights | HARMONY XVM ILLUMINATED UNIT Ø45 230V AC/DC GREEN | 2062902 | XVMC33 | SCHNEIDER ELECTRIC | 350 | https://pim-kvc.soneparsea.com:3443/PictureServer/default.aspx/schneider-xvmc33_image1.jpg?A3889C9397807479A2A1C7A8BAA5959DB4AAC672CAAD9D978378B3AEBF9897998173BEB5B9 | https://pim-kvc.soneparsea.com:3443/PictureServer/default.aspx/schneider-xvm-c33.pdf?81788B76AEAA939CBEAABDA9B7A95DACC6B281A8856A5EA4B4AB | HARMONY XVM ILLUMINATED UNIT Ø 45 GREEN BA 15D BULB NOT INCLUDED <= 230 V AC DC | Lens units only for BA 15d base fitting bulb, Bulb not included, 5 W max. | Colour housing | Green
| 165 | Automation and Control | Industrial Switch | Tower Lights | HARMONY XVM ILLUMINATED UNIT Ø45 230V AC/DC GREEN | 2062902 | XVMC33 | SCHNEIDER ELECTRIC | 350 | https://pim-kvc.soneparsea.com:3443/PictureServer/default.aspx/schneider-xvmc33_image1.jpg?A3889C9397807479A2A1C7A8BAA5959DB4AAC672CAAD9D978378B3AEBF9897998173BEB5B9 | https://pim-kvc.soneparsea.com:3443/PictureServer/default.aspx/schneider-xvm-c33.pdf?81788B76AEAA939CBEAABDA9B7A95DACC6B281A8856A5EA4B4AB | HARMONY XVM ILLUMINATED UNIT Ø 45 GREEN BA 15D BULB NOT INCLUDED <= 230 V AC DC | Lens units only for BA 15d base fitting bulb, Bulb not included, 5 W max. | Degree of protection (IP) | IP42
| 166 | Automation and Control | Industrial Switch | Safety Switches | PREVENTA XY2 XY2CE E-STOP TRIP WIRE SWITCH W/O TENSIONER 1A | 2062906 | XY2CE1A250 | SCHNEIDER ELECTRIC | 25000 | https://pim-kvc.soneparsea.com:3443/PictureServer/default.aspx/schneider-xy2ce1a250_image1.jpg?A3889C9397807479A2A1C7A8BAA5959DB4AAC672CAB06297B576B57787678F9DBDA6BBAA83659AA4B7 | https://pim-kvc.soneparsea.com:3443/PictureServer/default.aspx/schneider-xy2ce1a250.pdf?81788B76AEAA939CBEAABDA9B7A95DACC977B7AA839862698073C4A9B8 | PREVENTA XY2 XY2CE E-STOP ROPE PULL SWITCH RH SIDE -1NC+1NO BOOTED PUSHBUTTON | E-stop cable mount rope pull switch uses NO and NC contact standard push button for convenient ON/OFF operation. It has Zamak constructed body and corrosion resistant stainless steel made cover for durability. It is used to trigger up to 165 ft long cable and can be tripped at any point in work zone | Number of contacts as normally open contact | 1
| 166 | Automation and Control | Industrial Switch | Safety Switches | PREVENTA XY2 XY2CE E-STOP TRIP WIRE SWITCH W/O TENSIONER 1A | 2062906 | XY2CE1A250 | SCHNEIDER ELECTRIC | 25000 | https://pim-kvc.soneparsea.com:3443/PictureServer/default.aspx/schneider-xy2ce1a250_image1.jpg?A3889C9397807479A2A1C7A8BAA5959DB4AAC672CAB06297B576B57787678F9DBDA6BBAA83659AA4B7 | https://pim-kvc.soneparsea.com:3443/PictureServer/default.aspx/schneider-xy2ce1a250.pdf?81788B76AEAA939CBEAABDA9B7A95DACC977B7AA839862698073C4A9B8 | PREVENTA XY2 XY2CE E-STOP ROPE PULL SWITCH RH SIDE -1NC+1NO BOOTED PUSHBUTTON | E-stop cable mount rope pull switch uses NO and NC contact standard push button for convenient ON/OFF operation. It has Zamak constructed body and corrosion resistant stainless steel made cover for durability. It is used to trigger up to 165 ft long cable and can be tripped at any point in work zone | Number of contacts as normally closed contact | 1
| 166 | Automation and Control | Industrial Switch | Safety Switches | PREVENTA XY2 XY2CE E-STOP TRIP WIRE SWITCH W/O TENSIONER 1A | 2062906 | XY2CE1A250 | SCHNEIDER ELECTRIC | 25000 | https://pim-kvc.soneparsea.com:3443/PictureServer/default.aspx/schneider-xy2ce1a250_image1.jpg?A3889C9397807479A2A1C7A8BAA5959DB4AAC672CAB06297B576B57787678F9DBDA6BBAA83659AA4B7 | https://pim-kvc.soneparsea.com:3443/PictureServer/default.aspx/schneider-xy2ce1a250.pdf?81788B76AEAA939CBEAABDA9B7A95DACC977B7AA839862698073C4A9B8 | PREVENTA XY2 XY2CE E-STOP ROPE PULL SWITCH RH SIDE -1NC+1NO BOOTED PUSHBUTTON | E-stop cable mount rope pull switch uses NO and NC contact standard push button for convenient ON/OFF operation. It has Zamak constructed body and corrosion resistant stainless steel made cover for durability. It is used to trigger up to 165 ft long cable and can be tripped at any point in work zone | Number of contacts as change-over contact | 0
| 166 | Automation and Control | Industrial Switch | Safety Switches | PREVENTA XY2 XY2CE E-STOP TRIP WIRE SWITCH W/O TENSIONER 1A | 2062906 | XY2CE1A250 | SCHNEIDER ELECTRIC | 25000 | https://pim-kvc.soneparsea.com:3443/PictureServer/default.aspx/schneider-xy2ce1a250_image1.jpg?A3889C9397807479A2A1C7A8BAA5959DB4AAC672CAB06297B576B57787678F9DBDA6BBAA83659AA4B7 | https://pim-kvc.soneparsea.com:3443/PictureServer/default.aspx/schneider-xy2ce1a250.pdf?81788B76AEAA939CBEAABDA9B7A95DACC977B7AA839862698073C4A9B8 | PREVENTA XY2 XY2CE E-STOP ROPE PULL SWITCH RH SIDE -1NC+1NO BOOTED PUSHBUTTON | E-stop cable mount rope pull switch uses NO and NC contact standard push button for convenient ON/OFF operation. It has Zamak constructed body and corrosion resistant stainless steel made cover for durability. It is used to trigger up to 165 ft long cable and can be tripped at any point in work zone | Number of actuation directions | 0
| 166 | Automation and Control | Industrial Switch | Safety Switches | PREVENTA XY2 XY2CE E-STOP TRIP WIRE SWITCH W/O TENSIONER 1A | 2062906 | XY2CE1A250 | SCHNEIDER ELECTRIC | 25000 | https://pim-kvc.soneparsea.com:3443/PictureServer/default.aspx/schneider-xy2ce1a250_image1.jpg?A3889C9397807479A2A1C7A8BAA5959DB4AAC672CAB06297B576B57787678F9DBDA6BBAA83659AA4B7 | https://pim-kvc.soneparsea.com:3443/PictureServer/default.aspx/schneider-xy2ce1a250.pdf?81788B76AEAA939CBEAABDA9B7A95DACC977B7AA839862698073C4A9B8 | PREVENTA XY2 XY2CE E-STOP ROPE PULL SWITCH RH SIDE -1NC+1NO BOOTED PUSHBUTTON | E-stop cable mount rope pull switch uses NO and NC contact standard push button for convenient ON/OFF operation. It has Zamak constructed body and corrosion resistant stainless steel made cover for durability. It is used to trigger up to 165 ft long cable and can be tripped at any point in work zone | With tension indication | no
| 166 | Automation and Control | Industrial Switch | Safety Switches | PREVENTA XY2 XY2CE E-STOP TRIP WIRE SWITCH W/O TENSIONER 1A | 2062906 | XY2CE1A250 | SCHNEIDER ELECTRIC | 25000 | https://pim-kvc.soneparsea.com:3443/PictureServer/default.aspx/schneider-xy2ce1a250_image1.jpg?A3889C9397807479A2A1C7A8BAA5959DB4AAC672CAB06297B576B57787678F9DBDA6BBAA83659AA4B7 | https://pim-kvc.soneparsea.com:3443/PictureServer/default.aspx/schneider-xy2ce1a250.pdf?81788B76AEAA939CBEAABDA9B7A95DACC977B7AA839862698073C4A9B8 | PREVENTA XY2 XY2CE E-STOP ROPE PULL SWITCH RH SIDE -1NC+1NO BOOTED PUSHBUTTON | E-stop cable mount rope pull switch uses NO and NC contact standard push button for convenient ON/OFF operation. It has Zamak constructed body and corrosion resistant stainless steel made cover for durability. It is used to trigger up to 165 ft long cable and can be tripped at any point in work zone | Max. length of pull cord | 70m
| 166 | Automation and Control | Industrial Switch | Safety Switches | PREVENTA XY2 XY2CE E-STOP TRIP WIRE SWITCH W/O TENSIONER 1A | 2062906 | XY2CE1A250 | SCHNEIDER ELECTRIC | 25000 | https://pim-kvc.soneparsea.com:3443/PictureServer/default.aspx/schneider-xy2ce1a250_image1.jpg?A3889C9397807479A2A1C7A8BAA5959DB4AAC672CAB06297B576B57787678F9DBDA6BBAA83659AA4B7 | https://pim-kvc.soneparsea.com:3443/PictureServer/default.aspx/schneider-xy2ce1a250.pdf?81788B76AEAA939CBEAABDA9B7A95DACC977B7AA839862698073C4A9B8 | PREVENTA XY2 XY2CE E-STOP ROPE PULL SWITCH RH SIDE -1NC+1NO BOOTED PUSHBUTTON | E-stop cable mount rope pull switch uses NO and NC contact standard push button for convenient ON/OFF operation. It has Zamak constructed body and corrosion resistant stainless steel made cover for durability. It is used to trigger up to 165 ft long cable and can be tripped at any point in work zone | Colour | Red
| 166 | Automation and Control | Industrial Switch | Safety Switches | PREVENTA XY2 XY2CE E-STOP TRIP WIRE SWITCH W/O TENSIONER 1A | 2062906 | XY2CE1A250 | SCHNEIDER ELECTRIC | 25000 | https://pim-kvc.soneparsea.com:3443/PictureServer/default.aspx/schneider-xy2ce1a250_image1.jpg?A3889C9397807479A2A1C7A8BAA5959DB4AAC672CAB06297B576B57787678F9DBDA6BBAA83659AA4B7 | https://pim-kvc.soneparsea.com:3443/PictureServer/default.aspx/schneider-xy2ce1a250.pdf?81788B76AEAA939CBEAABDA9B7A95DACC977B7AA839862698073C4A9B8 | PREVENTA XY2 XY2CE E-STOP ROPE PULL SWITCH RH SIDE -1NC+1NO BOOTED PUSHBUTTON | E-stop cable mount rope pull switch uses NO and NC contact standard push button for convenient ON/OFF operation. It has Zamak constructed body and corrosion resistant stainless steel made cover for durability. It is used to trigger up to 165 ft long cable and can be tripped at any point in work zone | Ambient temperature | -25...70°C
| 166 | Automation and Control | Industrial Switch | Safety Switches | PREVENTA XY2 XY2CE E-STOP TRIP WIRE SWITCH W/O TENSIONER 1A | 2062906 | XY2CE1A250 | SCHNEIDER ELECTRIC | 25000 | https://pim-kvc.soneparsea.com:3443/PictureServer/default.aspx/schneider-xy2ce1a250_image1.jpg?A3889C9397807479A2A1C7A8BAA5959DB4AAC672CAB06297B576B57787678F9DBDA6BBAA83659AA4B7 | https://pim-kvc.soneparsea.com:3443/PictureServer/default.aspx/schneider-xy2ce1a250.pdf?81788B76AEAA939CBEAABDA9B7A95DACC977B7AA839862698073C4A9B8 | PREVENTA XY2 XY2CE E-STOP ROPE PULL SWITCH RH SIDE -1NC+1NO BOOTED PUSHBUTTON | E-stop cable mount rope pull switch uses NO and NC contact standard push button for convenient ON/OFF operation. It has Zamak constructed body and corrosion resistant stainless steel made cover for durability. It is used to trigger up to 165 ft long cable and can be tripped at any point in work zone | Degree of protection (IP) | IP66
| 167 | Automation and Control | Industrial Switch | Industrial Switch Accessories | LEGEND 30X40MM BLACK LEFT SLOW | 2062954 | ZB2BY2910 | SCHNEIDER ELECTRIC | 110 | https://pim-kvc.soneparsea.com:3443/PictureServer/default.aspx/schneider-ZB2BY2910_Image1.jpg?A3889C9397807479A2A1C7A8BAA5959DB4AAC672AC796276A9778D76829679A1B1ACB97680A1A09B | https://pim-kvc.soneparsea.com:3443/PictureServer/default.aspx/schneider-zb2by2910.pdf?81788B76AEAA939CBEAABDA9B7A95DAEB277B6BE847061647EB5B8AB | LEGEND 30X40MM BLACK LEFT SLOW | For Use With: Pendant Control Stations | Imprint ISO symbols | Other
| 167 | Automation and Control | Industrial Switch | Industrial Switch Accessories | LEGEND 30X40MM BLACK LEFT SLOW | 2062954 | ZB2BY2910 | SCHNEIDER ELECTRIC | 110 | https://pim-kvc.soneparsea.com:3443/PictureServer/default.aspx/schneider-ZB2BY2910_Image1.jpg?A3889C9397807479A2A1C7A8BAA5959DB4AAC672AC796276A9778D76829679A1B1ACB97680A1A09B | https://pim-kvc.soneparsea.com:3443/PictureServer/default.aspx/schneider-zb2by2910.pdf?81788B76AEAA939CBEAABDA9B7A95DAEB277B6BE847061647EB5B8AB | LEGEND 30X40MM BLACK LEFT SLOW | For Use With: Pendant Control Stations | Colour | Black
| 167 | Automation and Control | Industrial Switch | Industrial Switch Accessories | LEGEND 30X40MM BLACK LEFT SLOW | 2062954 | ZB2BY2910 | SCHNEIDER ELECTRIC | 110 | https://pim-kvc.soneparsea.com:3443/PictureServer/default.aspx/schneider-ZB2BY2910_Image1.jpg?A3889C9397807479A2A1C7A8BAA5959DB4AAC672AC796276A9778D76829679A1B1ACB97680A1A09B | https://pim-kvc.soneparsea.com:3443/PictureServer/default.aspx/schneider-zb2by2910.pdf?81788B76AEAA939CBEAABDA9B7A95DAEB277B6BE847061647EB5B8AB | LEGEND 30X40MM BLACK LEFT SLOW | For Use With: Pendant Control Stations | Shape | Rectangular
| 167 | Automation and Control | Industrial Switch | Industrial Switch Accessories | LEGEND 30X40MM BLACK LEFT SLOW | 2062954 | ZB2BY2910 | SCHNEIDER ELECTRIC | 110 | https://pim-kvc.soneparsea.com:3443/PictureServer/default.aspx/schneider-ZB2BY2910_Image1.jpg?A3889C9397807479A2A1C7A8BAA5959DB4AAC672AC796276A9778D76829679A1B1ACB97680A1A09B | https://pim-kvc.soneparsea.com:3443/PictureServer/default.aspx/schneider-zb2by2910.pdf?81788B76AEAA939CBEAABDA9B7A95DAEB277B6BE847061647EB5B8AB | LEGEND 30X40MM BLACK LEFT SLOW | For Use With: Pendant Control Stations | Width | 30mm
| 167 | Automation and Control | Industrial Switch | Industrial Switch Accessories | LEGEND 30X40MM BLACK LEFT SLOW | 2062954 | ZB2BY2910 | SCHNEIDER ELECTRIC | 110 | https://pim-kvc.soneparsea.com:3443/PictureServer/default.aspx/schneider-ZB2BY2910_Image1.jpg?A3889C9397807479A2A1C7A8BAA5959DB4AAC672AC796276A9778D76829679A1B1ACB97680A1A09B | https://pim-kvc.soneparsea.com:3443/PictureServer/default.aspx/schneider-zb2by2910.pdf?81788B76AEAA939CBEAABDA9B7A95DAEB277B6BE847061647EB5B8AB | LEGEND 30X40MM BLACK LEFT SLOW | For Use With: Pendant Control Stations | Height | 40mm
| 167 | Automation and Control | Industrial Switch | Industrial Switch Accessories | LEGEND 30X40MM BLACK LEFT SLOW | 2062954 | ZB2BY2910 | SCHNEIDER ELECTRIC | 110 | https://pim-kvc.soneparsea.com:3443/PictureServer/default.aspx/schneider-ZB2BY2910_Image1.jpg?A3889C9397807479A2A1C7A8BAA5959DB4AAC672AC796276A9778D76829679A1B1ACB97680A1A09B | https://pim-kvc.soneparsea.com:3443/PictureServer/default.aspx/schneider-zb2by2910.pdf?81788B76AEAA939CBEAABDA9B7A95DAEB277B6BE847061647EB5B8AB | LEGEND 30X40MM BLACK LEFT SLOW | For Use With: Pendant Control Stations | Outer diameter | 0mm
| 168 | Automation and Control | Industrial Switch | Industrial Switch Accessories | LEGEND 30X40MM BLACK LEFT SLOW-FAST | 2062955 | ZB2BY2912 | SCHNEIDER ELECTRIC | 110 | https://pim-kvc.soneparsea.com:3443/PictureServer/default.aspx/schneider-zb2by2912_image1.jpg?A3889C9397807479A2A1C7A8BAA5959DB4AAC672CC996296C9778D76849699A1B1ACB97680A1A09B | https://pim-kvc.soneparsea.com:3443/PictureServer/default.aspx/schneider-zb2by2912.pdf?81788B76AEAA939CBEAABDA9B7A95DAEB277B6BE847061667EB5B8AB | LEGEND LEFT SLOWFAST 30X40MM BLACK | For Use With: Pendant Control Stations | Imprint ISO symbols | Other
| 168 | Automation and Control | Industrial Switch | Industrial Switch Accessories | LEGEND 30X40MM BLACK LEFT SLOW-FAST | 2062955 | ZB2BY2912 | SCHNEIDER ELECTRIC | 110 | https://pim-kvc.soneparsea.com:3443/PictureServer/default.aspx/schneider-zb2by2912_image1.jpg?A3889C9397807479A2A1C7A8BAA5959DB4AAC672CC996296C9778D76849699A1B1ACB97680A1A09B | https://pim-kvc.soneparsea.com:3443/PictureServer/default.aspx/schneider-zb2by2912.pdf?81788B76AEAA939CBEAABDA9B7A95DAEB277B6BE847061667EB5B8AB | LEGEND LEFT SLOWFAST 30X40MM BLACK | For Use With: Pendant Control Stations | Colour | Black
| 168 | Automation and Control | Industrial Switch | Industrial Switch Accessories | LEGEND 30X40MM BLACK LEFT SLOW-FAST | 2062955 | ZB2BY2912 | SCHNEIDER ELECTRIC | 110 | https://pim-kvc.soneparsea.com:3443/PictureServer/default.aspx/schneider-zb2by2912_image1.jpg?A3889C9397807479A2A1C7A8BAA5959DB4AAC672CC996296C9778D76849699A1B1ACB97680A1A09B | https://pim-kvc.soneparsea.com:3443/PictureServer/default.aspx/schneider-zb2by2912.pdf?81788B76AEAA939CBEAABDA9B7A95DAEB277B6BE847061667EB5B8AB | LEGEND LEFT SLOWFAST 30X40MM BLACK | For Use With: Pendant Control Stations | Shape | Rectangular
| 168 | Automation and Control | Industrial Switch | Industrial Switch Accessories | LEGEND 30X40MM BLACK LEFT SLOW-FAST | 2062955 | ZB2BY2912 | SCHNEIDER ELECTRIC | 110 | https://pim-kvc.soneparsea.com:3443/PictureServer/default.aspx/schneider-zb2by2912_image1.jpg?A3889C9397807479A2A1C7A8BAA5959DB4AAC672CC996296C9778D76849699A1B1ACB97680A1A09B | https://pim-kvc.soneparsea.com:3443/PictureServer/default.aspx/schneider-zb2by2912.pdf?81788B76AEAA939CBEAABDA9B7A95DAEB277B6BE847061667EB5B8AB | LEGEND LEFT SLOWFAST 30X40MM BLACK | For Use With: Pendant Control Stations | Width | 30mm
| 168 | Automation and Control | Industrial Switch | Industrial Switch Accessories | LEGEND 30X40MM BLACK LEFT SLOW-FAST | 2062955 | ZB2BY2912 | SCHNEIDER ELECTRIC | 110 | https://pim-kvc.soneparsea.com:3443/PictureServer/default.aspx/schneider-zb2by2912_image1.jpg?A3889C9397807479A2A1C7A8BAA5959DB4AAC672CC996296C9778D76849699A1B1ACB97680A1A09B | https://pim-kvc.soneparsea.com:3443/PictureServer/default.aspx/schneider-zb2by2912.pdf?81788B76AEAA939CBEAABDA9B7A95DAEB277B6BE847061667EB5B8AB | LEGEND LEFT SLOWFAST 30X40MM BLACK | For Use With: Pendant Control Stations | Height | 40mm
| 168 | Automation and Control | Industrial Switch | Industrial Switch Accessories | LEGEND 30X40MM BLACK LEFT SLOW-FAST | 2062955 | ZB2BY2912 | SCHNEIDER ELECTRIC | 110 | https://pim-kvc.soneparsea.com:3443/PictureServer/default.aspx/schneider-zb2by2912_image1.jpg?A3889C9397807479A2A1C7A8BAA5959DB4AAC672CC996296C9778D76849699A1B1ACB97680A1A09B | https://pim-kvc.soneparsea.com:3443/PictureServer/default.aspx/schneider-zb2by2912.pdf?81788B76AEAA939CBEAABDA9B7A95DAEB277B6BE847061667EB5B8AB | LEGEND LEFT SLOWFAST 30X40MM BLACK | For Use With: Pendant Control Stations | Outer diameter | 0mm
| 169 | Automation and Control | Industrial Switch | Industrial Switch Accessories | LEGEND 30X40MM WHITE RAISE OR RIGHT SLOW | 2062956 | ZB2BY4901 | SCHNEIDER ELECTRIC | 110 | https://pim-kvc.soneparsea.com:3443/PictureServer/default.aspx/schneider-zb2by4901_image1.jpg?A3889C9397807479A2A1C7A8BAA5959DB4AAC672CC996296C9798D75839699A1B1ACB97680A1A09B | https://pim-kvc.soneparsea.com:3443/PictureServer/default.aspx/schneider-zb2by4901.pdf?81788B76AEAA939CBEAABDA9B7A95DAEB277B6BE867060657EB5B8AB | LEGEND 30X40MM WHITE RAISE OR RIGHT SLOW | Labels for XAC A pendant control stations. 30 x 40 mm labels with symbols according to NF E 52-124 standard for XAC A series pendant control stations. | Imprint ISO symbols | Other
| 169 | Automation and Control | Industrial Switch | Industrial Switch Accessories | LEGEND 30X40MM WHITE RAISE OR RIGHT SLOW | 2062956 | ZB2BY4901 | SCHNEIDER ELECTRIC | 110 | https://pim-kvc.soneparsea.com:3443/PictureServer/default.aspx/schneider-zb2by4901_image1.jpg?A3889C9397807479A2A1C7A8BAA5959DB4AAC672CC996296C9798D75839699A1B1ACB97680A1A09B | https://pim-kvc.soneparsea.com:3443/PictureServer/default.aspx/schneider-zb2by4901.pdf?81788B76AEAA939CBEAABDA9B7A95DAEB277B6BE867060657EB5B8AB | LEGEND 30X40MM WHITE RAISE OR RIGHT SLOW | Labels for XAC A pendant control stations. 30 x 40 mm labels with symbols according to NF E 52-124 standard for XAC A series pendant control stations. | Colour | White
| 169 | Automation and Control | Industrial Switch | Industrial Switch Accessories | LEGEND 30X40MM WHITE RAISE OR RIGHT SLOW | 2062956 | ZB2BY4901 | SCHNEIDER ELECTRIC | 110 | https://pim-kvc.soneparsea.com:3443/PictureServer/default.aspx/schneider-zb2by4901_image1.jpg?A3889C9397807479A2A1C7A8BAA5959DB4AAC672CC996296C9798D75839699A1B1ACB97680A1A09B | https://pim-kvc.soneparsea.com:3443/PictureServer/default.aspx/schneider-zb2by4901.pdf?81788B76AEAA939CBEAABDA9B7A95DAEB277B6BE867060657EB5B8AB | LEGEND 30X40MM WHITE RAISE OR RIGHT SLOW | Labels for XAC A pendant control stations. 30 x 40 mm labels with symbols according to NF E 52-124 standard for XAC A series pendant control stations. | Shape | Rectangular
| 169 | Automation and Control | Industrial Switch | Industrial Switch Accessories | LEGEND 30X40MM WHITE RAISE OR RIGHT SLOW | 2062956 | ZB2BY4901 | SCHNEIDER ELECTRIC | 110 | https://pim-kvc.soneparsea.com:3443/PictureServer/default.aspx/schneider-zb2by4901_image1.jpg?A3889C9397807479A2A1C7A8BAA5959DB4AAC672CC996296C9798D75839699A1B1ACB97680A1A09B | https://pim-kvc.soneparsea.com:3443/PictureServer/default.aspx/schneider-zb2by4901.pdf?81788B76AEAA939CBEAABDA9B7A95DAEB277B6BE867060657EB5B8AB | LEGEND 30X40MM WHITE RAISE OR RIGHT SLOW | Labels for XAC A pendant control stations. 30 x 40 mm labels with symbols according to NF E 52-124 standard for XAC A series pendant control stations. | Width | 40mm
| 169 | Automation and Control | Industrial Switch | Industrial Switch Accessories | LEGEND 30X40MM WHITE RAISE OR RIGHT SLOW | 2062956 | ZB2BY4901 | SCHNEIDER ELECTRIC | 110 | https://pim-kvc.soneparsea.com:3443/PictureServer/default.aspx/schneider-zb2by4901_image1.jpg?A3889C9397807479A2A1C7A8BAA5959DB4AAC672CC996296C9798D75839699A1B1ACB97680A1A09B | https://pim-kvc.soneparsea.com:3443/PictureServer/default.aspx/schneider-zb2by4901.pdf?81788B76AEAA939CBEAABDA9B7A95DAEB277B6BE867060657EB5B8AB | LEGEND 30X40MM WHITE RAISE OR RIGHT SLOW | Labels for XAC A pendant control stations. 30 x 40 mm labels with symbols according to NF E 52-124 standard for XAC A series pendant control stations. | Height | 30mm
| 169 | Automation and Control | Industrial Switch | Industrial Switch Accessories | LEGEND 30X40MM WHITE RAISE OR RIGHT SLOW | 2062956 | ZB2BY4901 | SCHNEIDER ELECTRIC | 110 | https://pim-kvc.soneparsea.com:3443/PictureServer/default.aspx/schneider-zb2by4901_image1.jpg?A3889C9397807479A2A1C7A8BAA5959DB4AAC672CC996296C9798D75839699A1B1ACB97680A1A09B | https://pim-kvc.soneparsea.com:3443/PictureServer/default.aspx/schneider-zb2by4901.pdf?81788B76AEAA939CBEAABDA9B7A95DAEB277B6BE867060657EB5B8AB | LEGEND 30X40MM WHITE RAISE OR RIGHT SLOW | Labels for XAC A pendant control stations. 30 x 40 mm labels with symbols according to NF E 52-124 standard for XAC A series pendant control stations. | Outer diameter | 0mm
| 170 | Automation and Control | Industrial Switch | Selector Switches | HARMONY XB4 SELECTOR SWITCH HEAD Ø22 2 POS SPRING RETURN | 2062961 | ZB4BD4 | SCHNEIDER ELECTRIC | 500 | https://pim-kvc.soneparsea.com:3443/PictureServer/default.aspx/schneider-zb4bd4_image1.jpg?A3889C9397807479A2A1C7A8BAA5959DB4AAC672CC996496B479B3AEBF9897998173BEB5B9 | https://pim-kvc.soneparsea.com:3443/PictureServer/default.aspx/schneider-ZB4-BD4.pdf?81788B76AEAA939CBEAABDA9B7A95D8E92798187966B5EA4B4AB | HARMONY XB4 SELECTOR SWITCH HEAD Ø22 2-POSITION SPRING RETURN BLACK | For Use With Harmony pushbuttons and switches | Number of switch positions | 2
| 170 | Automation and Control | Industrial Switch | Selector Switches | HARMONY XB4 SELECTOR SWITCH HEAD Ø22 2 POS SPRING RETURN | 2062961 | ZB4BD4 | SCHNEIDER ELECTRIC | 500 | https://pim-kvc.soneparsea.com:3443/PictureServer/default.aspx/schneider-zb4bd4_image1.jpg?A3889C9397807479A2A1C7A8BAA5959DB4AAC672CC996496B479B3AEBF9897998173BEB5B9 | https://pim-kvc.soneparsea.com:3443/PictureServer/default.aspx/schneider-ZB4-BD4.pdf?81788B76AEAA939CBEAABDA9B7A95D8E92798187966B5EA4B4AB | HARMONY XB4 SELECTOR SWITCH HEAD Ø22 2-POSITION SPRING RETURN BLACK | For Use With Harmony pushbuttons and switches | Type of control element | Short thumb-grip
| 170 | Automation and Control | Industrial Switch | Selector Switches | HARMONY XB4 SELECTOR SWITCH HEAD Ø22 2 POS SPRING RETURN | 2062961 | ZB4BD4 | SCHNEIDER ELECTRIC | 500 | https://pim-kvc.soneparsea.com:3443/PictureServer/default.aspx/schneider-zb4bd4_image1.jpg?A3889C9397807479A2A1C7A8BAA5959DB4AAC672CC996496B479B3AEBF9897998173BEB5B9 | https://pim-kvc.soneparsea.com:3443/PictureServer/default.aspx/schneider-ZB4-BD4.pdf?81788B76AEAA939CBEAABDA9B7A95D8E92798187966B5EA4B4AB | HARMONY XB4 SELECTOR SWITCH HEAD Ø22 2-POSITION SPRING RETURN BLACK | For Use With Harmony pushbuttons and switches | Suitable for illumination | no
| 170 | Automation and Control | Industrial Switch | Selector Switches | HARMONY XB4 SELECTOR SWITCH HEAD Ø22 2 POS SPRING RETURN | 2062961 | ZB4BD4 | SCHNEIDER ELECTRIC | 500 | https://pim-kvc.soneparsea.com:3443/PictureServer/default.aspx/schneider-zb4bd4_image1.jpg?A3889C9397807479A2A1C7A8BAA5959DB4AAC672CC996496B479B3AEBF9897998173BEB5B9 | https://pim-kvc.soneparsea.com:3443/PictureServer/default.aspx/schneider-ZB4-BD4.pdf?81788B76AEAA939CBEAABDA9B7A95D8E92798187966B5EA4B4AB | HARMONY XB4 SELECTOR SWITCH HEAD Ø22 2-POSITION SPRING RETURN BLACK | For Use With Harmony pushbuttons and switches | Colour control element | Black
| 170 | Automation and Control | Industrial Switch | Selector Switches | HARMONY XB4 SELECTOR SWITCH HEAD Ø22 2 POS SPRING RETURN | 2062961 | ZB4BD4 | SCHNEIDER ELECTRIC | 500 | https://pim-kvc.soneparsea.com:3443/PictureServer/default.aspx/schneider-zb4bd4_image1.jpg?A3889C9397807479A2A1C7A8BAA5959DB4AAC672CC996496B479B3AEBF9897998173BEB5B9 | https://pim-kvc.soneparsea.com:3443/PictureServer/default.aspx/schneider-ZB4-BD4.pdf?81788B76AEAA939CBEAABDA9B7A95D8E92798187966B5EA4B4AB | HARMONY XB4 SELECTOR SWITCH HEAD Ø22 2-POSITION SPRING RETURN BLACK | For Use With Harmony pushbuttons and switches | Construction type lens | Round
| 170 | Automation and Control | Industrial Switch | Selector Switches | HARMONY XB4 SELECTOR SWITCH HEAD Ø22 2 POS SPRING RETURN | 2062961 | ZB4BD4 | SCHNEIDER ELECTRIC | 500 | https://pim-kvc.soneparsea.com:3443/PictureServer/default.aspx/schneider-zb4bd4_image1.jpg?A3889C9397807479A2A1C7A8BAA5959DB4AAC672CC996496B479B3AEBF9897998173BEB5B9 | https://pim-kvc.soneparsea.com:3443/PictureServer/default.aspx/schneider-ZB4-BD4.pdf?81788B76AEAA939CBEAABDA9B7A95D8E92798187966B5EA4B4AB | HARMONY XB4 SELECTOR SWITCH HEAD Ø22 2-POSITION SPRING RETURN BLACK | For Use With Harmony pushbuttons and switches | Hole diameter | 22.5mm
| 170 | Automation and Control | Industrial Switch | Selector Switches | HARMONY XB4 SELECTOR SWITCH HEAD Ø22 2 POS SPRING RETURN | 2062961 | ZB4BD4 | SCHNEIDER ELECTRIC | 500 | https://pim-kvc.soneparsea.com:3443/PictureServer/default.aspx/schneider-zb4bd4_image1.jpg?A3889C9397807479A2A1C7A8BAA5959DB4AAC672CC996496B479B3AEBF9897998173BEB5B9 | https://pim-kvc.soneparsea.com:3443/PictureServer/default.aspx/schneider-ZB4-BD4.pdf?81788B76AEAA939CBEAABDA9B7A95D8E92798187966B5EA4B4AB | HARMONY XB4 SELECTOR SWITCH HEAD Ø22 2-POSITION SPRING RETURN BLACK | For Use With Harmony pushbuttons and switches | Width opening | 0mm
| 170 | Automation and Control | Industrial Switch | Selector Switches | HARMONY XB4 SELECTOR SWITCH HEAD Ø22 2 POS SPRING RETURN | 2062961 | ZB4BD4 | SCHNEIDER ELECTRIC | 500 | https://pim-kvc.soneparsea.com:3443/PictureServer/default.aspx/schneider-zb4bd4_image1.jpg?A3889C9397807479A2A1C7A8BAA5959DB4AAC672CC996496B479B3AEBF9897998173BEB5B9 | https://pim-kvc.soneparsea.com:3443/PictureServer/default.aspx/schneider-ZB4-BD4.pdf?81788B76AEAA939CBEAABDA9B7A95D8E92798187966B5EA4B4AB | HARMONY XB4 SELECTOR SWITCH HEAD Ø22 2-POSITION SPRING RETURN BLACK | For Use With Harmony pushbuttons and switches | Height opening | 0mm
| 170 | Automation and Control | Industrial Switch | Selector Switches | HARMONY XB4 SELECTOR SWITCH HEAD Ø22 2 POS SPRING RETURN | 2062961 | ZB4BD4 | SCHNEIDER ELECTRIC | 500 | https://pim-kvc.soneparsea.com:3443/PictureServer/default.aspx/schneider-zb4bd4_image1.jpg?A3889C9397807479A2A1C7A8BAA5959DB4AAC672CC996496B479B3AEBF9897998173BEB5B9 | https://pim-kvc.soneparsea.com:3443/PictureServer/default.aspx/schneider-ZB4-BD4.pdf?81788B76AEAA939CBEAABDA9B7A95D8E92798187966B5EA4B4AB | HARMONY XB4 SELECTOR SWITCH HEAD Ø22 2-POSITION SPRING RETURN BLACK | For Use With Harmony pushbuttons and switches | Switching function latching | no
| 170 | Automation and Control | Industrial Switch | Selector Switches | HARMONY XB4 SELECTOR SWITCH HEAD Ø22 2 POS SPRING RETURN | 2062961 | ZB4BD4 | SCHNEIDER ELECTRIC | 500 | https://pim-kvc.soneparsea.com:3443/PictureServer/default.aspx/schneider-zb4bd4_image1.jpg?A3889C9397807479A2A1C7A8BAA5959DB4AAC672CC996496B479B3AEBF9897998173BEB5B9 | https://pim-kvc.soneparsea.com:3443/PictureServer/default.aspx/schneider-ZB4-BD4.pdf?81788B76AEAA939CBEAABDA9B7A95D8E92798187966B5EA4B4AB | HARMONY XB4 SELECTOR SWITCH HEAD Ø22 2-POSITION SPRING RETURN BLACK | For Use With Harmony pushbuttons and switches | Spring-return | yes
| 170 | Automation and Control | Industrial Switch | Selector Switches | HARMONY XB4 SELECTOR SWITCH HEAD Ø22 2 POS SPRING RETURN | 2062961 | ZB4BD4 | SCHNEIDER ELECTRIC | 500 | https://pim-kvc.soneparsea.com:3443/PictureServer/default.aspx/schneider-zb4bd4_image1.jpg?A3889C9397807479A2A1C7A8BAA5959DB4AAC672CC996496B479B3AEBF9897998173BEB5B9 | https://pim-kvc.soneparsea.com:3443/PictureServer/default.aspx/schneider-ZB4-BD4.pdf?81788B76AEAA939CBEAABDA9B7A95D8E92798187966B5EA4B4AB | HARMONY XB4 SELECTOR SWITCH HEAD Ø22 2-POSITION SPRING RETURN BLACK | For Use With Harmony pushbuttons and switches | With front ring | yes
| 170 | Automation and Control | Industrial Switch | Selector Switches | HARMONY XB4 SELECTOR SWITCH HEAD Ø22 2 POS SPRING RETURN | 2062961 | ZB4BD4 | SCHNEIDER ELECTRIC | 500 | https://pim-kvc.soneparsea.com:3443/PictureServer/default.aspx/schneider-zb4bd4_image1.jpg?A3889C9397807479A2A1C7A8BAA5959DB4AAC672CC996496B479B3AEBF9897998173BEB5B9 | https://pim-kvc.soneparsea.com:3443/PictureServer/default.aspx/schneider-ZB4-BD4.pdf?81788B76AEAA939CBEAABDA9B7A95D8E92798187966B5EA4B4AB | HARMONY XB4 SELECTOR SWITCH HEAD Ø22 2-POSITION SPRING RETURN BLACK | For Use With Harmony pushbuttons and switches | Material front ring | Metal
| 170 | Automation and Control | Industrial Switch | Selector Switches | HARMONY XB4 SELECTOR SWITCH HEAD Ø22 2 POS SPRING RETURN | 2062961 | ZB4BD4 | SCHNEIDER ELECTRIC | 500 | https://pim-kvc.soneparsea.com:3443/PictureServer/default.aspx/schneider-zb4bd4_image1.jpg?A3889C9397807479A2A1C7A8BAA5959DB4AAC672CC996496B479B3AEBF9897998173BEB5B9 | https://pim-kvc.soneparsea.com:3443/PictureServer/default.aspx/schneider-ZB4-BD4.pdf?81788B76AEAA939CBEAABDA9B7A95D8E92798187966B5EA4B4AB | HARMONY XB4 SELECTOR SWITCH HEAD Ø22 2-POSITION SPRING RETURN BLACK | For Use With Harmony pushbuttons and switches | Colour front ring | Chrome
| 170 | Automation and Control | Industrial Switch | Selector Switches | HARMONY XB4 SELECTOR SWITCH HEAD Ø22 2 POS SPRING RETURN | 2062961 | ZB4BD4 | SCHNEIDER ELECTRIC | 500 | https://pim-kvc.soneparsea.com:3443/PictureServer/default.aspx/schneider-zb4bd4_image1.jpg?A3889C9397807479A2A1C7A8BAA5959DB4AAC672CC996496B479B3AEBF9897998173BEB5B9 | https://pim-kvc.soneparsea.com:3443/PictureServer/default.aspx/schneider-ZB4-BD4.pdf?81788B76AEAA939CBEAABDA9B7A95D8E92798187966B5EA4B4AB | HARMONY XB4 SELECTOR SWITCH HEAD Ø22 2-POSITION SPRING RETURN BLACK | For Use With Harmony pushbuttons and switches | Degree of protection (IP), front side | IP67/IP69K
| 170 | Automation and Control | Industrial Switch | Selector Switches | HARMONY XB4 SELECTOR SWITCH HEAD Ø22 2 POS SPRING RETURN | 2062961 | ZB4BD4 | SCHNEIDER ELECTRIC | 500 | https://pim-kvc.soneparsea.com:3443/PictureServer/default.aspx/schneider-zb4bd4_image1.jpg?A3889C9397807479A2A1C7A8BAA5959DB4AAC672CC996496B479B3AEBF9897998173BEB5B9 | https://pim-kvc.soneparsea.com:3443/PictureServer/default.aspx/schneider-ZB4-BD4.pdf?81788B76AEAA939CBEAABDA9B7A95D8E92798187966B5EA4B4AB | HARMONY XB4 SELECTOR SWITCH HEAD Ø22 2-POSITION SPRING RETURN BLACK | For Use With Harmony pushbuttons and switches | Degree of protection (NEMA) | Other
| 171 | Automation and Control | Industrial Switch | Selector Switches | HARMONY XB4 SELECTOR SWITCH HEAD Ø22 3 POS SPRING RETURN | 2062962 | ZB4BG7 | SCHNEIDER ELECTRIC | 1250 | https://pim-kvc.soneparsea.com:3443/PictureServer/default.aspx/schneider-ZB4BG7_Image1.jpg?A3889C9397807479A2A1C7A8BAA5959DB4AAC672AC796476977CB38EBF9897998173BEB5B9 | https://pim-kvc.soneparsea.com:3443/PictureServer/default.aspx/schneider-ZB4-BG7.pdf?81788B76AEAA939CBEAABDA9B7A95D8E92798187996E5EA4B4AB | HARMONY XB4 3 POSITION SPRING RETURN SELECTOR SWITCH HEAD | Designed for industrial applications and to combine ease of installation and robustness. | Number of switch positions | 3
| 171 | Automation and Control | Industrial Switch | Selector Switches | HARMONY XB4 SELECTOR SWITCH HEAD Ø22 3 POS SPRING RETURN | 2062962 | ZB4BG7 | SCHNEIDER ELECTRIC | 1250 | https://pim-kvc.soneparsea.com:3443/PictureServer/default.aspx/schneider-ZB4BG7_Image1.jpg?A3889C9397807479A2A1C7A8BAA5959DB4AAC672AC796476977CB38EBF9897998173BEB5B9 | https://pim-kvc.soneparsea.com:3443/PictureServer/default.aspx/schneider-ZB4-BG7.pdf?81788B76AEAA939CBEAABDA9B7A95D8E92798187996E5EA4B4AB | HARMONY XB4 3 POSITION SPRING RETURN SELECTOR SWITCH HEAD | Designed for industrial applications and to combine ease of installation and robustness. | Type of control element | Key
| 171 | Automation and Control | Industrial Switch | Selector Switches | HARMONY XB4 SELECTOR SWITCH HEAD Ø22 3 POS SPRING RETURN | 2062962 | ZB4BG7 | SCHNEIDER ELECTRIC | 1250 | https://pim-kvc.soneparsea.com:3443/PictureServer/default.aspx/schneider-ZB4BG7_Image1.jpg?A3889C9397807479A2A1C7A8BAA5959DB4AAC672AC796476977CB38EBF9897998173BEB5B9 | https://pim-kvc.soneparsea.com:3443/PictureServer/default.aspx/schneider-ZB4-BG7.pdf?81788B76AEAA939CBEAABDA9B7A95D8E92798187996E5EA4B4AB | HARMONY XB4 3 POSITION SPRING RETURN SELECTOR SWITCH HEAD | Designed for industrial applications and to combine ease of installation and robustness. | Suitable for illumination | no
| 171 | Automation and Control | Industrial Switch | Selector Switches | HARMONY XB4 SELECTOR SWITCH HEAD Ø22 3 POS SPRING RETURN | 2062962 | ZB4BG7 | SCHNEIDER ELECTRIC | 1250 | https://pim-kvc.soneparsea.com:3443/PictureServer/default.aspx/schneider-ZB4BG7_Image1.jpg?A3889C9397807479A2A1C7A8BAA5959DB4AAC672AC796476977CB38EBF9897998173BEB5B9 | https://pim-kvc.soneparsea.com:3443/PictureServer/default.aspx/schneider-ZB4-BG7.pdf?81788B76AEAA939CBEAABDA9B7A95D8E92798187996E5EA4B4AB | HARMONY XB4 3 POSITION SPRING RETURN SELECTOR SWITCH HEAD | Designed for industrial applications and to combine ease of installation and robustness. | Colour control element | Other
| 171 | Automation and Control | Industrial Switch | Selector Switches | HARMONY XB4 SELECTOR SWITCH HEAD Ø22 3 POS SPRING RETURN | 2062962 | ZB4BG7 | SCHNEIDER ELECTRIC | 1250 | https://pim-kvc.soneparsea.com:3443/PictureServer/default.aspx/schneider-ZB4BG7_Image1.jpg?A3889C9397807479A2A1C7A8BAA5959DB4AAC672AC796476977CB38EBF9897998173BEB5B9 | https://pim-kvc.soneparsea.com:3443/PictureServer/default.aspx/schneider-ZB4-BG7.pdf?81788B76AEAA939CBEAABDA9B7A95D8E92798187996E5EA4B4AB | HARMONY XB4 3 POSITION SPRING RETURN SELECTOR SWITCH HEAD | Designed for industrial applications and to combine ease of installation and robustness. | Construction type lens | Round
| 171 | Automation and Control | Industrial Switch | Selector Switches | HARMONY XB4 SELECTOR SWITCH HEAD Ø22 3 POS SPRING RETURN | 2062962 | ZB4BG7 | SCHNEIDER ELECTRIC | 1250 | https://pim-kvc.soneparsea.com:3443/PictureServer/default.aspx/schneider-ZB4BG7_Image1.jpg?A3889C9397807479A2A1C7A8BAA5959DB4AAC672AC796476977CB38EBF9897998173BEB5B9 | https://pim-kvc.soneparsea.com:3443/PictureServer/default.aspx/schneider-ZB4-BG7.pdf?81788B76AEAA939CBEAABDA9B7A95D8E92798187996E5EA4B4AB | HARMONY XB4 3 POSITION SPRING RETURN SELECTOR SWITCH HEAD | Designed for industrial applications and to combine ease of installation and robustness. | Hole diameter | 22.5mm
| 171 | Automation and Control | Industrial Switch | Selector Switches | HARMONY XB4 SELECTOR SWITCH HEAD Ø22 3 POS SPRING RETURN | 2062962 | ZB4BG7 | SCHNEIDER ELECTRIC | 1250 | https://pim-kvc.soneparsea.com:3443/PictureServer/default.aspx/schneider-ZB4BG7_Image1.jpg?A3889C9397807479A2A1C7A8BAA5959DB4AAC672AC796476977CB38EBF9897998173BEB5B9 | https://pim-kvc.soneparsea.com:3443/PictureServer/default.aspx/schneider-ZB4-BG7.pdf?81788B76AEAA939CBEAABDA9B7A95D8E92798187996E5EA4B4AB | HARMONY XB4 3 POSITION SPRING RETURN SELECTOR SWITCH HEAD | Designed for industrial applications and to combine ease of installation and robustness. | Width opening | 0mm
| 171 | Automation and Control | Industrial Switch | Selector Switches | HARMONY XB4 SELECTOR SWITCH HEAD Ø22 3 POS SPRING RETURN | 2062962 | ZB4BG7 | SCHNEIDER ELECTRIC | 1250 | https://pim-kvc.soneparsea.com:3443/PictureServer/default.aspx/schneider-ZB4BG7_Image1.jpg?A3889C9397807479A2A1C7A8BAA5959DB4AAC672AC796476977CB38EBF9897998173BEB5B9 | https://pim-kvc.soneparsea.com:3443/PictureServer/default.aspx/schneider-ZB4-BG7.pdf?81788B76AEAA939CBEAABDA9B7A95D8E92798187996E5EA4B4AB | HARMONY XB4 3 POSITION SPRING RETURN SELECTOR SWITCH HEAD | Designed for industrial applications and to combine ease of installation and robustness. | Height opening | 0mm
| 171 | Automation and Control | Industrial Switch | Selector Switches | HARMONY XB4 SELECTOR SWITCH HEAD Ø22 3 POS SPRING RETURN | 2062962 | ZB4BG7 | SCHNEIDER ELECTRIC | 1250 | https://pim-kvc.soneparsea.com:3443/PictureServer/default.aspx/schneider-ZB4BG7_Image1.jpg?A3889C9397807479A2A1C7A8BAA5959DB4AAC672AC796476977CB38EBF9897998173BEB5B9 | https://pim-kvc.soneparsea.com:3443/PictureServer/default.aspx/schneider-ZB4-BG7.pdf?81788B76AEAA939CBEAABDA9B7A95D8E92798187996E5EA4B4AB | HARMONY XB4 3 POSITION SPRING RETURN SELECTOR SWITCH HEAD | Designed for industrial applications and to combine ease of installation and robustness. | Switching function latching | no
| 171 | Automation and Control | Industrial Switch | Selector Switches | HARMONY XB4 SELECTOR SWITCH HEAD Ø22 3 POS SPRING RETURN | 2062962 | ZB4BG7 | SCHNEIDER ELECTRIC | 1250 | https://pim-kvc.soneparsea.com:3443/PictureServer/default.aspx/schneider-ZB4BG7_Image1.jpg?A3889C9397807479A2A1C7A8BAA5959DB4AAC672AC796476977CB38EBF9897998173BEB5B9 | https://pim-kvc.soneparsea.com:3443/PictureServer/default.aspx/schneider-ZB4-BG7.pdf?81788B76AEAA939CBEAABDA9B7A95D8E92798187996E5EA4B4AB | HARMONY XB4 3 POSITION SPRING RETURN SELECTOR SWITCH HEAD | Designed for industrial applications and to combine ease of installation and robustness. | Spring-return | yes
| 171 | Automation and Control | Industrial Switch | Selector Switches | HARMONY XB4 SELECTOR SWITCH HEAD Ø22 3 POS SPRING RETURN | 2062962 | ZB4BG7 | SCHNEIDER ELECTRIC | 1250 | https://pim-kvc.soneparsea.com:3443/PictureServer/default.aspx/schneider-ZB4BG7_Image1.jpg?A3889C9397807479A2A1C7A8BAA5959DB4AAC672AC796476977CB38EBF9897998173BEB5B9 | https://pim-kvc.soneparsea.com:3443/PictureServer/default.aspx/schneider-ZB4-BG7.pdf?81788B76AEAA939CBEAABDA9B7A95D8E92798187996E5EA4B4AB | HARMONY XB4 3 POSITION SPRING RETURN SELECTOR SWITCH HEAD | Designed for industrial applications and to combine ease of installation and robustness. | With front ring | yes
| 171 | Automation and Control | Industrial Switch | Selector Switches | HARMONY XB4 SELECTOR SWITCH HEAD Ø22 3 POS SPRING RETURN | 2062962 | ZB4BG7 | SCHNEIDER ELECTRIC | 1250 | https://pim-kvc.soneparsea.com:3443/PictureServer/default.aspx/schneider-ZB4BG7_Image1.jpg?A3889C9397807479A2A1C7A8BAA5959DB4AAC672AC796476977CB38EBF9897998173BEB5B9 | https://pim-kvc.soneparsea.com:3443/PictureServer/default.aspx/schneider-ZB4-BG7.pdf?81788B76AEAA939CBEAABDA9B7A95D8E92798187996E5EA4B4AB | HARMONY XB4 3 POSITION SPRING RETURN SELECTOR SWITCH HEAD | Designed for industrial applications and to combine ease of installation and robustness. | Material front ring | Metal
| 171 | Automation and Control | Industrial Switch | Selector Switches | HARMONY XB4 SELECTOR SWITCH HEAD Ø22 3 POS SPRING RETURN | 2062962 | ZB4BG7 | SCHNEIDER ELECTRIC | 1250 | https://pim-kvc.soneparsea.com:3443/PictureServer/default.aspx/schneider-ZB4BG7_Image1.jpg?A3889C9397807479A2A1C7A8BAA5959DB4AAC672AC796476977CB38EBF9897998173BEB5B9 | https://pim-kvc.soneparsea.com:3443/PictureServer/default.aspx/schneider-ZB4-BG7.pdf?81788B76AEAA939CBEAABDA9B7A95D8E92798187996E5EA4B4AB | HARMONY XB4 3 POSITION SPRING RETURN SELECTOR SWITCH HEAD | Designed for industrial applications and to combine ease of installation and robustness. | Colour front ring | Black
| 171 | Automation and Control | Industrial Switch | Selector Switches | HARMONY XB4 SELECTOR SWITCH HEAD Ø22 3 POS SPRING RETURN | 2062962 | ZB4BG7 | SCHNEIDER ELECTRIC | 1250 | https://pim-kvc.soneparsea.com:3443/PictureServer/default.aspx/schneider-ZB4BG7_Image1.jpg?A3889C9397807479A2A1C7A8BAA5959DB4AAC672AC796476977CB38EBF9897998173BEB5B9 | https://pim-kvc.soneparsea.com:3443/PictureServer/default.aspx/schneider-ZB4-BG7.pdf?81788B76AEAA939CBEAABDA9B7A95D8E92798187996E5EA4B4AB | HARMONY XB4 3 POSITION SPRING RETURN SELECTOR SWITCH HEAD | Designed for industrial applications and to combine ease of installation and robustness. | Degree of protection (IP), front side | IP66
| 171 | Automation and Control | Industrial Switch | Selector Switches | HARMONY XB4 SELECTOR SWITCH HEAD Ø22 3 POS SPRING RETURN | 2062962 | ZB4BG7 | SCHNEIDER ELECTRIC | 1250 | https://pim-kvc.soneparsea.com:3443/PictureServer/default.aspx/schneider-ZB4BG7_Image1.jpg?A3889C9397807479A2A1C7A8BAA5959DB4AAC672AC796476977CB38EBF9897998173BEB5B9 | https://pim-kvc.soneparsea.com:3443/PictureServer/default.aspx/schneider-ZB4-BG7.pdf?81788B76AEAA939CBEAABDA9B7A95D8E92798187996E5EA4B4AB | HARMONY XB4 3 POSITION SPRING RETURN SELECTOR SWITCH HEAD | Designed for industrial applications and to combine ease of installation and robustness. | Degree of protection (NEMA) | Other
| 172 | Automation and Control | Industrial Switch | Selector Switches | HARMONY XB5 SELECTOR SWITCH HEAD Ø22 2-POS STAY PUT BLACK | 2062990 | ZB5AD2 | SCHNEIDER ELECTRIC | 230 | https://pim-kvc.soneparsea.com:3443/PictureServer/default.aspx/schneider-zb5ad2_image1.jpg?A3889C9397807479A2A1C7A8BAA5959DB4AAC672CC996595B477B3AEBF9897998173BEB5B9 | https://pim-kvc.soneparsea.com:3443/PictureServer/default.aspx/schneider-ZB5-AD2.pdf?81788B76AEAA939CBEAABDA9B7A95D8E927A818696695EA4B4AB | HARMONY XB5 SELECTOR SWITCH HEAD Ø22 2-POSITION STAY PUT BLACK | Standard and Long Black Handle selector switch lever head for Harmony 5 XB5 series selector switches. | Number of switch positions | 2
| 172 | Automation and Control | Industrial Switch | Selector Switches | HARMONY XB5 SELECTOR SWITCH HEAD Ø22 2-POS STAY PUT BLACK | 2062990 | ZB5AD2 | SCHNEIDER ELECTRIC | 230 | https://pim-kvc.soneparsea.com:3443/PictureServer/default.aspx/schneider-zb5ad2_image1.jpg?A3889C9397807479A2A1C7A8BAA5959DB4AAC672CC996595B477B3AEBF9897998173BEB5B9 | https://pim-kvc.soneparsea.com:3443/PictureServer/default.aspx/schneider-ZB5-AD2.pdf?81788B76AEAA939CBEAABDA9B7A95D8E927A818696695EA4B4AB | HARMONY XB5 SELECTOR SWITCH HEAD Ø22 2-POSITION STAY PUT BLACK | Standard and Long Black Handle selector switch lever head for Harmony 5 XB5 series selector switches. | Type of control element | Short thumb-grip
| 172 | Automation and Control | Industrial Switch | Selector Switches | HARMONY XB5 SELECTOR SWITCH HEAD Ø22 2-POS STAY PUT BLACK | 2062990 | ZB5AD2 | SCHNEIDER ELECTRIC | 230 | https://pim-kvc.soneparsea.com:3443/PictureServer/default.aspx/schneider-zb5ad2_image1.jpg?A3889C9397807479A2A1C7A8BAA5959DB4AAC672CC996595B477B3AEBF9897998173BEB5B9 | https://pim-kvc.soneparsea.com:3443/PictureServer/default.aspx/schneider-ZB5-AD2.pdf?81788B76AEAA939CBEAABDA9B7A95D8E927A818696695EA4B4AB | HARMONY XB5 SELECTOR SWITCH HEAD Ø22 2-POSITION STAY PUT BLACK | Standard and Long Black Handle selector switch lever head for Harmony 5 XB5 series selector switches. | Suitable for illumination | no
| 172 | Automation and Control | Industrial Switch | Selector Switches | HARMONY XB5 SELECTOR SWITCH HEAD Ø22 2-POS STAY PUT BLACK | 2062990 | ZB5AD2 | SCHNEIDER ELECTRIC | 230 | https://pim-kvc.soneparsea.com:3443/PictureServer/default.aspx/schneider-zb5ad2_image1.jpg?A3889C9397807479A2A1C7A8BAA5959DB4AAC672CC996595B477B3AEBF9897998173BEB5B9 | https://pim-kvc.soneparsea.com:3443/PictureServer/default.aspx/schneider-ZB5-AD2.pdf?81788B76AEAA939CBEAABDA9B7A95D8E927A818696695EA4B4AB | HARMONY XB5 SELECTOR SWITCH HEAD Ø22 2-POSITION STAY PUT BLACK | Standard and Long Black Handle selector switch lever head for Harmony 5 XB5 series selector switches. | Colour control element | Black
| 172 | Automation and Control | Industrial Switch | Selector Switches | HARMONY XB5 SELECTOR SWITCH HEAD Ø22 2-POS STAY PUT BLACK | 2062990 | ZB5AD2 | SCHNEIDER ELECTRIC | 230 | https://pim-kvc.soneparsea.com:3443/PictureServer/default.aspx/schneider-zb5ad2_image1.jpg?A3889C9397807479A2A1C7A8BAA5959DB4AAC672CC996595B477B3AEBF9897998173BEB5B9 | https://pim-kvc.soneparsea.com:3443/PictureServer/default.aspx/schneider-ZB5-AD2.pdf?81788B76AEAA939CBEAABDA9B7A95D8E927A818696695EA4B4AB | HARMONY XB5 SELECTOR SWITCH HEAD Ø22 2-POSITION STAY PUT BLACK | Standard and Long Black Handle selector switch lever head for Harmony 5 XB5 series selector switches. | Construction type lens | Round
| 172 | Automation and Control | Industrial Switch | Selector Switches | HARMONY XB5 SELECTOR SWITCH HEAD Ø22 2-POS STAY PUT BLACK | 2062990 | ZB5AD2 | SCHNEIDER ELECTRIC | 230 | https://pim-kvc.soneparsea.com:3443/PictureServer/default.aspx/schneider-zb5ad2_image1.jpg?A3889C9397807479A2A1C7A8BAA5959DB4AAC672CC996595B477B3AEBF9897998173BEB5B9 | https://pim-kvc.soneparsea.com:3443/PictureServer/default.aspx/schneider-ZB5-AD2.pdf?81788B76AEAA939CBEAABDA9B7A95D8E927A818696695EA4B4AB | HARMONY XB5 SELECTOR SWITCH HEAD Ø22 2-POSITION STAY PUT BLACK | Standard and Long Black Handle selector switch lever head for Harmony 5 XB5 series selector switches. | Hole diameter | 22.5mm
| 172 | Automation and Control | Industrial Switch | Selector Switches | HARMONY XB5 SELECTOR SWITCH HEAD Ø22 2-POS STAY PUT BLACK | 2062990 | ZB5AD2 | SCHNEIDER ELECTRIC | 230 | https://pim-kvc.soneparsea.com:3443/PictureServer/default.aspx/schneider-zb5ad2_image1.jpg?A3889C9397807479A2A1C7A8BAA5959DB4AAC672CC996595B477B3AEBF9897998173BEB5B9 | https://pim-kvc.soneparsea.com:3443/PictureServer/default.aspx/schneider-ZB5-AD2.pdf?81788B76AEAA939CBEAABDA9B7A95D8E927A818696695EA4B4AB | HARMONY XB5 SELECTOR SWITCH HEAD Ø22 2-POSITION STAY PUT BLACK | Standard and Long Black Handle selector switch lever head for Harmony 5 XB5 series selector switches. | Width opening | 0mm
| 172 | Automation and Control | Industrial Switch | Selector Switches | HARMONY XB5 SELECTOR SWITCH HEAD Ø22 2-POS STAY PUT BLACK | 2062990 | ZB5AD2 | SCHNEIDER ELECTRIC | 230 | https://pim-kvc.soneparsea.com:3443/PictureServer/default.aspx/schneider-zb5ad2_image1.jpg?A3889C9397807479A2A1C7A8BAA5959DB4AAC672CC996595B477B3AEBF9897998173BEB5B9 | https://pim-kvc.soneparsea.com:3443/PictureServer/default.aspx/schneider-ZB5-AD2.pdf?81788B76AEAA939CBEAABDA9B7A95D8E927A818696695EA4B4AB | HARMONY XB5 SELECTOR SWITCH HEAD Ø22 2-POSITION STAY PUT BLACK | Standard and Long Black Handle selector switch lever head for Harmony 5 XB5 series selector switches. | Height opening | 0mm
| 172 | Automation and Control | Industrial Switch | Selector Switches | HARMONY XB5 SELECTOR SWITCH HEAD Ø22 2-POS STAY PUT BLACK | 2062990 | ZB5AD2 | SCHNEIDER ELECTRIC | 230 | https://pim-kvc.soneparsea.com:3443/PictureServer/default.aspx/schneider-zb5ad2_image1.jpg?A3889C9397807479A2A1C7A8BAA5959DB4AAC672CC996595B477B3AEBF9897998173BEB5B9 | https://pim-kvc.soneparsea.com:3443/PictureServer/default.aspx/schneider-ZB5-AD2.pdf?81788B76AEAA939CBEAABDA9B7A95D8E927A818696695EA4B4AB | HARMONY XB5 SELECTOR SWITCH HEAD Ø22 2-POSITION STAY PUT BLACK | Standard and Long Black Handle selector switch lever head for Harmony 5 XB5 series selector switches. | Switching function latching | yes
| 172 | Automation and Control | Industrial Switch | Selector Switches | HARMONY XB5 SELECTOR SWITCH HEAD Ø22 2-POS STAY PUT BLACK | 2062990 | ZB5AD2 | SCHNEIDER ELECTRIC | 230 | https://pim-kvc.soneparsea.com:3443/PictureServer/default.aspx/schneider-zb5ad2_image1.jpg?A3889C9397807479A2A1C7A8BAA5959DB4AAC672CC996595B477B3AEBF9897998173BEB5B9 | https://pim-kvc.soneparsea.com:3443/PictureServer/default.aspx/schneider-ZB5-AD2.pdf?81788B76AEAA939CBEAABDA9B7A95D8E927A818696695EA4B4AB | HARMONY XB5 SELECTOR SWITCH HEAD Ø22 2-POSITION STAY PUT BLACK | Standard and Long Black Handle selector switch lever head for Harmony 5 XB5 series selector switches. | Spring-return | no
| 172 | Automation and Control | Industrial Switch | Selector Switches | HARMONY XB5 SELECTOR SWITCH HEAD Ø22 2-POS STAY PUT BLACK | 2062990 | ZB5AD2 | SCHNEIDER ELECTRIC | 230 | https://pim-kvc.soneparsea.com:3443/PictureServer/default.aspx/schneider-zb5ad2_image1.jpg?A3889C9397807479A2A1C7A8BAA5959DB4AAC672CC996595B477B3AEBF9897998173BEB5B9 | https://pim-kvc.soneparsea.com:3443/PictureServer/default.aspx/schneider-ZB5-AD2.pdf?81788B76AEAA939CBEAABDA9B7A95D8E927A818696695EA4B4AB | HARMONY XB5 SELECTOR SWITCH HEAD Ø22 2-POSITION STAY PUT BLACK | Standard and Long Black Handle selector switch lever head for Harmony 5 XB5 series selector switches. | With front ring | yes
| 172 | Automation and Control | Industrial Switch | Selector Switches | HARMONY XB5 SELECTOR SWITCH HEAD Ø22 2-POS STAY PUT BLACK | 2062990 | ZB5AD2 | SCHNEIDER ELECTRIC | 230 | https://pim-kvc.soneparsea.com:3443/PictureServer/default.aspx/schneider-zb5ad2_image1.jpg?A3889C9397807479A2A1C7A8BAA5959DB4AAC672CC996595B477B3AEBF9897998173BEB5B9 | https://pim-kvc.soneparsea.com:3443/PictureServer/default.aspx/schneider-ZB5-AD2.pdf?81788B76AEAA939CBEAABDA9B7A95D8E927A818696695EA4B4AB | HARMONY XB5 SELECTOR SWITCH HEAD Ø22 2-POSITION STAY PUT BLACK | Standard and Long Black Handle selector switch lever head for Harmony 5 XB5 series selector switches. | Material front ring | Plastic
| 172 | Automation and Control | Industrial Switch | Selector Switches | HARMONY XB5 SELECTOR SWITCH HEAD Ø22 2-POS STAY PUT BLACK | 2062990 | ZB5AD2 | SCHNEIDER ELECTRIC | 230 | https://pim-kvc.soneparsea.com:3443/PictureServer/default.aspx/schneider-zb5ad2_image1.jpg?A3889C9397807479A2A1C7A8BAA5959DB4AAC672CC996595B477B3AEBF9897998173BEB5B9 | https://pim-kvc.soneparsea.com:3443/PictureServer/default.aspx/schneider-ZB5-AD2.pdf?81788B76AEAA939CBEAABDA9B7A95D8E927A818696695EA4B4AB | HARMONY XB5 SELECTOR SWITCH HEAD Ø22 2-POSITION STAY PUT BLACK | Standard and Long Black Handle selector switch lever head for Harmony 5 XB5 series selector switches. | Colour front ring | Black
| 172 | Automation and Control | Industrial Switch | Selector Switches | HARMONY XB5 SELECTOR SWITCH HEAD Ø22 2-POS STAY PUT BLACK | 2062990 | ZB5AD2 | SCHNEIDER ELECTRIC | 230 | https://pim-kvc.soneparsea.com:3443/PictureServer/default.aspx/schneider-zb5ad2_image1.jpg?A3889C9397807479A2A1C7A8BAA5959DB4AAC672CC996595B477B3AEBF9897998173BEB5B9 | https://pim-kvc.soneparsea.com:3443/PictureServer/default.aspx/schneider-ZB5-AD2.pdf?81788B76AEAA939CBEAABDA9B7A95D8E927A818696695EA4B4AB | HARMONY XB5 SELECTOR SWITCH HEAD Ø22 2-POSITION STAY PUT BLACK | Standard and Long Black Handle selector switch lever head for Harmony 5 XB5 series selector switches. | Degree of protection (IP), front side | IP67/IP69K
| 172 | Automation and Control | Industrial Switch | Selector Switches | HARMONY XB5 SELECTOR SWITCH HEAD Ø22 2-POS STAY PUT BLACK | 2062990 | ZB5AD2 | SCHNEIDER ELECTRIC | 230 | https://pim-kvc.soneparsea.com:3443/PictureServer/default.aspx/schneider-zb5ad2_image1.jpg?A3889C9397807479A2A1C7A8BAA5959DB4AAC672CC996595B477B3AEBF9897998173BEB5B9 | https://pim-kvc.soneparsea.com:3443/PictureServer/default.aspx/schneider-ZB5-AD2.pdf?81788B76AEAA939CBEAABDA9B7A95D8E927A818696695EA4B4AB | HARMONY XB5 SELECTOR SWITCH HEAD Ø22 2-POSITION STAY PUT BLACK | Standard and Long Black Handle selector switch lever head for Harmony 5 XB5 series selector switches. | Degree of protection (NEMA) | 13
| 173 | Automation and Control | Industrial Switch | Control Switch | TESYS VARIO EMERGENCY STOP SWITCH DISCONNECTOR 63A | 2063054 | VCF3 | SCHNEIDER ELECTRIC | 3620 | https://pim-kvc.soneparsea.com:3443/PictureServer/default.aspx/schneider-vcf3_image1.jpg?A3889C9397807479A2A1C7A8BAA5959DB4AAC672C89A9667AFAEC1A6B99C6162BAB5BB | https://pim-kvc.soneparsea.com:3443/PictureServer/default.aspx/schneider-VCF3.pdf?81788B76AEAA939CBEAABDA9B7A95D8A938B8773C29B96 | TESYS VARIO EMERGENCY STOP SWITCH DISCONNECTOR 63A | More foresight for better prevention. A range of safety control products which are simple to use and set up, with compact ergonomic products to meet requirements for starting or stopping motors. Applications: All machines requiring. DOL starting or stopping of motors load breaking of the machine control circuit | Version as main switch | yes
| 173 | Automation and Control | Industrial Switch | Control Switch | TESYS VARIO EMERGENCY STOP SWITCH DISCONNECTOR 63A | 2063054 | VCF3 | SCHNEIDER ELECTRIC | 3620 | https://pim-kvc.soneparsea.com:3443/PictureServer/default.aspx/schneider-vcf3_image1.jpg?A3889C9397807479A2A1C7A8BAA5959DB4AAC672C89A9667AFAEC1A6B99C6162BAB5BB | https://pim-kvc.soneparsea.com:3443/PictureServer/default.aspx/schneider-VCF3.pdf?81788B76AEAA939CBEAABDA9B7A95D8A938B8773C29B96 | TESYS VARIO EMERGENCY STOP SWITCH DISCONNECTOR 63A | More foresight for better prevention. A range of safety control products which are simple to use and set up, with compact ergonomic products to meet requirements for starting or stopping motors. Applications: All machines requiring. DOL starting or stopping of motors load breaking of the machine control circuit | Version as maintenance-/service switch | no
| 173 | Automation and Control | Industrial Switch | Control Switch | TESYS VARIO EMERGENCY STOP SWITCH DISCONNECTOR 63A | 2063054 | VCF3 | SCHNEIDER ELECTRIC | 3620 | https://pim-kvc.soneparsea.com:3443/PictureServer/default.aspx/schneider-vcf3_image1.jpg?A3889C9397807479A2A1C7A8BAA5959DB4AAC672C89A9667AFAEC1A6B99C6162BAB5BB | https://pim-kvc.soneparsea.com:3443/PictureServer/default.aspx/schneider-VCF3.pdf?81788B76AEAA939CBEAABDA9B7A95D8A938B8773C29B96 | TESYS VARIO EMERGENCY STOP SWITCH DISCONNECTOR 63A | More foresight for better prevention. A range of safety control products which are simple to use and set up, with compact ergonomic products to meet requirements for starting or stopping motors. Applications: All machines requiring. DOL starting or stopping of motors load breaking of the machine control circuit | Version as safety switch | no
| 173 | Automation and Control | Industrial Switch | Control Switch | TESYS VARIO EMERGENCY STOP SWITCH DISCONNECTOR 63A | 2063054 | VCF3 | SCHNEIDER ELECTRIC | 3620 | https://pim-kvc.soneparsea.com:3443/PictureServer/default.aspx/schneider-vcf3_image1.jpg?A3889C9397807479A2A1C7A8BAA5959DB4AAC672C89A9667AFAEC1A6B99C6162BAB5BB | https://pim-kvc.soneparsea.com:3443/PictureServer/default.aspx/schneider-VCF3.pdf?81788B76AEAA939CBEAABDA9B7A95D8A938B8773C29B96 | TESYS VARIO EMERGENCY STOP SWITCH DISCONNECTOR 63A | More foresight for better prevention. A range of safety control products which are simple to use and set up, with compact ergonomic products to meet requirements for starting or stopping motors. Applications: All machines requiring. DOL starting or stopping of motors load breaking of the machine control circuit | Version as emergency stop installation | yes
| 173 | Automation and Control | Industrial Switch | Control Switch | TESYS VARIO EMERGENCY STOP SWITCH DISCONNECTOR 63A | 2063054 | VCF3 | SCHNEIDER ELECTRIC | 3620 | https://pim-kvc.soneparsea.com:3443/PictureServer/default.aspx/schneider-vcf3_image1.jpg?A3889C9397807479A2A1C7A8BAA5959DB4AAC672C89A9667AFAEC1A6B99C6162BAB5BB | https://pim-kvc.soneparsea.com:3443/PictureServer/default.aspx/schneider-VCF3.pdf?81788B76AEAA939CBEAABDA9B7A95D8A938B8773C29B96 | TESYS VARIO EMERGENCY STOP SWITCH DISCONNECTOR 63A | More foresight for better prevention. A range of safety control products which are simple to use and set up, with compact ergonomic products to meet requirements for starting or stopping motors. Applications: All machines requiring. DOL starting or stopping of motors load breaking of the machine control circuit | Version as reversing switch | no
| 173 | Automation and Control | Industrial Switch | Control Switch | TESYS VARIO EMERGENCY STOP SWITCH DISCONNECTOR 63A | 2063054 | VCF3 | SCHNEIDER ELECTRIC | 3620 | https://pim-kvc.soneparsea.com:3443/PictureServer/default.aspx/schneider-vcf3_image1.jpg?A3889C9397807479A2A1C7A8BAA5959DB4AAC672C89A9667AFAEC1A6B99C6162BAB5BB | https://pim-kvc.soneparsea.com:3443/PictureServer/default.aspx/schneider-VCF3.pdf?81788B76AEAA939CBEAABDA9B7A95D8A938B8773C29B96 | TESYS VARIO EMERGENCY STOP SWITCH DISCONNECTOR 63A | More foresight for better prevention. A range of safety control products which are simple to use and set up, with compact ergonomic products to meet requirements for starting or stopping motors. Applications: All machines requiring. DOL starting or stopping of motors load breaking of the machine control circuit | Number of switches | 1
| 173 | Automation and Control | Industrial Switch | Control Switch | TESYS VARIO EMERGENCY STOP SWITCH DISCONNECTOR 63A | 2063054 | VCF3 | SCHNEIDER ELECTRIC | 3620 | https://pim-kvc.soneparsea.com:3443/PictureServer/default.aspx/schneider-vcf3_image1.jpg?A3889C9397807479A2A1C7A8BAA5959DB4AAC672C89A9667AFAEC1A6B99C6162BAB5BB | https://pim-kvc.soneparsea.com:3443/PictureServer/default.aspx/schneider-VCF3.pdf?81788B76AEAA939CBEAABDA9B7A95D8A938B8773C29B96 | TESYS VARIO EMERGENCY STOP SWITCH DISCONNECTOR 63A | More foresight for better prevention. A range of safety control products which are simple to use and set up, with compact ergonomic products to meet requirements for starting or stopping motors. Applications: All machines requiring. DOL starting or stopping of motors load breaking of the machine control circuit | Max. rated operation voltage Ue AC | 690V
| 173 | Automation and Control | Industrial Switch | Control Switch | TESYS VARIO EMERGENCY STOP SWITCH DISCONNECTOR 63A | 2063054 | VCF3 | SCHNEIDER ELECTRIC | 3620 | https://pim-kvc.soneparsea.com:3443/PictureServer/default.aspx/schneider-vcf3_image1.jpg?A3889C9397807479A2A1C7A8BAA5959DB4AAC672C89A9667AFAEC1A6B99C6162BAB5BB | https://pim-kvc.soneparsea.com:3443/PictureServer/default.aspx/schneider-VCF3.pdf?81788B76AEAA939CBEAABDA9B7A95D8A938B8773C29B96 | TESYS VARIO EMERGENCY STOP SWITCH DISCONNECTOR 63A | More foresight for better prevention. A range of safety control products which are simple to use and set up, with compact ergonomic products to meet requirements for starting or stopping motors. Applications: All machines requiring. DOL starting or stopping of motors load breaking of the machine control circuit | Rated operating voltage | 690...690V
| 173 | Automation and Control | Industrial Switch | Control Switch | TESYS VARIO EMERGENCY STOP SWITCH DISCONNECTOR 63A | 2063054 | VCF3 | SCHNEIDER ELECTRIC | 3620 | https://pim-kvc.soneparsea.com:3443/PictureServer/default.aspx/schneider-vcf3_image1.jpg?A3889C9397807479A2A1C7A8BAA5959DB4AAC672C89A9667AFAEC1A6B99C6162BAB5BB | https://pim-kvc.soneparsea.com:3443/PictureServer/default.aspx/schneider-VCF3.pdf?81788B76AEAA939CBEAABDA9B7A95D8A938B8773C29B96 | TESYS VARIO EMERGENCY STOP SWITCH DISCONNECTOR 63A | More foresight for better prevention. A range of safety control products which are simple to use and set up, with compact ergonomic products to meet requirements for starting or stopping motors. Applications: All machines requiring. DOL starting or stopping of motors load breaking of the machine control circuit | Rated permanent current Iu | 63A
| 173 | Automation and Control | Industrial Switch | Control Switch | TESYS VARIO EMERGENCY STOP SWITCH DISCONNECTOR 63A | 2063054 | VCF3 | SCHNEIDER ELECTRIC | 3620 | https://pim-kvc.soneparsea.com:3443/PictureServer/default.aspx/schneider-vcf3_image1.jpg?A3889C9397807479A2A1C7A8BAA5959DB4AAC672C89A9667AFAEC1A6B99C6162BAB5BB | https://pim-kvc.soneparsea.com:3443/PictureServer/default.aspx/schneider-VCF3.pdf?81788B76AEAA939CBEAABDA9B7A95D8A938B8773C29B96 | TESYS VARIO EMERGENCY STOP SWITCH DISCONNECTOR 63A | More foresight for better prevention. A range of safety control products which are simple to use and set up, with compact ergonomic products to meet requirements for starting or stopping motors. Applications: All machines requiring. DOL starting or stopping of motors load breaking of the machine control circuit | Rated permanent current at AC-23, 400 V | 41.5A
| 173 | Automation and Control | Industrial Switch | Control Switch | TESYS VARIO EMERGENCY STOP SWITCH DISCONNECTOR 63A | 2063054 | VCF3 | SCHNEIDER ELECTRIC | 3620 | https://pim-kvc.soneparsea.com:3443/PictureServer/default.aspx/schneider-vcf3_image1.jpg?A3889C9397807479A2A1C7A8BAA5959DB4AAC672C89A9667AFAEC1A6B99C6162BAB5BB | https://pim-kvc.soneparsea.com:3443/PictureServer/default.aspx/schneider-VCF3.pdf?81788B76AEAA939CBEAABDA9B7A95D8A938B8773C29B96 | TESYS VARIO EMERGENCY STOP SWITCH DISCONNECTOR 63A | More foresight for better prevention. A range of safety control products which are simple to use and set up, with compact ergonomic products to meet requirements for starting or stopping motors. Applications: All machines requiring. DOL starting or stopping of motors load breaking of the machine control circuit | Rated permanent current at AC-21, 400 V | 63A
| 173 | Automation and Control | Industrial Switch | Control Switch | TESYS VARIO EMERGENCY STOP SWITCH DISCONNECTOR 63A | 2063054 | VCF3 | SCHNEIDER ELECTRIC | 3620 | https://pim-kvc.soneparsea.com:3443/PictureServer/default.aspx/schneider-vcf3_image1.jpg?A3889C9397807479A2A1C7A8BAA5959DB4AAC672C89A9667AFAEC1A6B99C6162BAB5BB | https://pim-kvc.soneparsea.com:3443/PictureServer/default.aspx/schneider-VCF3.pdf?81788B76AEAA939CBEAABDA9B7A95D8A938B8773C29B96 | TESYS VARIO EMERGENCY STOP SWITCH DISCONNECTOR 63A | More foresight for better prevention. A range of safety control products which are simple to use and set up, with compact ergonomic products to meet requirements for starting or stopping motors. Applications: All machines requiring. DOL starting or stopping of motors load breaking of the machine control circuit | Rated operation power at AC-3, 400 V | 18.5kW
| 173 | Automation and Control | Industrial Switch | Control Switch | TESYS VARIO EMERGENCY STOP SWITCH DISCONNECTOR 63A | 2063054 | VCF3 | SCHNEIDER ELECTRIC | 3620 | https://pim-kvc.soneparsea.com:3443/PictureServer/default.aspx/schneider-vcf3_image1.jpg?A3889C9397807479A2A1C7A8BAA5959DB4AAC672C89A9667AFAEC1A6B99C6162BAB5BB | https://pim-kvc.soneparsea.com:3443/PictureServer/default.aspx/schneider-VCF3.pdf?81788B76AEAA939CBEAABDA9B7A95D8A938B8773C29B96 | TESYS VARIO EMERGENCY STOP SWITCH DISCONNECTOR 63A | More foresight for better prevention. A range of safety control products which are simple to use and set up, with compact ergonomic products to meet requirements for starting or stopping motors. Applications: All machines requiring. DOL starting or stopping of motors load breaking of the machine control circuit | Rated short-time withstand current lcw | 0.756kA
| 173 | Automation and Control | Industrial Switch | Control Switch | TESYS VARIO EMERGENCY STOP SWITCH DISCONNECTOR 63A | 2063054 | VCF3 | SCHNEIDER ELECTRIC | 3620 | https://pim-kvc.soneparsea.com:3443/PictureServer/default.aspx/schneider-vcf3_image1.jpg?A3889C9397807479A2A1C7A8BAA5959DB4AAC672C89A9667AFAEC1A6B99C6162BAB5BB | https://pim-kvc.soneparsea.com:3443/PictureServer/default.aspx/schneider-VCF3.pdf?81788B76AEAA939CBEAABDA9B7A95D8A938B8773C29B96 | TESYS VARIO EMERGENCY STOP SWITCH DISCONNECTOR 63A | More foresight for better prevention. A range of safety control products which are simple to use and set up, with compact ergonomic products to meet requirements for starting or stopping motors. Applications: All machines requiring. DOL starting or stopping of motors load breaking of the machine control circuit | Rated operation power at AC-23, 400 V | 22kW
| 173 | Automation and Control | Industrial Switch | Control Switch | TESYS VARIO EMERGENCY STOP SWITCH DISCONNECTOR 63A | 2063054 | VCF3 | SCHNEIDER ELECTRIC | 3620 | https://pim-kvc.soneparsea.com:3443/PictureServer/default.aspx/schneider-vcf3_image1.jpg?A3889C9397807479A2A1C7A8BAA5959DB4AAC672C89A9667AFAEC1A6B99C6162BAB5BB | https://pim-kvc.soneparsea.com:3443/PictureServer/default.aspx/schneider-VCF3.pdf?81788B76AEAA939CBEAABDA9B7A95D8A938B8773C29B96 | TESYS VARIO EMERGENCY STOP SWITCH DISCONNECTOR 63A | More foresight for better prevention. A range of safety control products which are simple to use and set up, with compact ergonomic products to meet requirements for starting or stopping motors. Applications: All machines requiring. DOL starting or stopping of motors load breaking of the machine control circuit | Switching power at 400 V | 37kW
| 173 | Automation and Control | Industrial Switch | Control Switch | TESYS VARIO EMERGENCY STOP SWITCH DISCONNECTOR 63A | 2063054 | VCF3 | SCHNEIDER ELECTRIC | 3620 | https://pim-kvc.soneparsea.com:3443/PictureServer/default.aspx/schneider-vcf3_image1.jpg?A3889C9397807479A2A1C7A8BAA5959DB4AAC672C89A9667AFAEC1A6B99C6162BAB5BB | https://pim-kvc.soneparsea.com:3443/PictureServer/default.aspx/schneider-VCF3.pdf?81788B76AEAA939CBEAABDA9B7A95D8A938B8773C29B96 | TESYS VARIO EMERGENCY STOP SWITCH DISCONNECTOR 63A | More foresight for better prevention. A range of safety control products which are simple to use and set up, with compact ergonomic products to meet requirements for starting or stopping motors. Applications: All machines requiring. DOL starting or stopping of motors load breaking of the machine control circuit | Conditioned rated short-circuit current Iq | 10kA
| 173 | Automation and Control | Industrial Switch | Control Switch | TESYS VARIO EMERGENCY STOP SWITCH DISCONNECTOR 63A | 2063054 | VCF3 | SCHNEIDER ELECTRIC | 3620 | https://pim-kvc.soneparsea.com:3443/PictureServer/default.aspx/schneider-vcf3_image1.jpg?A3889C9397807479A2A1C7A8BAA5959DB4AAC672C89A9667AFAEC1A6B99C6162BAB5BB | https://pim-kvc.soneparsea.com:3443/PictureServer/default.aspx/schneider-VCF3.pdf?81788B76AEAA939CBEAABDA9B7A95D8A938B8773C29B96 | TESYS VARIO EMERGENCY STOP SWITCH DISCONNECTOR 63A | More foresight for better prevention. A range of safety control products which are simple to use and set up, with compact ergonomic products to meet requirements for starting or stopping motors. Applications: All machines requiring. DOL starting or stopping of motors load breaking of the machine control circuit | Number of poles | 3
| 173 | Automation and Control | Industrial Switch | Control Switch | TESYS VARIO EMERGENCY STOP SWITCH DISCONNECTOR 63A | 2063054 | VCF3 | SCHNEIDER ELECTRIC | 3620 | https://pim-kvc.soneparsea.com:3443/PictureServer/default.aspx/schneider-vcf3_image1.jpg?A3889C9397807479A2A1C7A8BAA5959DB4AAC672C89A9667AFAEC1A6B99C6162BAB5BB | https://pim-kvc.soneparsea.com:3443/PictureServer/default.aspx/schneider-VCF3.pdf?81788B76AEAA939CBEAABDA9B7A95D8A938B8773C29B96 | TESYS VARIO EMERGENCY STOP SWITCH DISCONNECTOR 63A | More foresight for better prevention. A range of safety control products which are simple to use and set up, with compact ergonomic products to meet requirements for starting or stopping motors. Applications: All machines requiring. DOL starting or stopping of motors load breaking of the machine control circuit | Number of auxiliary contacts as normally closed contact | 0
| 173 | Automation and Control | Industrial Switch | Control Switch | TESYS VARIO EMERGENCY STOP SWITCH DISCONNECTOR 63A | 2063054 | VCF3 | SCHNEIDER ELECTRIC | 3620 | https://pim-kvc.soneparsea.com:3443/PictureServer/default.aspx/schneider-vcf3_image1.jpg?A3889C9397807479A2A1C7A8BAA5959DB4AAC672C89A9667AFAEC1A6B99C6162BAB5BB | https://pim-kvc.soneparsea.com:3443/PictureServer/default.aspx/schneider-VCF3.pdf?81788B76AEAA939CBEAABDA9B7A95D8A938B8773C29B96 | TESYS VARIO EMERGENCY STOP SWITCH DISCONNECTOR 63A | More foresight for better prevention. A range of safety control products which are simple to use and set up, with compact ergonomic products to meet requirements for starting or stopping motors. Applications: All machines requiring. DOL starting or stopping of motors load breaking of the machine control circuit | Number of auxiliary contacts as normally open contact | 0
| 173 | Automation and Control | Industrial Switch | Control Switch | TESYS VARIO EMERGENCY STOP SWITCH DISCONNECTOR 63A | 2063054 | VCF3 | SCHNEIDER ELECTRIC | 3620 | https://pim-kvc.soneparsea.com:3443/PictureServer/default.aspx/schneider-vcf3_image1.jpg?A3889C9397807479A2A1C7A8BAA5959DB4AAC672C89A9667AFAEC1A6B99C6162BAB5BB | https://pim-kvc.soneparsea.com:3443/PictureServer/default.aspx/schneider-VCF3.pdf?81788B76AEAA939CBEAABDA9B7A95D8A938B8773C29B96 | TESYS VARIO EMERGENCY STOP SWITCH DISCONNECTOR 63A | More foresight for better prevention. A range of safety control products which are simple to use and set up, with compact ergonomic products to meet requirements for starting or stopping motors. Applications: All machines requiring. DOL starting or stopping of motors load breaking of the machine control circuit | Number of auxiliary contacts as change-over contact | 0
| 174 | Automation and Control | Industrial Switch | Push Buttons | HARMONY XB4 PROJECTING PUSHBUTTON HEAD Ø22 GREEN IP66 | 2063068 | ZB4BL3 | SCHNEIDER ELECTRIC | 350 | https://pim-kvc.soneparsea.com:3443/PictureServer/default.aspx/schneider-ZB4BL3_Image1.jpg?A3889C9397807479A2A1C7A8BAA5959DB4AAC672AC7964769C78B38EBF9897998173BEB5B9 | https://pim-kvc.soneparsea.com:3443/PictureServer/default.aspx/schneider-zb4bl3.pdf?81788B76AEAA939CBEAABDA9B7A95DAEB279B6B18565A098B6 | HARMONY XB4 PROJECTING PUSHBUTTON HEAD Ø22 GREEN | The modular Harmony XB4 range of 22 mm metal control and signaling units combines simplicity of installation, efficiency, modern design, flexibility, and robustness to meet most industrial applications. | Colour button | Green
| 174 | Automation and Control | Industrial Switch | Push Buttons | HARMONY XB4 PROJECTING PUSHBUTTON HEAD Ø22 GREEN IP66 | 2063068 | ZB4BL3 | SCHNEIDER ELECTRIC | 350 | https://pim-kvc.soneparsea.com:3443/PictureServer/default.aspx/schneider-ZB4BL3_Image1.jpg?A3889C9397807479A2A1C7A8BAA5959DB4AAC672AC7964769C78B38EBF9897998173BEB5B9 | https://pim-kvc.soneparsea.com:3443/PictureServer/default.aspx/schneider-zb4bl3.pdf?81788B76AEAA939CBEAABDA9B7A95DAEB279B6B18565A098B6 | HARMONY XB4 PROJECTING PUSHBUTTON HEAD Ø22 GREEN | The modular Harmony XB4 range of 22 mm metal control and signaling units combines simplicity of installation, efficiency, modern design, flexibility, and robustness to meet most industrial applications. | Number of command positions | 1
| 174 | Automation and Control | Industrial Switch | Push Buttons | HARMONY XB4 PROJECTING PUSHBUTTON HEAD Ø22 GREEN IP66 | 2063068 | ZB4BL3 | SCHNEIDER ELECTRIC | 350 | https://pim-kvc.soneparsea.com:3443/PictureServer/default.aspx/schneider-ZB4BL3_Image1.jpg?A3889C9397807479A2A1C7A8BAA5959DB4AAC672AC7964769C78B38EBF9897998173BEB5B9 | https://pim-kvc.soneparsea.com:3443/PictureServer/default.aspx/schneider-zb4bl3.pdf?81788B76AEAA939CBEAABDA9B7A95DAEB279B6B18565A098B6 | HARMONY XB4 PROJECTING PUSHBUTTON HEAD Ø22 GREEN | The modular Harmony XB4 range of 22 mm metal control and signaling units combines simplicity of installation, efficiency, modern design, flexibility, and robustness to meet most industrial applications. | Construction type lens | Round
| 174 | Automation and Control | Industrial Switch | Push Buttons | HARMONY XB4 PROJECTING PUSHBUTTON HEAD Ø22 GREEN IP66 | 2063068 | ZB4BL3 | SCHNEIDER ELECTRIC | 350 | https://pim-kvc.soneparsea.com:3443/PictureServer/default.aspx/schneider-ZB4BL3_Image1.jpg?A3889C9397807479A2A1C7A8BAA5959DB4AAC672AC7964769C78B38EBF9897998173BEB5B9 | https://pim-kvc.soneparsea.com:3443/PictureServer/default.aspx/schneider-zb4bl3.pdf?81788B76AEAA939CBEAABDA9B7A95DAEB279B6B18565A098B6 | HARMONY XB4 PROJECTING PUSHBUTTON HEAD Ø22 GREEN | The modular Harmony XB4 range of 22 mm metal control and signaling units combines simplicity of installation, efficiency, modern design, flexibility, and robustness to meet most industrial applications. | Hole diameter | 22.5mm
| 174 | Automation and Control | Industrial Switch | Push Buttons | HARMONY XB4 PROJECTING PUSHBUTTON HEAD Ø22 GREEN IP66 | 2063068 | ZB4BL3 | SCHNEIDER ELECTRIC | 350 | https://pim-kvc.soneparsea.com:3443/PictureServer/default.aspx/schneider-ZB4BL3_Image1.jpg?A3889C9397807479A2A1C7A8BAA5959DB4AAC672AC7964769C78B38EBF9897998173BEB5B9 | https://pim-kvc.soneparsea.com:3443/PictureServer/default.aspx/schneider-zb4bl3.pdf?81788B76AEAA939CBEAABDA9B7A95DAEB279B6B18565A098B6 | HARMONY XB4 PROJECTING PUSHBUTTON HEAD Ø22 GREEN | The modular Harmony XB4 range of 22 mm metal control and signaling units combines simplicity of installation, efficiency, modern design, flexibility, and robustness to meet most industrial applications. | Width opening | 0mm
| 174 | Automation and Control | Industrial Switch | Push Buttons | HARMONY XB4 PROJECTING PUSHBUTTON HEAD Ø22 GREEN IP66 | 2063068 | ZB4BL3 | SCHNEIDER ELECTRIC | 350 | https://pim-kvc.soneparsea.com:3443/PictureServer/default.aspx/schneider-ZB4BL3_Image1.jpg?A3889C9397807479A2A1C7A8BAA5959DB4AAC672AC7964769C78B38EBF9897998173BEB5B9 | https://pim-kvc.soneparsea.com:3443/PictureServer/default.aspx/schneider-zb4bl3.pdf?81788B76AEAA939CBEAABDA9B7A95DAEB279B6B18565A098B6 | HARMONY XB4 PROJECTING PUSHBUTTON HEAD Ø22 GREEN | The modular Harmony XB4 range of 22 mm metal control and signaling units combines simplicity of installation, efficiency, modern design, flexibility, and robustness to meet most industrial applications. | Height opening | 0mm
| 174 | Automation and Control | Industrial Switch | Push Buttons | HARMONY XB4 PROJECTING PUSHBUTTON HEAD Ø22 GREEN IP66 | 2063068 | ZB4BL3 | SCHNEIDER ELECTRIC | 350 | https://pim-kvc.soneparsea.com:3443/PictureServer/default.aspx/schneider-ZB4BL3_Image1.jpg?A3889C9397807479A2A1C7A8BAA5959DB4AAC672AC7964769C78B38EBF9897998173BEB5B9 | https://pim-kvc.soneparsea.com:3443/PictureServer/default.aspx/schneider-zb4bl3.pdf?81788B76AEAA939CBEAABDA9B7A95DAEB279B6B18565A098B6 | HARMONY XB4 PROJECTING PUSHBUTTON HEAD Ø22 GREEN | The modular Harmony XB4 range of 22 mm metal control and signaling units combines simplicity of installation, efficiency, modern design, flexibility, and robustness to meet most industrial applications. | Type of button | High
| 174 | Automation and Control | Industrial Switch | Push Buttons | HARMONY XB4 PROJECTING PUSHBUTTON HEAD Ø22 GREEN IP66 | 2063068 | ZB4BL3 | SCHNEIDER ELECTRIC | 350 | https://pim-kvc.soneparsea.com:3443/PictureServer/default.aspx/schneider-ZB4BL3_Image1.jpg?A3889C9397807479A2A1C7A8BAA5959DB4AAC672AC7964769C78B38EBF9897998173BEB5B9 | https://pim-kvc.soneparsea.com:3443/PictureServer/default.aspx/schneider-zb4bl3.pdf?81788B76AEAA939CBEAABDA9B7A95DAEB279B6B18565A098B6 | HARMONY XB4 PROJECTING PUSHBUTTON HEAD Ø22 GREEN | The modular Harmony XB4 range of 22 mm metal control and signaling units combines simplicity of installation, efficiency, modern design, flexibility, and robustness to meet most industrial applications. | Suitable for illumination | no
| 174 | Automation and Control | Industrial Switch | Push Buttons | HARMONY XB4 PROJECTING PUSHBUTTON HEAD Ø22 GREEN IP66 | 2063068 | ZB4BL3 | SCHNEIDER ELECTRIC | 350 | https://pim-kvc.soneparsea.com:3443/PictureServer/default.aspx/schneider-ZB4BL3_Image1.jpg?A3889C9397807479A2A1C7A8BAA5959DB4AAC672AC7964769C78B38EBF9897998173BEB5B9 | https://pim-kvc.soneparsea.com:3443/PictureServer/default.aspx/schneider-zb4bl3.pdf?81788B76AEAA939CBEAABDA9B7A95DAEB279B6B18565A098B6 | HARMONY XB4 PROJECTING PUSHBUTTON HEAD Ø22 GREEN | The modular Harmony XB4 range of 22 mm metal control and signaling units combines simplicity of installation, efficiency, modern design, flexibility, and robustness to meet most industrial applications. | With protective cover | no
| 174 | Automation and Control | Industrial Switch | Push Buttons | HARMONY XB4 PROJECTING PUSHBUTTON HEAD Ø22 GREEN IP66 | 2063068 | ZB4BL3 | SCHNEIDER ELECTRIC | 350 | https://pim-kvc.soneparsea.com:3443/PictureServer/default.aspx/schneider-ZB4BL3_Image1.jpg?A3889C9397807479A2A1C7A8BAA5959DB4AAC672AC7964769C78B38EBF9897998173BEB5B9 | https://pim-kvc.soneparsea.com:3443/PictureServer/default.aspx/schneider-zb4bl3.pdf?81788B76AEAA939CBEAABDA9B7A95DAEB279B6B18565A098B6 | HARMONY XB4 PROJECTING PUSHBUTTON HEAD Ø22 GREEN | The modular Harmony XB4 range of 22 mm metal control and signaling units combines simplicity of installation, efficiency, modern design, flexibility, and robustness to meet most industrial applications. | Labelled | no
| 174 | Automation and Control | Industrial Switch | Push Buttons | HARMONY XB4 PROJECTING PUSHBUTTON HEAD Ø22 GREEN IP66 | 2063068 | ZB4BL3 | SCHNEIDER ELECTRIC | 350 | https://pim-kvc.soneparsea.com:3443/PictureServer/default.aspx/schneider-ZB4BL3_Image1.jpg?A3889C9397807479A2A1C7A8BAA5959DB4AAC672AC7964769C78B38EBF9897998173BEB5B9 | https://pim-kvc.soneparsea.com:3443/PictureServer/default.aspx/schneider-zb4bl3.pdf?81788B76AEAA939CBEAABDA9B7A95DAEB279B6B18565A098B6 | HARMONY XB4 PROJECTING PUSHBUTTON HEAD Ø22 GREEN | The modular Harmony XB4 range of 22 mm metal control and signaling units combines simplicity of installation, efficiency, modern design, flexibility, and robustness to meet most industrial applications. | Switching function latching | no
| 174 | Automation and Control | Industrial Switch | Push Buttons | HARMONY XB4 PROJECTING PUSHBUTTON HEAD Ø22 GREEN IP66 | 2063068 | ZB4BL3 | SCHNEIDER ELECTRIC | 350 | https://pim-kvc.soneparsea.com:3443/PictureServer/default.aspx/schneider-ZB4BL3_Image1.jpg?A3889C9397807479A2A1C7A8BAA5959DB4AAC672AC7964769C78B38EBF9897998173BEB5B9 | https://pim-kvc.soneparsea.com:3443/PictureServer/default.aspx/schneider-zb4bl3.pdf?81788B76AEAA939CBEAABDA9B7A95DAEB279B6B18565A098B6 | HARMONY XB4 PROJECTING PUSHBUTTON HEAD Ø22 GREEN | The modular Harmony XB4 range of 22 mm metal control and signaling units combines simplicity of installation, efficiency, modern design, flexibility, and robustness to meet most industrial applications. | Spring-return | yes
| 174 | Automation and Control | Industrial Switch | Push Buttons | HARMONY XB4 PROJECTING PUSHBUTTON HEAD Ø22 GREEN IP66 | 2063068 | ZB4BL3 | SCHNEIDER ELECTRIC | 350 | https://pim-kvc.soneparsea.com:3443/PictureServer/default.aspx/schneider-ZB4BL3_Image1.jpg?A3889C9397807479A2A1C7A8BAA5959DB4AAC672AC7964769C78B38EBF9897998173BEB5B9 | https://pim-kvc.soneparsea.com:3443/PictureServer/default.aspx/schneider-zb4bl3.pdf?81788B76AEAA939CBEAABDA9B7A95DAEB279B6B18565A098B6 | HARMONY XB4 PROJECTING PUSHBUTTON HEAD Ø22 GREEN | The modular Harmony XB4 range of 22 mm metal control and signaling units combines simplicity of installation, efficiency, modern design, flexibility, and robustness to meet most industrial applications. | With front ring | yes
| 174 | Automation and Control | Industrial Switch | Push Buttons | HARMONY XB4 PROJECTING PUSHBUTTON HEAD Ø22 GREEN IP66 | 2063068 | ZB4BL3 | SCHNEIDER ELECTRIC | 350 | https://pim-kvc.soneparsea.com:3443/PictureServer/default.aspx/schneider-ZB4BL3_Image1.jpg?A3889C9397807479A2A1C7A8BAA5959DB4AAC672AC7964769C78B38EBF9897998173BEB5B9 | https://pim-kvc.soneparsea.com:3443/PictureServer/default.aspx/schneider-zb4bl3.pdf?81788B76AEAA939CBEAABDA9B7A95DAEB279B6B18565A098B6 | HARMONY XB4 PROJECTING PUSHBUTTON HEAD Ø22 GREEN | The modular Harmony XB4 range of 22 mm metal control and signaling units combines simplicity of installation, efficiency, modern design, flexibility, and robustness to meet most industrial applications. | Material front ring | Metal
| 174 | Automation and Control | Industrial Switch | Push Buttons | HARMONY XB4 PROJECTING PUSHBUTTON HEAD Ø22 GREEN IP66 | 2063068 | ZB4BL3 | SCHNEIDER ELECTRIC | 350 | https://pim-kvc.soneparsea.com:3443/PictureServer/default.aspx/schneider-ZB4BL3_Image1.jpg?A3889C9397807479A2A1C7A8BAA5959DB4AAC672AC7964769C78B38EBF9897998173BEB5B9 | https://pim-kvc.soneparsea.com:3443/PictureServer/default.aspx/schneider-zb4bl3.pdf?81788B76AEAA939CBEAABDA9B7A95DAEB279B6B18565A098B6 | HARMONY XB4 PROJECTING PUSHBUTTON HEAD Ø22 GREEN | The modular Harmony XB4 range of 22 mm metal control and signaling units combines simplicity of installation, efficiency, modern design, flexibility, and robustness to meet most industrial applications. | Colour front ring | Chrome
| 174 | Automation and Control | Industrial Switch | Push Buttons | HARMONY XB4 PROJECTING PUSHBUTTON HEAD Ø22 GREEN IP66 | 2063068 | ZB4BL3 | SCHNEIDER ELECTRIC | 350 | https://pim-kvc.soneparsea.com:3443/PictureServer/default.aspx/schneider-ZB4BL3_Image1.jpg?A3889C9397807479A2A1C7A8BAA5959DB4AAC672AC7964769C78B38EBF9897998173BEB5B9 | https://pim-kvc.soneparsea.com:3443/PictureServer/default.aspx/schneider-zb4bl3.pdf?81788B76AEAA939CBEAABDA9B7A95DAEB279B6B18565A098B6 | HARMONY XB4 PROJECTING PUSHBUTTON HEAD Ø22 GREEN | The modular Harmony XB4 range of 22 mm metal control and signaling units combines simplicity of installation, efficiency, modern design, flexibility, and robustness to meet most industrial applications. | Degree of protection (IP), front side | IP66
| 174 | Automation and Control | Industrial Switch | Push Buttons | HARMONY XB4 PROJECTING PUSHBUTTON HEAD Ø22 GREEN IP66 | 2063068 | ZB4BL3 | SCHNEIDER ELECTRIC | 350 | https://pim-kvc.soneparsea.com:3443/PictureServer/default.aspx/schneider-ZB4BL3_Image1.jpg?A3889C9397807479A2A1C7A8BAA5959DB4AAC672AC7964769C78B38EBF9897998173BEB5B9 | https://pim-kvc.soneparsea.com:3443/PictureServer/default.aspx/schneider-zb4bl3.pdf?81788B76AEAA939CBEAABDA9B7A95DAEB279B6B18565A098B6 | HARMONY XB4 PROJECTING PUSHBUTTON HEAD Ø22 GREEN | The modular Harmony XB4 range of 22 mm metal control and signaling units combines simplicity of installation, efficiency, modern design, flexibility, and robustness to meet most industrial applications. | Degree of protection (NEMA), front side | Other
| 175 | Automation and Control | Industrial Switch | Industrial Switch Accessories | SIMPLE LIGHT BLOCK FOR TEST LIGHT FUNCTION 12V.24V. 24V-120V | 2063183 | ZBZG156 | SCHNEIDER ELECTRIC | 595 | https://pim-kvc.soneparsea.com:3443/PictureServer/default.aspx/schneider-ZBZG156_Image1.jpg?A3889C9397807479A2A1C7A8BAA5959DB4AAC672AC798A7B817A8AA49BA4919BB57682AFC29E | https://pim-kvc.soneparsea.com:3443/PictureServer/default.aspx/schneider-zbzg156.pdf?81788B76AEAA939CBEAABDA9B7A95DAEB2BFBB76876D5EA4B4AB | SIMPLE LIGHT BLOCK FOR TEST LIGHT FUNCTION 12V.24V. 24V-120V | Schneider Electric, Harmony, XB4, XB5, Single light block, For test light function, Clip-together component system, Dust resistant, Impact resistant, Modular | Type of electrical accessory/spare part | Diode element
| 175 | Automation and Control | Industrial Switch | Industrial Switch Accessories | SIMPLE LIGHT BLOCK FOR TEST LIGHT FUNCTION 12V.24V. 24V-120V | 2063183 | ZBZG156 | SCHNEIDER ELECTRIC | 595 | https://pim-kvc.soneparsea.com:3443/PictureServer/default.aspx/schneider-ZBZG156_Image1.jpg?A3889C9397807479A2A1C7A8BAA5959DB4AAC672AC798A7B817A8AA49BA4919BB57682AFC29E | https://pim-kvc.soneparsea.com:3443/PictureServer/default.aspx/schneider-zbzg156.pdf?81788B76AEAA939CBEAABDA9B7A95DAEB2BFBB76876D5EA4B4AB | SIMPLE LIGHT BLOCK FOR TEST LIGHT FUNCTION 12V.24V. 24V-120V | Schneider Electric, Harmony, XB4, XB5, Single light block, For test light function, Clip-together component system, Dust resistant, Impact resistant, Modular | Type of mechanical accessory/spare part | Other
| 176 | Automation and Control | Industrial Switch | Control Switch | TESYS VARIO SWITCH BODY FOR SWITCH-DISCONNECTOR 3P 125A | 2063757 | V5 | SCHNEIDER ELECTRIC | 8040 | https://pim-kvc.soneparsea.com:3443/PictureServer/default.aspx/schneider-V5_Image1.jpg?A3889C9397807479A2A1C7A8BAA5959DB4AAC672A86C8F7DBDA6BBAA83659AA4B7 | https://pim-kvc.soneparsea.com:3443/PictureServer/default.aspx/schneider-V5.pdf?81788B76AEAA939CBEAABDA9B7A95D8A8573C4A9B8 | TESYS VARIO SWITCH BODY FOR SWITCH-DISCONNECTOR 3 POLES 125 A | Vario switches act as enclosure disconnects when short circuit protection is provided upstream of the switch (if short circuit protection is not provided upstream, use GS1, LK3, Class 9422 Type T or D10 disconnect switches). Type V switches meet UL 508 requirements as manual motor controllers. | Version as main switch | no
| 176 | Automation and Control | Industrial Switch | Control Switch | TESYS VARIO SWITCH BODY FOR SWITCH-DISCONNECTOR 3P 125A | 2063757 | V5 | SCHNEIDER ELECTRIC | 8040 | https://pim-kvc.soneparsea.com:3443/PictureServer/default.aspx/schneider-V5_Image1.jpg?A3889C9397807479A2A1C7A8BAA5959DB4AAC672A86C8F7DBDA6BBAA83659AA4B7 | https://pim-kvc.soneparsea.com:3443/PictureServer/default.aspx/schneider-V5.pdf?81788B76AEAA939CBEAABDA9B7A95D8A8573C4A9B8 | TESYS VARIO SWITCH BODY FOR SWITCH-DISCONNECTOR 3 POLES 125 A | Vario switches act as enclosure disconnects when short circuit protection is provided upstream of the switch (if short circuit protection is not provided upstream, use GS1, LK3, Class 9422 Type T or D10 disconnect switches). Type V switches meet UL 508 requirements as manual motor controllers. | Version as maintenance-/service switch | no
| 176 | Automation and Control | Industrial Switch | Control Switch | TESYS VARIO SWITCH BODY FOR SWITCH-DISCONNECTOR 3P 125A | 2063757 | V5 | SCHNEIDER ELECTRIC | 8040 | https://pim-kvc.soneparsea.com:3443/PictureServer/default.aspx/schneider-V5_Image1.jpg?A3889C9397807479A2A1C7A8BAA5959DB4AAC672A86C8F7DBDA6BBAA83659AA4B7 | https://pim-kvc.soneparsea.com:3443/PictureServer/default.aspx/schneider-V5.pdf?81788B76AEAA939CBEAABDA9B7A95D8A8573C4A9B8 | TESYS VARIO SWITCH BODY FOR SWITCH-DISCONNECTOR 3 POLES 125 A | Vario switches act as enclosure disconnects when short circuit protection is provided upstream of the switch (if short circuit protection is not provided upstream, use GS1, LK3, Class 9422 Type T or D10 disconnect switches). Type V switches meet UL 508 requirements as manual motor controllers. | Version as safety switch | no
| 176 | Automation and Control | Industrial Switch | Control Switch | TESYS VARIO SWITCH BODY FOR SWITCH-DISCONNECTOR 3P 125A | 2063757 | V5 | SCHNEIDER ELECTRIC | 8040 | https://pim-kvc.soneparsea.com:3443/PictureServer/default.aspx/schneider-V5_Image1.jpg?A3889C9397807479A2A1C7A8BAA5959DB4AAC672A86C8F7DBDA6BBAA83659AA4B7 | https://pim-kvc.soneparsea.com:3443/PictureServer/default.aspx/schneider-V5.pdf?81788B76AEAA939CBEAABDA9B7A95D8A8573C4A9B8 | TESYS VARIO SWITCH BODY FOR SWITCH-DISCONNECTOR 3 POLES 125 A | Vario switches act as enclosure disconnects when short circuit protection is provided upstream of the switch (if short circuit protection is not provided upstream, use GS1, LK3, Class 9422 Type T or D10 disconnect switches). Type V switches meet UL 508 requirements as manual motor controllers. | Version as emergency stop installation | no
| 176 | Automation and Control | Industrial Switch | Control Switch | TESYS VARIO SWITCH BODY FOR SWITCH-DISCONNECTOR 3P 125A | 2063757 | V5 | SCHNEIDER ELECTRIC | 8040 | https://pim-kvc.soneparsea.com:3443/PictureServer/default.aspx/schneider-V5_Image1.jpg?A3889C9397807479A2A1C7A8BAA5959DB4AAC672A86C8F7DBDA6BBAA83659AA4B7 | https://pim-kvc.soneparsea.com:3443/PictureServer/default.aspx/schneider-V5.pdf?81788B76AEAA939CBEAABDA9B7A95D8A8573C4A9B8 | TESYS VARIO SWITCH BODY FOR SWITCH-DISCONNECTOR 3 POLES 125 A | Vario switches act as enclosure disconnects when short circuit protection is provided upstream of the switch (if short circuit protection is not provided upstream, use GS1, LK3, Class 9422 Type T or D10 disconnect switches). Type V switches meet UL 508 requirements as manual motor controllers. | Version as reversing switch | no
| 176 | Automation and Control | Industrial Switch | Control Switch | TESYS VARIO SWITCH BODY FOR SWITCH-DISCONNECTOR 3P 125A | 2063757 | V5 | SCHNEIDER ELECTRIC | 8040 | https://pim-kvc.soneparsea.com:3443/PictureServer/default.aspx/schneider-V5_Image1.jpg?A3889C9397807479A2A1C7A8BAA5959DB4AAC672A86C8F7DBDA6BBAA83659AA4B7 | https://pim-kvc.soneparsea.com:3443/PictureServer/default.aspx/schneider-V5.pdf?81788B76AEAA939CBEAABDA9B7A95D8A8573C4A9B8 | TESYS VARIO SWITCH BODY FOR SWITCH-DISCONNECTOR 3 POLES 125 A | Vario switches act as enclosure disconnects when short circuit protection is provided upstream of the switch (if short circuit protection is not provided upstream, use GS1, LK3, Class 9422 Type T or D10 disconnect switches). Type V switches meet UL 508 requirements as manual motor controllers. | Number of switches | 1
| 176 | Automation and Control | Industrial Switch | Control Switch | TESYS VARIO SWITCH BODY FOR SWITCH-DISCONNECTOR 3P 125A | 2063757 | V5 | SCHNEIDER ELECTRIC | 8040 | https://pim-kvc.soneparsea.com:3443/PictureServer/default.aspx/schneider-V5_Image1.jpg?A3889C9397807479A2A1C7A8BAA5959DB4AAC672A86C8F7DBDA6BBAA83659AA4B7 | https://pim-kvc.soneparsea.com:3443/PictureServer/default.aspx/schneider-V5.pdf?81788B76AEAA939CBEAABDA9B7A95D8A8573C4A9B8 | TESYS VARIO SWITCH BODY FOR SWITCH-DISCONNECTOR 3 POLES 125 A | Vario switches act as enclosure disconnects when short circuit protection is provided upstream of the switch (if short circuit protection is not provided upstream, use GS1, LK3, Class 9422 Type T or D10 disconnect switches). Type V switches meet UL 508 requirements as manual motor controllers. | Max. rated operation voltage Ue AC | 690V
| 176 | Automation and Control | Industrial Switch | Control Switch | TESYS VARIO SWITCH BODY FOR SWITCH-DISCONNECTOR 3P 125A | 2063757 | V5 | SCHNEIDER ELECTRIC | 8040 | https://pim-kvc.soneparsea.com:3443/PictureServer/default.aspx/schneider-V5_Image1.jpg?A3889C9397807479A2A1C7A8BAA5959DB4AAC672A86C8F7DBDA6BBAA83659AA4B7 | https://pim-kvc.soneparsea.com:3443/PictureServer/default.aspx/schneider-V5.pdf?81788B76AEAA939CBEAABDA9B7A95D8A8573C4A9B8 | TESYS VARIO SWITCH BODY FOR SWITCH-DISCONNECTOR 3 POLES 125 A | Vario switches act as enclosure disconnects when short circuit protection is provided upstream of the switch (if short circuit protection is not provided upstream, use GS1, LK3, Class 9422 Type T or D10 disconnect switches). Type V switches meet UL 508 requirements as manual motor controllers. | Rated operating voltage | 230...690V
| 176 | Automation and Control | Industrial Switch | Control Switch | TESYS VARIO SWITCH BODY FOR SWITCH-DISCONNECTOR 3P 125A | 2063757 | V5 | SCHNEIDER ELECTRIC | 8040 | https://pim-kvc.soneparsea.com:3443/PictureServer/default.aspx/schneider-V5_Image1.jpg?A3889C9397807479A2A1C7A8BAA5959DB4AAC672A86C8F7DBDA6BBAA83659AA4B7 | https://pim-kvc.soneparsea.com:3443/PictureServer/default.aspx/schneider-V5.pdf?81788B76AEAA939CBEAABDA9B7A95D8A8573C4A9B8 | TESYS VARIO SWITCH BODY FOR SWITCH-DISCONNECTOR 3 POLES 125 A | Vario switches act as enclosure disconnects when short circuit protection is provided upstream of the switch (if short circuit protection is not provided upstream, use GS1, LK3, Class 9422 Type T or D10 disconnect switches). Type V switches meet UL 508 requirements as manual motor controllers. | Rated permanent current Iu | 125A
| 176 | Automation and Control | Industrial Switch | Control Switch | TESYS VARIO SWITCH BODY FOR SWITCH-DISCONNECTOR 3P 125A | 2063757 | V5 | SCHNEIDER ELECTRIC | 8040 | https://pim-kvc.soneparsea.com:3443/PictureServer/default.aspx/schneider-V5_Image1.jpg?A3889C9397807479A2A1C7A8BAA5959DB4AAC672A86C8F7DBDA6BBAA83659AA4B7 | https://pim-kvc.soneparsea.com:3443/PictureServer/default.aspx/schneider-V5.pdf?81788B76AEAA939CBEAABDA9B7A95D8A8573C4A9B8 | TESYS VARIO SWITCH BODY FOR SWITCH-DISCONNECTOR 3 POLES 125 A | Vario switches act as enclosure disconnects when short circuit protection is provided upstream of the switch (if short circuit protection is not provided upstream, use GS1, LK3, Class 9422 Type T or D10 disconnect switches). Type V switches meet UL 508 requirements as manual motor controllers. | Rated permanent current at AC-23, 400 V | 68.5A
| 176 | Automation and Control | Industrial Switch | Control Switch | TESYS VARIO SWITCH BODY FOR SWITCH-DISCONNECTOR 3P 125A | 2063757 | V5 | SCHNEIDER ELECTRIC | 8040 | https://pim-kvc.soneparsea.com:3443/PictureServer/default.aspx/schneider-V5_Image1.jpg?A3889C9397807479A2A1C7A8BAA5959DB4AAC672A86C8F7DBDA6BBAA83659AA4B7 | https://pim-kvc.soneparsea.com:3443/PictureServer/default.aspx/schneider-V5.pdf?81788B76AEAA939CBEAABDA9B7A95D8A8573C4A9B8 | TESYS VARIO SWITCH BODY FOR SWITCH-DISCONNECTOR 3 POLES 125 A | Vario switches act as enclosure disconnects when short circuit protection is provided upstream of the switch (if short circuit protection is not provided upstream, use GS1, LK3, Class 9422 Type T or D10 disconnect switches). Type V switches meet UL 508 requirements as manual motor controllers. | Rated permanent current at AC-21, 400 V | 125A
| 176 | Automation and Control | Industrial Switch | Control Switch | TESYS VARIO SWITCH BODY FOR SWITCH-DISCONNECTOR 3P 125A | 2063757 | V5 | SCHNEIDER ELECTRIC | 8040 | https://pim-kvc.soneparsea.com:3443/PictureServer/default.aspx/schneider-V5_Image1.jpg?A3889C9397807479A2A1C7A8BAA5959DB4AAC672A86C8F7DBDA6BBAA83659AA4B7 | https://pim-kvc.soneparsea.com:3443/PictureServer/default.aspx/schneider-V5.pdf?81788B76AEAA939CBEAABDA9B7A95D8A8573C4A9B8 | TESYS VARIO SWITCH BODY FOR SWITCH-DISCONNECTOR 3 POLES 125 A | Vario switches act as enclosure disconnects when short circuit protection is provided upstream of the switch (if short circuit protection is not provided upstream, use GS1, LK3, Class 9422 Type T or D10 disconnect switches). Type V switches meet UL 508 requirements as manual motor controllers. | Rated operation power at AC-3, 400 V | 30kW
| 176 | Automation and Control | Industrial Switch | Control Switch | TESYS VARIO SWITCH BODY FOR SWITCH-DISCONNECTOR 3P 125A | 2063757 | V5 | SCHNEIDER ELECTRIC | 8040 | https://pim-kvc.soneparsea.com:3443/PictureServer/default.aspx/schneider-V5_Image1.jpg?A3889C9397807479A2A1C7A8BAA5959DB4AAC672A86C8F7DBDA6BBAA83659AA4B7 | https://pim-kvc.soneparsea.com:3443/PictureServer/default.aspx/schneider-V5.pdf?81788B76AEAA939CBEAABDA9B7A95D8A8573C4A9B8 | TESYS VARIO SWITCH BODY FOR SWITCH-DISCONNECTOR 3 POLES 125 A | Vario switches act as enclosure disconnects when short circuit protection is provided upstream of the switch (if short circuit protection is not provided upstream, use GS1, LK3, Class 9422 Type T or D10 disconnect switches). Type V switches meet UL 508 requirements as manual motor controllers. | Rated short-time withstand current lcw | 1.5kA
| 176 | Automation and Control | Industrial Switch | Control Switch | TESYS VARIO SWITCH BODY FOR SWITCH-DISCONNECTOR 3P 125A | 2063757 | V5 | SCHNEIDER ELECTRIC | 8040 | https://pim-kvc.soneparsea.com:3443/PictureServer/default.aspx/schneider-V5_Image1.jpg?A3889C9397807479A2A1C7A8BAA5959DB4AAC672A86C8F7DBDA6BBAA83659AA4B7 | https://pim-kvc.soneparsea.com:3443/PictureServer/default.aspx/schneider-V5.pdf?81788B76AEAA939CBEAABDA9B7A95D8A8573C4A9B8 | TESYS VARIO SWITCH BODY FOR SWITCH-DISCONNECTOR 3 POLES 125 A | Vario switches act as enclosure disconnects when short circuit protection is provided upstream of the switch (if short circuit protection is not provided upstream, use GS1, LK3, Class 9422 Type T or D10 disconnect switches). Type V switches meet UL 508 requirements as manual motor controllers. | Rated operation power at AC-23, 400 V | 37kW
| 176 | Automation and Control | Industrial Switch | Control Switch | TESYS VARIO SWITCH BODY FOR SWITCH-DISCONNECTOR 3P 125A | 2063757 | V5 | SCHNEIDER ELECTRIC | 8040 | https://pim-kvc.soneparsea.com:3443/PictureServer/default.aspx/schneider-V5_Image1.jpg?A3889C9397807479A2A1C7A8BAA5959DB4AAC672A86C8F7DBDA6BBAA83659AA4B7 | https://pim-kvc.soneparsea.com:3443/PictureServer/default.aspx/schneider-V5.pdf?81788B76AEAA939CBEAABDA9B7A95D8A8573C4A9B8 | TESYS VARIO SWITCH BODY FOR SWITCH-DISCONNECTOR 3 POLES 125 A | Vario switches act as enclosure disconnects when short circuit protection is provided upstream of the switch (if short circuit protection is not provided upstream, use GS1, LK3, Class 9422 Type T or D10 disconnect switches). Type V switches meet UL 508 requirements as manual motor controllers. | Switching power at 400 V | 0kW
| 176 | Automation and Control | Industrial Switch | Control Switch | TESYS VARIO SWITCH BODY FOR SWITCH-DISCONNECTOR 3P 125A | 2063757 | V5 | SCHNEIDER ELECTRIC | 8040 | https://pim-kvc.soneparsea.com:3443/PictureServer/default.aspx/schneider-V5_Image1.jpg?A3889C9397807479A2A1C7A8BAA5959DB4AAC672A86C8F7DBDA6BBAA83659AA4B7 | https://pim-kvc.soneparsea.com:3443/PictureServer/default.aspx/schneider-V5.pdf?81788B76AEAA939CBEAABDA9B7A95D8A8573C4A9B8 | TESYS VARIO SWITCH BODY FOR SWITCH-DISCONNECTOR 3 POLES 125 A | Vario switches act as enclosure disconnects when short circuit protection is provided upstream of the switch (if short circuit protection is not provided upstream, use GS1, LK3, Class 9422 Type T or D10 disconnect switches). Type V switches meet UL 508 requirements as manual motor controllers. | Conditioned rated short-circuit current Iq | 10kA
| 176 | Automation and Control | Industrial Switch | Control Switch | TESYS VARIO SWITCH BODY FOR SWITCH-DISCONNECTOR 3P 125A | 2063757 | V5 | SCHNEIDER ELECTRIC | 8040 | https://pim-kvc.soneparsea.com:3443/PictureServer/default.aspx/schneider-V5_Image1.jpg?A3889C9397807479A2A1C7A8BAA5959DB4AAC672A86C8F7DBDA6BBAA83659AA4B7 | https://pim-kvc.soneparsea.com:3443/PictureServer/default.aspx/schneider-V5.pdf?81788B76AEAA939CBEAABDA9B7A95D8A8573C4A9B8 | TESYS VARIO SWITCH BODY FOR SWITCH-DISCONNECTOR 3 POLES 125 A | Vario switches act as enclosure disconnects when short circuit protection is provided upstream of the switch (if short circuit protection is not provided upstream, use GS1, LK3, Class 9422 Type T or D10 disconnect switches). Type V switches meet UL 508 requirements as manual motor controllers. | Number of poles | 3
| 176 | Automation and Control | Industrial Switch | Control Switch | TESYS VARIO SWITCH BODY FOR SWITCH-DISCONNECTOR 3P 125A | 2063757 | V5 | SCHNEIDER ELECTRIC | 8040 | https://pim-kvc.soneparsea.com:3443/PictureServer/default.aspx/schneider-V5_Image1.jpg?A3889C9397807479A2A1C7A8BAA5959DB4AAC672A86C8F7DBDA6BBAA83659AA4B7 | https://pim-kvc.soneparsea.com:3443/PictureServer/default.aspx/schneider-V5.pdf?81788B76AEAA939CBEAABDA9B7A95D8A8573C4A9B8 | TESYS VARIO SWITCH BODY FOR SWITCH-DISCONNECTOR 3 POLES 125 A | Vario switches act as enclosure disconnects when short circuit protection is provided upstream of the switch (if short circuit protection is not provided upstream, use GS1, LK3, Class 9422 Type T or D10 disconnect switches). Type V switches meet UL 508 requirements as manual motor controllers. | Number of auxiliary contacts as normally closed contact | 0
| 176 | Automation and Control | Industrial Switch | Control Switch | TESYS VARIO SWITCH BODY FOR SWITCH-DISCONNECTOR 3P 125A | 2063757 | V5 | SCHNEIDER ELECTRIC | 8040 | https://pim-kvc.soneparsea.com:3443/PictureServer/default.aspx/schneider-V5_Image1.jpg?A3889C9397807479A2A1C7A8BAA5959DB4AAC672A86C8F7DBDA6BBAA83659AA4B7 | https://pim-kvc.soneparsea.com:3443/PictureServer/default.aspx/schneider-V5.pdf?81788B76AEAA939CBEAABDA9B7A95D8A8573C4A9B8 | TESYS VARIO SWITCH BODY FOR SWITCH-DISCONNECTOR 3 POLES 125 A | Vario switches act as enclosure disconnects when short circuit protection is provided upstream of the switch (if short circuit protection is not provided upstream, use GS1, LK3, Class 9422 Type T or D10 disconnect switches). Type V switches meet UL 508 requirements as manual motor controllers. | Number of auxiliary contacts as normally open contact | 0
| 176 | Automation and Control | Industrial Switch | Control Switch | TESYS VARIO SWITCH BODY FOR SWITCH-DISCONNECTOR 3P 125A | 2063757 | V5 | SCHNEIDER ELECTRIC | 8040 | https://pim-kvc.soneparsea.com:3443/PictureServer/default.aspx/schneider-V5_Image1.jpg?A3889C9397807479A2A1C7A8BAA5959DB4AAC672A86C8F7DBDA6BBAA83659AA4B7 | https://pim-kvc.soneparsea.com:3443/PictureServer/default.aspx/schneider-V5.pdf?81788B76AEAA939CBEAABDA9B7A95D8A8573C4A9B8 | TESYS VARIO SWITCH BODY FOR SWITCH-DISCONNECTOR 3 POLES 125 A | Vario switches act as enclosure disconnects when short circuit protection is provided upstream of the switch (if short circuit protection is not provided upstream, use GS1, LK3, Class 9422 Type T or D10 disconnect switches). Type V switches meet UL 508 requirements as manual motor controllers. | Number of auxiliary contacts as change-over contact | 0
| 177 | Automation and Control | Industrial Switch | Control Switch | TESYS MINI-VARIO EMERGENCY STOP SWITCH DISCONNECTOR 12A | 2063758 | VCDN12 | SCHNEIDER ELECTRIC | 1595 | https://pim-kvc.soneparsea.com:3443/PictureServer/default.aspx/schneider-VCDN12_Image1.jpg?A3889C9397807479A2A1C7A8BAA5959DB4AAC672A87A74828177B38EBF9897998173BEB5B9 | https://pim-kvc.soneparsea.com:3443/PictureServer/default.aspx/schneider-VCDN12.pdf?80A1C7A8BAA5959DB4AAC672A87A7482817782B5B69D | TESYS MINI-VARIO EMERGENCY STOP SWITCH DISCONNECTOR 12 A ON DOOR | A range of safety control products which are simple to use and set up, with compact ergonomic products to meet requirements for starting or stopping motors. | Version as main switch | yes
| 177 | Automation and Control | Industrial Switch | Control Switch | TESYS MINI-VARIO EMERGENCY STOP SWITCH DISCONNECTOR 12A | 2063758 | VCDN12 | SCHNEIDER ELECTRIC | 1595 | https://pim-kvc.soneparsea.com:3443/PictureServer/default.aspx/schneider-VCDN12_Image1.jpg?A3889C9397807479A2A1C7A8BAA5959DB4AAC672A87A74828177B38EBF9897998173BEB5B9 | https://pim-kvc.soneparsea.com:3443/PictureServer/default.aspx/schneider-VCDN12.pdf?80A1C7A8BAA5959DB4AAC672A87A7482817782B5B69D | TESYS MINI-VARIO EMERGENCY STOP SWITCH DISCONNECTOR 12 A ON DOOR | A range of safety control products which are simple to use and set up, with compact ergonomic products to meet requirements for starting or stopping motors. | Version as maintenance-/service switch | no
| 177 | Automation and Control | Industrial Switch | Control Switch | TESYS MINI-VARIO EMERGENCY STOP SWITCH DISCONNECTOR 12A | 2063758 | VCDN12 | SCHNEIDER ELECTRIC | 1595 | https://pim-kvc.soneparsea.com:3443/PictureServer/default.aspx/schneider-VCDN12_Image1.jpg?A3889C9397807479A2A1C7A8BAA5959DB4AAC672A87A74828177B38EBF9897998173BEB5B9 | https://pim-kvc.soneparsea.com:3443/PictureServer/default.aspx/schneider-VCDN12.pdf?80A1C7A8BAA5959DB4AAC672A87A7482817782B5B69D | TESYS MINI-VARIO EMERGENCY STOP SWITCH DISCONNECTOR 12 A ON DOOR | A range of safety control products which are simple to use and set up, with compact ergonomic products to meet requirements for starting or stopping motors. | Version as safety switch | no
| 177 | Automation and Control | Industrial Switch | Control Switch | TESYS MINI-VARIO EMERGENCY STOP SWITCH DISCONNECTOR 12A | 2063758 | VCDN12 | SCHNEIDER ELECTRIC | 1595 | https://pim-kvc.soneparsea.com:3443/PictureServer/default.aspx/schneider-VCDN12_Image1.jpg?A3889C9397807479A2A1C7A8BAA5959DB4AAC672A87A74828177B38EBF9897998173BEB5B9 | https://pim-kvc.soneparsea.com:3443/PictureServer/default.aspx/schneider-VCDN12.pdf?80A1C7A8BAA5959DB4AAC672A87A7482817782B5B69D | TESYS MINI-VARIO EMERGENCY STOP SWITCH DISCONNECTOR 12 A ON DOOR | A range of safety control products which are simple to use and set up, with compact ergonomic products to meet requirements for starting or stopping motors. | Version as emergency stop installation | yes
| 177 | Automation and Control | Industrial Switch | Control Switch | TESYS MINI-VARIO EMERGENCY STOP SWITCH DISCONNECTOR 12A | 2063758 | VCDN12 | SCHNEIDER ELECTRIC | 1595 | https://pim-kvc.soneparsea.com:3443/PictureServer/default.aspx/schneider-VCDN12_Image1.jpg?A3889C9397807479A2A1C7A8BAA5959DB4AAC672A87A74828177B38EBF9897998173BEB5B9 | https://pim-kvc.soneparsea.com:3443/PictureServer/default.aspx/schneider-VCDN12.pdf?80A1C7A8BAA5959DB4AAC672A87A7482817782B5B69D | TESYS MINI-VARIO EMERGENCY STOP SWITCH DISCONNECTOR 12 A ON DOOR | A range of safety control products which are simple to use and set up, with compact ergonomic products to meet requirements for starting or stopping motors. | Version as reversing switch | no
| 177 | Automation and Control | Industrial Switch | Control Switch | TESYS MINI-VARIO EMERGENCY STOP SWITCH DISCONNECTOR 12A | 2063758 | VCDN12 | SCHNEIDER ELECTRIC | 1595 | https://pim-kvc.soneparsea.com:3443/PictureServer/default.aspx/schneider-VCDN12_Image1.jpg?A3889C9397807479A2A1C7A8BAA5959DB4AAC672A87A74828177B38EBF9897998173BEB5B9 | https://pim-kvc.soneparsea.com:3443/PictureServer/default.aspx/schneider-VCDN12.pdf?80A1C7A8BAA5959DB4AAC672A87A7482817782B5B69D | TESYS MINI-VARIO EMERGENCY STOP SWITCH DISCONNECTOR 12 A ON DOOR | A range of safety control products which are simple to use and set up, with compact ergonomic products to meet requirements for starting or stopping motors. | Max. rated operation voltage Ue AC | 690V
| 177 | Automation and Control | Industrial Switch | Control Switch | TESYS MINI-VARIO EMERGENCY STOP SWITCH DISCONNECTOR 12A | 2063758 | VCDN12 | SCHNEIDER ELECTRIC | 1595 | https://pim-kvc.soneparsea.com:3443/PictureServer/default.aspx/schneider-VCDN12_Image1.jpg?A3889C9397807479A2A1C7A8BAA5959DB4AAC672A87A74828177B38EBF9897998173BEB5B9 | https://pim-kvc.soneparsea.com:3443/PictureServer/default.aspx/schneider-VCDN12.pdf?80A1C7A8BAA5959DB4AAC672A87A7482817782B5B69D | TESYS MINI-VARIO EMERGENCY STOP SWITCH DISCONNECTOR 12 A ON DOOR | A range of safety control products which are simple to use and set up, with compact ergonomic products to meet requirements for starting or stopping motors. | Rated operating voltage | 690...690V
| 177 | Automation and Control | Industrial Switch | Control Switch | TESYS MINI-VARIO EMERGENCY STOP SWITCH DISCONNECTOR 12A | 2063758 | VCDN12 | SCHNEIDER ELECTRIC | 1595 | https://pim-kvc.soneparsea.com:3443/PictureServer/default.aspx/schneider-VCDN12_Image1.jpg?A3889C9397807479A2A1C7A8BAA5959DB4AAC672A87A74828177B38EBF9897998173BEB5B9 | https://pim-kvc.soneparsea.com:3443/PictureServer/default.aspx/schneider-VCDN12.pdf?80A1C7A8BAA5959DB4AAC672A87A7482817782B5B69D | TESYS MINI-VARIO EMERGENCY STOP SWITCH DISCONNECTOR 12 A ON DOOR | A range of safety control products which are simple to use and set up, with compact ergonomic products to meet requirements for starting or stopping motors. | Rated permanent current Iu | 12A
| 177 | Automation and Control | Industrial Switch | Control Switch | TESYS MINI-VARIO EMERGENCY STOP SWITCH DISCONNECTOR 12A | 2063758 | VCDN12 | SCHNEIDER ELECTRIC | 1595 | https://pim-kvc.soneparsea.com:3443/PictureServer/default.aspx/schneider-VCDN12_Image1.jpg?A3889C9397807479A2A1C7A8BAA5959DB4AAC672A87A74828177B38EBF9897998173BEB5B9 | https://pim-kvc.soneparsea.com:3443/PictureServer/default.aspx/schneider-VCDN12.pdf?80A1C7A8BAA5959DB4AAC672A87A7482817782B5B69D | TESYS MINI-VARIO EMERGENCY STOP SWITCH DISCONNECTOR 12 A ON DOOR | A range of safety control products which are simple to use and set up, with compact ergonomic products to meet requirements for starting or stopping motors. | Rated permanent current at AC-21, 400 V | 12A
| 177 | Automation and Control | Industrial Switch | Control Switch | TESYS MINI-VARIO EMERGENCY STOP SWITCH DISCONNECTOR 12A | 2063758 | VCDN12 | SCHNEIDER ELECTRIC | 1595 | https://pim-kvc.soneparsea.com:3443/PictureServer/default.aspx/schneider-VCDN12_Image1.jpg?A3889C9397807479A2A1C7A8BAA5959DB4AAC672A87A74828177B38EBF9897998173BEB5B9 | https://pim-kvc.soneparsea.com:3443/PictureServer/default.aspx/schneider-VCDN12.pdf?80A1C7A8BAA5959DB4AAC672A87A7482817782B5B69D | TESYS MINI-VARIO EMERGENCY STOP SWITCH DISCONNECTOR 12 A ON DOOR | A range of safety control products which are simple to use and set up, with compact ergonomic products to meet requirements for starting or stopping motors. | Rated operation power at AC-3, 400 V | 3kW
| 177 | Automation and Control | Industrial Switch | Control Switch | TESYS MINI-VARIO EMERGENCY STOP SWITCH DISCONNECTOR 12A | 2063758 | VCDN12 | SCHNEIDER ELECTRIC | 1595 | https://pim-kvc.soneparsea.com:3443/PictureServer/default.aspx/schneider-VCDN12_Image1.jpg?A3889C9397807479A2A1C7A8BAA5959DB4AAC672A87A74828177B38EBF9897998173BEB5B9 | https://pim-kvc.soneparsea.com:3443/PictureServer/default.aspx/schneider-VCDN12.pdf?80A1C7A8BAA5959DB4AAC672A87A7482817782B5B69D | TESYS MINI-VARIO EMERGENCY STOP SWITCH DISCONNECTOR 12 A ON DOOR | A range of safety control products which are simple to use and set up, with compact ergonomic products to meet requirements for starting or stopping motors. | Rated short-time withstand current lcw | 0.14kA
| 177 | Automation and Control | Industrial Switch | Control Switch | TESYS MINI-VARIO EMERGENCY STOP SWITCH DISCONNECTOR 12A | 2063758 | VCDN12 | SCHNEIDER ELECTRIC | 1595 | https://pim-kvc.soneparsea.com:3443/PictureServer/default.aspx/schneider-VCDN12_Image1.jpg?A3889C9397807479A2A1C7A8BAA5959DB4AAC672A87A74828177B38EBF9897998173BEB5B9 | https://pim-kvc.soneparsea.com:3443/PictureServer/default.aspx/schneider-VCDN12.pdf?80A1C7A8BAA5959DB4AAC672A87A7482817782B5B69D | TESYS MINI-VARIO EMERGENCY STOP SWITCH DISCONNECTOR 12 A ON DOOR | A range of safety control products which are simple to use and set up, with compact ergonomic products to meet requirements for starting or stopping motors. | Rated operation power at AC-23, 400 V | 4kW
| 177 | Automation and Control | Industrial Switch | Control Switch | TESYS MINI-VARIO EMERGENCY STOP SWITCH DISCONNECTOR 12A | 2063758 | VCDN12 | SCHNEIDER ELECTRIC | 1595 | https://pim-kvc.soneparsea.com:3443/PictureServer/default.aspx/schneider-VCDN12_Image1.jpg?A3889C9397807479A2A1C7A8BAA5959DB4AAC672A87A74828177B38EBF9897998173BEB5B9 | https://pim-kvc.soneparsea.com:3443/PictureServer/default.aspx/schneider-VCDN12.pdf?80A1C7A8BAA5959DB4AAC672A87A7482817782B5B69D | TESYS MINI-VARIO EMERGENCY STOP SWITCH DISCONNECTOR 12 A ON DOOR | A range of safety control products which are simple to use and set up, with compact ergonomic products to meet requirements for starting or stopping motors. | Switching power at 400 V | 0kW
| 177 | Automation and Control | Industrial Switch | Control Switch | TESYS MINI-VARIO EMERGENCY STOP SWITCH DISCONNECTOR 12A | 2063758 | VCDN12 | SCHNEIDER ELECTRIC | 1595 | https://pim-kvc.soneparsea.com:3443/PictureServer/default.aspx/schneider-VCDN12_Image1.jpg?A3889C9397807479A2A1C7A8BAA5959DB4AAC672A87A74828177B38EBF9897998173BEB5B9 | https://pim-kvc.soneparsea.com:3443/PictureServer/default.aspx/schneider-VCDN12.pdf?80A1C7A8BAA5959DB4AAC672A87A7482817782B5B69D | TESYS MINI-VARIO EMERGENCY STOP SWITCH DISCONNECTOR 12 A ON DOOR | A range of safety control products which are simple to use and set up, with compact ergonomic products to meet requirements for starting or stopping motors. | Conditioned rated short-circuit current Iq | 6kA
| 177 | Automation and Control | Industrial Switch | Control Switch | TESYS MINI-VARIO EMERGENCY STOP SWITCH DISCONNECTOR 12A | 2063758 | VCDN12 | SCHNEIDER ELECTRIC | 1595 | https://pim-kvc.soneparsea.com:3443/PictureServer/default.aspx/schneider-VCDN12_Image1.jpg?A3889C9397807479A2A1C7A8BAA5959DB4AAC672A87A74828177B38EBF9897998173BEB5B9 | https://pim-kvc.soneparsea.com:3443/PictureServer/default.aspx/schneider-VCDN12.pdf?80A1C7A8BAA5959DB4AAC672A87A7482817782B5B69D | TESYS MINI-VARIO EMERGENCY STOP SWITCH DISCONNECTOR 12 A ON DOOR | A range of safety control products which are simple to use and set up, with compact ergonomic products to meet requirements for starting or stopping motors. | Number of poles | 3
| 177 | Automation and Control | Industrial Switch | Control Switch | TESYS MINI-VARIO EMERGENCY STOP SWITCH DISCONNECTOR 12A | 2063758 | VCDN12 | SCHNEIDER ELECTRIC | 1595 | https://pim-kvc.soneparsea.com:3443/PictureServer/default.aspx/schneider-VCDN12_Image1.jpg?A3889C9397807479A2A1C7A8BAA5959DB4AAC672A87A74828177B38EBF9897998173BEB5B9 | https://pim-kvc.soneparsea.com:3443/PictureServer/default.aspx/schneider-VCDN12.pdf?80A1C7A8BAA5959DB4AAC672A87A7482817782B5B69D | TESYS MINI-VARIO EMERGENCY STOP SWITCH DISCONNECTOR 12 A ON DOOR | A range of safety control products which are simple to use and set up, with compact ergonomic products to meet requirements for starting or stopping motors. | Number of auxiliary contacts as normally closed contact | 0
| 177 | Automation and Control | Industrial Switch | Control Switch | TESYS MINI-VARIO EMERGENCY STOP SWITCH DISCONNECTOR 12A | 2063758 | VCDN12 | SCHNEIDER ELECTRIC | 1595 | https://pim-kvc.soneparsea.com:3443/PictureServer/default.aspx/schneider-VCDN12_Image1.jpg?A3889C9397807479A2A1C7A8BAA5959DB4AAC672A87A74828177B38EBF9897998173BEB5B9 | https://pim-kvc.soneparsea.com:3443/PictureServer/default.aspx/schneider-VCDN12.pdf?80A1C7A8BAA5959DB4AAC672A87A7482817782B5B69D | TESYS MINI-VARIO EMERGENCY STOP SWITCH DISCONNECTOR 12 A ON DOOR | A range of safety control products which are simple to use and set up, with compact ergonomic products to meet requirements for starting or stopping motors. | Number of auxiliary contacts as normally open contact | 0
| 177 | Automation and Control | Industrial Switch | Control Switch | TESYS MINI-VARIO EMERGENCY STOP SWITCH DISCONNECTOR 12A | 2063758 | VCDN12 | SCHNEIDER ELECTRIC | 1595 | https://pim-kvc.soneparsea.com:3443/PictureServer/default.aspx/schneider-VCDN12_Image1.jpg?A3889C9397807479A2A1C7A8BAA5959DB4AAC672A87A74828177B38EBF9897998173BEB5B9 | https://pim-kvc.soneparsea.com:3443/PictureServer/default.aspx/schneider-VCDN12.pdf?80A1C7A8BAA5959DB4AAC672A87A7482817782B5B69D | TESYS MINI-VARIO EMERGENCY STOP SWITCH DISCONNECTOR 12 A ON DOOR | A range of safety control products which are simple to use and set up, with compact ergonomic products to meet requirements for starting or stopping motors. | Number of auxiliary contacts as change-over contact | 0
| 177 | Automation and Control | Industrial Switch | Control Switch | TESYS MINI-VARIO EMERGENCY STOP SWITCH DISCONNECTOR 12A | 2063758 | VCDN12 | SCHNEIDER ELECTRIC | 1595 | https://pim-kvc.soneparsea.com:3443/PictureServer/default.aspx/schneider-VCDN12_Image1.jpg?A3889C9397807479A2A1C7A8BAA5959DB4AAC672A87A74828177B38EBF9897998173BEB5B9 | https://pim-kvc.soneparsea.com:3443/PictureServer/default.aspx/schneider-VCDN12.pdf?80A1C7A8BAA5959DB4AAC672A87A7482817782B5B69D | TESYS MINI-VARIO EMERGENCY STOP SWITCH DISCONNECTOR 12 A ON DOOR | A range of safety control products which are simple to use and set up, with compact ergonomic products to meet requirements for starting or stopping motors. | Motor drive optional | no
| 177 | Automation and Control | Industrial Switch | Control Switch | TESYS MINI-VARIO EMERGENCY STOP SWITCH DISCONNECTOR 12A | 2063758 | VCDN12 | SCHNEIDER ELECTRIC | 1595 | https://pim-kvc.soneparsea.com:3443/PictureServer/default.aspx/schneider-VCDN12_Image1.jpg?A3889C9397807479A2A1C7A8BAA5959DB4AAC672A87A74828177B38EBF9897998173BEB5B9 | https://pim-kvc.soneparsea.com:3443/PictureServer/default.aspx/schneider-VCDN12.pdf?80A1C7A8BAA5959DB4AAC672A87A7482817782B5B69D | TESYS MINI-VARIO EMERGENCY STOP SWITCH DISCONNECTOR 12 A ON DOOR | A range of safety control products which are simple to use and set up, with compact ergonomic products to meet requirements for starting or stopping motors. | Motor drive integrated | no
| 178 | Automation and Control | Industrial Switch | Selector Switches | HARMONY XALD STATION 1 SELECTOR SWITCH Ø22 1NO DARK GREY | 2063763 | XALD134 | SCHNEIDER ELECTRIC | 1810 | https://pim-kvc.soneparsea.com:3443/PictureServer/default.aspx/schneider-XALD134_Image1.jpg?A3889C9397807479A2A1C7A8BAA5959DB4AAC672AA787C78817888A49BA4919BB57682AFC29E | https://pim-kvc.soneparsea.com:3443/PictureServer/default.aspx/schneider-XAL-D134.pdf?81788B76AEAA939CBEAABDA9B7A95D8C91918189836A6462C0A9BA | HARMONY XALD DARK GREY STATION 1 SELECTOR SWITCH Ø22 STANDARD HANDLE 1NO | This Schneider Electric XALD dark grey control station is ideal to control start and stop operations in machines. It has 1 selector switch with 2 stay-put positions marked O / I and 1 normally open contact on I position. It is IP65 / NEMA type 4 . This dark grey control station enables machine builders to easily add control and signalling functionality on their machines, with permanent modifications or damage to their machine body. It is designed for simple and mass production machines, textiles, packaging, handling small lifting systems, control of garage doors, rolling shutters, smoke extraction vents. It is compatible with Harmony XB5 range pushbuttons, switches and pilot lights. It is also resistant to chemicals and offers double insulation. | Number of switch positions | 2
| 178 | Automation and Control | Industrial Switch | Selector Switches | HARMONY XALD STATION 1 SELECTOR SWITCH Ø22 1NO DARK GREY | 2063763 | XALD134 | SCHNEIDER ELECTRIC | 1810 | https://pim-kvc.soneparsea.com:3443/PictureServer/default.aspx/schneider-XALD134_Image1.jpg?A3889C9397807479A2A1C7A8BAA5959DB4AAC672AA787C78817888A49BA4919BB57682AFC29E | https://pim-kvc.soneparsea.com:3443/PictureServer/default.aspx/schneider-XAL-D134.pdf?81788B76AEAA939CBEAABDA9B7A95D8C91918189836A6462C0A9BA | HARMONY XALD DARK GREY STATION 1 SELECTOR SWITCH Ø22 STANDARD HANDLE 1NO | This Schneider Electric XALD dark grey control station is ideal to control start and stop operations in machines. It has 1 selector switch with 2 stay-put positions marked O / I and 1 normally open contact on I position. It is IP65 / NEMA type 4 . This dark grey control station enables machine builders to easily add control and signalling functionality on their machines, with permanent modifications or damage to their machine body. It is designed for simple and mass production machines, textiles, packaging, handling small lifting systems, control of garage doors, rolling shutters, smoke extraction vents. It is compatible with Harmony XB5 range pushbuttons, switches and pilot lights. It is also resistant to chemicals and offers double insulation. | Type of control element | Toggle
| 178 | Automation and Control | Industrial Switch | Selector Switches | HARMONY XALD STATION 1 SELECTOR SWITCH Ø22 1NO DARK GREY | 2063763 | XALD134 | SCHNEIDER ELECTRIC | 1810 | https://pim-kvc.soneparsea.com:3443/PictureServer/default.aspx/schneider-XALD134_Image1.jpg?A3889C9397807479A2A1C7A8BAA5959DB4AAC672AA787C78817888A49BA4919BB57682AFC29E | https://pim-kvc.soneparsea.com:3443/PictureServer/default.aspx/schneider-XAL-D134.pdf?81788B76AEAA939CBEAABDA9B7A95D8C91918189836A6462C0A9BA | HARMONY XALD DARK GREY STATION 1 SELECTOR SWITCH Ø22 STANDARD HANDLE 1NO | This Schneider Electric XALD dark grey control station is ideal to control start and stop operations in machines. It has 1 selector switch with 2 stay-put positions marked O / I and 1 normally open contact on I position. It is IP65 / NEMA type 4 . This dark grey control station enables machine builders to easily add control and signalling functionality on their machines, with permanent modifications or damage to their machine body. It is designed for simple and mass production machines, textiles, packaging, handling small lifting systems, control of garage doors, rolling shutters, smoke extraction vents. It is compatible with Harmony XB5 range pushbuttons, switches and pilot lights. It is also resistant to chemicals and offers double insulation. | Suitable for illumination | no
| 178 | Automation and Control | Industrial Switch | Selector Switches | HARMONY XALD STATION 1 SELECTOR SWITCH Ø22 1NO DARK GREY | 2063763 | XALD134 | SCHNEIDER ELECTRIC | 1810 | https://pim-kvc.soneparsea.com:3443/PictureServer/default.aspx/schneider-XALD134_Image1.jpg?A3889C9397807479A2A1C7A8BAA5959DB4AAC672AA787C78817888A49BA4919BB57682AFC29E | https://pim-kvc.soneparsea.com:3443/PictureServer/default.aspx/schneider-XAL-D134.pdf?81788B76AEAA939CBEAABDA9B7A95D8C91918189836A6462C0A9BA | HARMONY XALD DARK GREY STATION 1 SELECTOR SWITCH Ø22 STANDARD HANDLE 1NO | This Schneider Electric XALD dark grey control station is ideal to control start and stop operations in machines. It has 1 selector switch with 2 stay-put positions marked O / I and 1 normally open contact on I position. It is IP65 / NEMA type 4 . This dark grey control station enables machine builders to easily add control and signalling functionality on their machines, with permanent modifications or damage to their machine body. It is designed for simple and mass production machines, textiles, packaging, handling small lifting systems, control of garage doors, rolling shutters, smoke extraction vents. It is compatible with Harmony XB5 range pushbuttons, switches and pilot lights. It is also resistant to chemicals and offers double insulation. | With light source | no
| 178 | Automation and Control | Industrial Switch | Selector Switches | HARMONY XALD STATION 1 SELECTOR SWITCH Ø22 1NO DARK GREY | 2063763 | XALD134 | SCHNEIDER ELECTRIC | 1810 | https://pim-kvc.soneparsea.com:3443/PictureServer/default.aspx/schneider-XALD134_Image1.jpg?A3889C9397807479A2A1C7A8BAA5959DB4AAC672AA787C78817888A49BA4919BB57682AFC29E | https://pim-kvc.soneparsea.com:3443/PictureServer/default.aspx/schneider-XAL-D134.pdf?81788B76AEAA939CBEAABDA9B7A95D8C91918189836A6462C0A9BA | HARMONY XALD DARK GREY STATION 1 SELECTOR SWITCH Ø22 STANDARD HANDLE 1NO | This Schneider Electric XALD dark grey control station is ideal to control start and stop operations in machines. It has 1 selector switch with 2 stay-put positions marked O / I and 1 normally open contact on I position. It is IP65 / NEMA type 4 . This dark grey control station enables machine builders to easily add control and signalling functionality on their machines, with permanent modifications or damage to their machine body. It is designed for simple and mass production machines, textiles, packaging, handling small lifting systems, control of garage doors, rolling shutters, smoke extraction vents. It is compatible with Harmony XB5 range pushbuttons, switches and pilot lights. It is also resistant to chemicals and offers double insulation. | Colour button | Black
| 178 | Automation and Control | Industrial Switch | Selector Switches | HARMONY XALD STATION 1 SELECTOR SWITCH Ø22 1NO DARK GREY | 2063763 | XALD134 | SCHNEIDER ELECTRIC | 1810 | https://pim-kvc.soneparsea.com:3443/PictureServer/default.aspx/schneider-XALD134_Image1.jpg?A3889C9397807479A2A1C7A8BAA5959DB4AAC672AA787C78817888A49BA4919BB57682AFC29E | https://pim-kvc.soneparsea.com:3443/PictureServer/default.aspx/schneider-XAL-D134.pdf?81788B76AEAA939CBEAABDA9B7A95D8C91918189836A6462C0A9BA | HARMONY XALD DARK GREY STATION 1 SELECTOR SWITCH Ø22 STANDARD HANDLE 1NO | This Schneider Electric XALD dark grey control station is ideal to control start and stop operations in machines. It has 1 selector switch with 2 stay-put positions marked O / I and 1 normally open contact on I position. It is IP65 / NEMA type 4 . This dark grey control station enables machine builders to easily add control and signalling functionality on their machines, with permanent modifications or damage to their machine body. It is designed for simple and mass production machines, textiles, packaging, handling small lifting systems, control of garage doors, rolling shutters, smoke extraction vents. It is compatible with Harmony XB5 range pushbuttons, switches and pilot lights. It is also resistant to chemicals and offers double insulation. | Hole diameter | 22mm
| 178 | Automation and Control | Industrial Switch | Selector Switches | HARMONY XALD STATION 1 SELECTOR SWITCH Ø22 1NO DARK GREY | 2063763 | XALD134 | SCHNEIDER ELECTRIC | 1810 | https://pim-kvc.soneparsea.com:3443/PictureServer/default.aspx/schneider-XALD134_Image1.jpg?A3889C9397807479A2A1C7A8BAA5959DB4AAC672AA787C78817888A49BA4919BB57682AFC29E | https://pim-kvc.soneparsea.com:3443/PictureServer/default.aspx/schneider-XAL-D134.pdf?81788B76AEAA939CBEAABDA9B7A95D8C91918189836A6462C0A9BA | HARMONY XALD DARK GREY STATION 1 SELECTOR SWITCH Ø22 STANDARD HANDLE 1NO | This Schneider Electric XALD dark grey control station is ideal to control start and stop operations in machines. It has 1 selector switch with 2 stay-put positions marked O / I and 1 normally open contact on I position. It is IP65 / NEMA type 4 . This dark grey control station enables machine builders to easily add control and signalling functionality on their machines, with permanent modifications or damage to their machine body. It is designed for simple and mass production machines, textiles, packaging, handling small lifting systems, control of garage doors, rolling shutters, smoke extraction vents. It is compatible with Harmony XB5 range pushbuttons, switches and pilot lights. It is also resistant to chemicals and offers double insulation. | Switching function latching | yes
| 178 | Automation and Control | Industrial Switch | Selector Switches | HARMONY XALD STATION 1 SELECTOR SWITCH Ø22 1NO DARK GREY | 2063763 | XALD134 | SCHNEIDER ELECTRIC | 1810 | https://pim-kvc.soneparsea.com:3443/PictureServer/default.aspx/schneider-XALD134_Image1.jpg?A3889C9397807479A2A1C7A8BAA5959DB4AAC672AA787C78817888A49BA4919BB57682AFC29E | https://pim-kvc.soneparsea.com:3443/PictureServer/default.aspx/schneider-XAL-D134.pdf?81788B76AEAA939CBEAABDA9B7A95D8C91918189836A6462C0A9BA | HARMONY XALD DARK GREY STATION 1 SELECTOR SWITCH Ø22 STANDARD HANDLE 1NO | This Schneider Electric XALD dark grey control station is ideal to control start and stop operations in machines. It has 1 selector switch with 2 stay-put positions marked O / I and 1 normally open contact on I position. It is IP65 / NEMA type 4 . This dark grey control station enables machine builders to easily add control and signalling functionality on their machines, with permanent modifications or damage to their machine body. It is designed for simple and mass production machines, textiles, packaging, handling small lifting systems, control of garage doors, rolling shutters, smoke extraction vents. It is compatible with Harmony XB5 range pushbuttons, switches and pilot lights. It is also resistant to chemicals and offers double insulation. | Spring-return | no
| 178 | Automation and Control | Industrial Switch | Selector Switches | HARMONY XALD STATION 1 SELECTOR SWITCH Ø22 1NO DARK GREY | 2063763 | XALD134 | SCHNEIDER ELECTRIC | 1810 | https://pim-kvc.soneparsea.com:3443/PictureServer/default.aspx/schneider-XALD134_Image1.jpg?A3889C9397807479A2A1C7A8BAA5959DB4AAC672AA787C78817888A49BA4919BB57682AFC29E | https://pim-kvc.soneparsea.com:3443/PictureServer/default.aspx/schneider-XAL-D134.pdf?81788B76AEAA939CBEAABDA9B7A95D8C91918189836A6462C0A9BA | HARMONY XALD DARK GREY STATION 1 SELECTOR SWITCH Ø22 STANDARD HANDLE 1NO | This Schneider Electric XALD dark grey control station is ideal to control start and stop operations in machines. It has 1 selector switch with 2 stay-put positions marked O / I and 1 normally open contact on I position. It is IP65 / NEMA type 4 . This dark grey control station enables machine builders to easily add control and signalling functionality on their machines, with permanent modifications or damage to their machine body. It is designed for simple and mass production machines, textiles, packaging, handling small lifting systems, control of garage doors, rolling shutters, smoke extraction vents. It is compatible with Harmony XB5 range pushbuttons, switches and pilot lights. It is also resistant to chemicals and offers double insulation. | Degree of protection (IP) | IP65
| 178 | Automation and Control | Industrial Switch | Selector Switches | HARMONY XALD STATION 1 SELECTOR SWITCH Ø22 1NO DARK GREY | 2063763 | XALD134 | SCHNEIDER ELECTRIC | 1810 | https://pim-kvc.soneparsea.com:3443/PictureServer/default.aspx/schneider-XALD134_Image1.jpg?A3889C9397807479A2A1C7A8BAA5959DB4AAC672AA787C78817888A49BA4919BB57682AFC29E | https://pim-kvc.soneparsea.com:3443/PictureServer/default.aspx/schneider-XAL-D134.pdf?81788B76AEAA939CBEAABDA9B7A95D8C91918189836A6462C0A9BA | HARMONY XALD DARK GREY STATION 1 SELECTOR SWITCH Ø22 STANDARD HANDLE 1NO | This Schneider Electric XALD dark grey control station is ideal to control start and stop operations in machines. It has 1 selector switch with 2 stay-put positions marked O / I and 1 normally open contact on I position. It is IP65 / NEMA type 4 . This dark grey control station enables machine builders to easily add control and signalling functionality on their machines, with permanent modifications or damage to their machine body. It is designed for simple and mass production machines, textiles, packaging, handling small lifting systems, control of garage doors, rolling shutters, smoke extraction vents. It is compatible with Harmony XB5 range pushbuttons, switches and pilot lights. It is also resistant to chemicals and offers double insulation. | Supply voltage | 500...500V
| 178 | Automation and Control | Industrial Switch | Selector Switches | HARMONY XALD STATION 1 SELECTOR SWITCH Ø22 1NO DARK GREY | 2063763 | XALD134 | SCHNEIDER ELECTRIC | 1810 | https://pim-kvc.soneparsea.com:3443/PictureServer/default.aspx/schneider-XALD134_Image1.jpg?A3889C9397807479A2A1C7A8BAA5959DB4AAC672AA787C78817888A49BA4919BB57682AFC29E | https://pim-kvc.soneparsea.com:3443/PictureServer/default.aspx/schneider-XAL-D134.pdf?81788B76AEAA939CBEAABDA9B7A95D8C91918189836A6462C0A9BA | HARMONY XALD DARK GREY STATION 1 SELECTOR SWITCH Ø22 STANDARD HANDLE 1NO | This Schneider Electric XALD dark grey control station is ideal to control start and stop operations in machines. It has 1 selector switch with 2 stay-put positions marked O / I and 1 normally open contact on I position. It is IP65 / NEMA type 4 . This dark grey control station enables machine builders to easily add control and signalling functionality on their machines, with permanent modifications or damage to their machine body. It is designed for simple and mass production machines, textiles, packaging, handling small lifting systems, control of garage doors, rolling shutters, smoke extraction vents. It is compatible with Harmony XB5 range pushbuttons, switches and pilot lights. It is also resistant to chemicals and offers double insulation. | Number of contacts as normally open contact | 1
| 178 | Automation and Control | Industrial Switch | Selector Switches | HARMONY XALD STATION 1 SELECTOR SWITCH Ø22 1NO DARK GREY | 2063763 | XALD134 | SCHNEIDER ELECTRIC | 1810 | https://pim-kvc.soneparsea.com:3443/PictureServer/default.aspx/schneider-XALD134_Image1.jpg?A3889C9397807479A2A1C7A8BAA5959DB4AAC672AA787C78817888A49BA4919BB57682AFC29E | https://pim-kvc.soneparsea.com:3443/PictureServer/default.aspx/schneider-XAL-D134.pdf?81788B76AEAA939CBEAABDA9B7A95D8C91918189836A6462C0A9BA | HARMONY XALD DARK GREY STATION 1 SELECTOR SWITCH Ø22 STANDARD HANDLE 1NO | This Schneider Electric XALD dark grey control station is ideal to control start and stop operations in machines. It has 1 selector switch with 2 stay-put positions marked O / I and 1 normally open contact on I position. It is IP65 / NEMA type 4 . This dark grey control station enables machine builders to easily add control and signalling functionality on their machines, with permanent modifications or damage to their machine body. It is designed for simple and mass production machines, textiles, packaging, handling small lifting systems, control of garage doors, rolling shutters, smoke extraction vents. It is compatible with Harmony XB5 range pushbuttons, switches and pilot lights. It is also resistant to chemicals and offers double insulation. | Number of contacts as normally closed contact | 0
| 178 | Automation and Control | Industrial Switch | Selector Switches | HARMONY XALD STATION 1 SELECTOR SWITCH Ø22 1NO DARK GREY | 2063763 | XALD134 | SCHNEIDER ELECTRIC | 1810 | https://pim-kvc.soneparsea.com:3443/PictureServer/default.aspx/schneider-XALD134_Image1.jpg?A3889C9397807479A2A1C7A8BAA5959DB4AAC672AA787C78817888A49BA4919BB57682AFC29E | https://pim-kvc.soneparsea.com:3443/PictureServer/default.aspx/schneider-XAL-D134.pdf?81788B76AEAA939CBEAABDA9B7A95D8C91918189836A6462C0A9BA | HARMONY XALD DARK GREY STATION 1 SELECTOR SWITCH Ø22 STANDARD HANDLE 1NO | This Schneider Electric XALD dark grey control station is ideal to control start and stop operations in machines. It has 1 selector switch with 2 stay-put positions marked O / I and 1 normally open contact on I position. It is IP65 / NEMA type 4 . This dark grey control station enables machine builders to easily add control and signalling functionality on their machines, with permanent modifications or damage to their machine body. It is designed for simple and mass production machines, textiles, packaging, handling small lifting systems, control of garage doors, rolling shutters, smoke extraction vents. It is compatible with Harmony XB5 range pushbuttons, switches and pilot lights. It is also resistant to chemicals and offers double insulation. | Number of contacts as change-over contact | 0
| 178 | Automation and Control | Industrial Switch | Selector Switches | HARMONY XALD STATION 1 SELECTOR SWITCH Ø22 1NO DARK GREY | 2063763 | XALD134 | SCHNEIDER ELECTRIC | 1810 | https://pim-kvc.soneparsea.com:3443/PictureServer/default.aspx/schneider-XALD134_Image1.jpg?A3889C9397807479A2A1C7A8BAA5959DB4AAC672AA787C78817888A49BA4919BB57682AFC29E | https://pim-kvc.soneparsea.com:3443/PictureServer/default.aspx/schneider-XAL-D134.pdf?81788B76AEAA939CBEAABDA9B7A95D8C91918189836A6462C0A9BA | HARMONY XALD DARK GREY STATION 1 SELECTOR SWITCH Ø22 STANDARD HANDLE 1NO | This Schneider Electric XALD dark grey control station is ideal to control start and stop operations in machines. It has 1 selector switch with 2 stay-put positions marked O / I and 1 normally open contact on I position. It is IP65 / NEMA type 4 . This dark grey control station enables machine builders to easily add control and signalling functionality on their machines, with permanent modifications or damage to their machine body. It is designed for simple and mass production machines, textiles, packaging, handling small lifting systems, control of garage doors, rolling shutters, smoke extraction vents. It is compatible with Harmony XB5 range pushbuttons, switches and pilot lights. It is also resistant to chemicals and offers double insulation. | Type of electric connection | Screw connection
| 178 | Automation and Control | Industrial Switch | Selector Switches | HARMONY XALD STATION 1 SELECTOR SWITCH Ø22 1NO DARK GREY | 2063763 | XALD134 | SCHNEIDER ELECTRIC | 1810 | https://pim-kvc.soneparsea.com:3443/PictureServer/default.aspx/schneider-XALD134_Image1.jpg?A3889C9397807479A2A1C7A8BAA5959DB4AAC672AA787C78817888A49BA4919BB57682AFC29E | https://pim-kvc.soneparsea.com:3443/PictureServer/default.aspx/schneider-XAL-D134.pdf?81788B76AEAA939CBEAABDA9B7A95D8C91918189836A6462C0A9BA | HARMONY XALD DARK GREY STATION 1 SELECTOR SWITCH Ø22 STANDARD HANDLE 1NO | This Schneider Electric XALD dark grey control station is ideal to control start and stop operations in machines. It has 1 selector switch with 2 stay-put positions marked O / I and 1 normally open contact on I position. It is IP65 / NEMA type 4 . This dark grey control station enables machine builders to easily add control and signalling functionality on their machines, with permanent modifications or damage to their machine body. It is designed for simple and mass production machines, textiles, packaging, handling small lifting systems, control of garage doors, rolling shutters, smoke extraction vents. It is compatible with Harmony XB5 range pushbuttons, switches and pilot lights. It is also resistant to chemicals and offers double insulation. | With front ring | no
| 178 | Automation and Control | Industrial Switch | Selector Switches | HARMONY XALD STATION 1 SELECTOR SWITCH Ø22 1NO DARK GREY | 2063763 | XALD134 | SCHNEIDER ELECTRIC | 1810 | https://pim-kvc.soneparsea.com:3443/PictureServer/default.aspx/schneider-XALD134_Image1.jpg?A3889C9397807479A2A1C7A8BAA5959DB4AAC672AA787C78817888A49BA4919BB57682AFC29E | https://pim-kvc.soneparsea.com:3443/PictureServer/default.aspx/schneider-XAL-D134.pdf?81788B76AEAA939CBEAABDA9B7A95D8C91918189836A6462C0A9BA | HARMONY XALD DARK GREY STATION 1 SELECTOR SWITCH Ø22 STANDARD HANDLE 1NO | This Schneider Electric XALD dark grey control station is ideal to control start and stop operations in machines. It has 1 selector switch with 2 stay-put positions marked O / I and 1 normally open contact on I position. It is IP65 / NEMA type 4 . This dark grey control station enables machine builders to easily add control and signalling functionality on their machines, with permanent modifications or damage to their machine body. It is designed for simple and mass production machines, textiles, packaging, handling small lifting systems, control of garage doors, rolling shutters, smoke extraction vents. It is compatible with Harmony XB5 range pushbuttons, switches and pilot lights. It is also resistant to chemicals and offers double insulation. | Material front ring | Plastic
| 178 | Automation and Control | Industrial Switch | Selector Switches | HARMONY XALD STATION 1 SELECTOR SWITCH Ø22 1NO DARK GREY | 2063763 | XALD134 | SCHNEIDER ELECTRIC | 1810 | https://pim-kvc.soneparsea.com:3443/PictureServer/default.aspx/schneider-XALD134_Image1.jpg?A3889C9397807479A2A1C7A8BAA5959DB4AAC672AA787C78817888A49BA4919BB57682AFC29E | https://pim-kvc.soneparsea.com:3443/PictureServer/default.aspx/schneider-XAL-D134.pdf?81788B76AEAA939CBEAABDA9B7A95D8C91918189836A6462C0A9BA | HARMONY XALD DARK GREY STATION 1 SELECTOR SWITCH Ø22 STANDARD HANDLE 1NO | This Schneider Electric XALD dark grey control station is ideal to control start and stop operations in machines. It has 1 selector switch with 2 stay-put positions marked O / I and 1 normally open contact on I position. It is IP65 / NEMA type 4 . This dark grey control station enables machine builders to easily add control and signalling functionality on their machines, with permanent modifications or damage to their machine body. It is designed for simple and mass production machines, textiles, packaging, handling small lifting systems, control of garage doors, rolling shutters, smoke extraction vents. It is compatible with Harmony XB5 range pushbuttons, switches and pilot lights. It is also resistant to chemicals and offers double insulation. | Colour front ring | Other